## READ ME
Tab identifiers
forRPM | This is a concatenation of all the "forRPM" tabs from the individual supply curve workbooks
aMW-MAX | This calculates annual energy (aMW) potential, accounting for the maximum available by measure
kW_winter | This calculates annual winter peak (MW) potential, accounting for the maximum available by measure
kW_summer | This calculates annual summer peak (MW) potential, accounting for the maximum available by measure
shape | This provides the maximum potential by month, distributed by heavy load hours (6pm-10pm weekdays) and light load hours (all other hours)
Column Identifiers (found in aMW-MAX and generally copied in other workbooks)
Ramp Rate | Assigned ramp rate for the measure
Resource Type | New, Retrofit, or Natural Replacement
Measure Category | Generally can be thought of the measure name
Sector | Residential, Commercial, Agricultural, Industrial, or Utility
End Use | Primary end use for which there are savings
kW per unit | Savings during winter peak period per unit
kW2 per unit | Savings during summer peak period per unit
kWh per unit | Annual energy savings per unit
NRC Net Levelized Cost (Net of All Benefits) | Net levelized cost as calculated using "Northwest Regional Cost" perspective (formerly known as Total Resource Cost)
Lev Cost Bins | Sorting the levelized cost into $10/kWh bins, just used for presentation purposes
Lev Cost 4 Bins | Sorting the levelized cost into 4 bins (<$40, 40-80, 80-120, >120), just used for presentation purposes
segment | Building segment within the sector (e.g. multifamily, single family, or manufactured within residential)
measure | Also known as measure application - specific use within a given measure category
aMW_2022 | Potential savings in given year, ensuring total is less than equal to max available
aMW_2023
aMW_2024
aMW_2025
aMW_2026
aMW_2027
aMW_2028
aMW_2029
aMW_2030
aMW_2031
aMW_2032
aMW_2033
aMW_2034
aMW_2035
aMW_2036
aMW_2037
aMW_2038
aMW_2039
aMW_2040
aMW_2041
MAX | Maximum EE potential available (aMW)
MAX2 | Minimum between the "MAX" and the sum of the annual potential (aMW_year).
SUM2036 | Maximum potential available in 2036 (aMW)
2032 | Maximum potential available in 2032 (aMW)
2027 | Maximum potential available in 2027 (aMW)
Note, data were updated 11/04/21

## forRPM
Ramp Rate | Resource Type | Measure Category | Sector | End Use | kW per unit | kW2 per unit | kWh per unit | TRC Net Levelized Cost (Net of All Benefits) | segment | measure | aMW_2022 | aMW_2023 | aMW_2024 | aMW_2025 | aMW_2026 | aMW_2027 | aMW_2028 | aMW_2029 | aMW_2030 | aMW_2031 | aMW_2032 | aMW_2033 | aMW_2034 | aMW_2035 | aMW_2036 | aMW_2037 | aMW_2038 | aMW_2039 | aMW_2040 | aMW_2041 | MAX | Jan_heavy | Feb_heavy | Mar_heavy | Apr_heavy | May_heavy | Jun_heavy | Jul_heavy | Aug_heavy | Sep_heavy | Oct_heavy | Nov_heavy | Dec_heavy | NA | Jan_light | Feb_light | Mar_light | Apr_light | May_light | Jun_light | Jul_light | Aug_light | Sep_light | Oct_light | Nov_light | Dec_light | TRC | LC*BCR
LO20Fast | NR | Lighting | Agriculture | Lighting | 0.034706 | 0.036994 | 159.302 | -15.9594 | Exterior LED Area Light w/ New Photocell 20 - 29W | Idaho | 0.0030702 | 0.0052222 | 0.006712 | 0.0078722 | 0.0088887 | 0.0097684 | 0.010522 | 0.011162 | 0.011702 | 0.012155 | 0.012533 | 0.012828 | 0.013057 | 0.013236 | 0.013375 | 0.013483 | 0.013567 | 0.013658 | 0.013727 | 0.013824 | 0.15268 | 4.7446 | 4.2537 | 4.6716 | 3.1191 | 2.4806 | 1.8677 | 2.0956 | 2.8303 | 3.7861 | 4.6333 | 4.5353 | 4.7401 | 0 | 12.6747 | 9.9858 | 9.2805 | 8.4349 | 7.8151 | 7.2426 | 7.793 | 8.4497 | 8.8303 | 10.2443 | 11.6789 | 13.1143 | 2.1184
LO20Fast | NR | Lighting | Agriculture | Lighting | 0.048115 | 0.051287 | 220.8505 | -19.1653 | Exterior LED Area Light w/ New Photocell 30 - 44W | Idaho | 0.0042565 | 0.0072399 | 0.0093053 | 0.010914 | 0.012323 | 0.013543 | 0.014587 | 0.015475 | 0.016224 | 0.016852 | 0.017376 | 0.017784 | 0.018102 | 0.018349 | 0.018542 | 0.018692 | 0.018809 | 0.018935 | 0.019031 | 0.019166 | 0.21167 | 6.5777 | 5.8971 | 6.4765 | 4.3243 | 3.439 | 2.5892 | 2.9052 | 3.9238 | 5.2489 | 6.4234 | 6.2875 | 6.5715 | 0 | 17.5717 | 13.8439 | 12.8661 | 11.6938 | 10.8346 | 10.0409 | 10.804 | 11.7144 | 12.242 | 14.2024 | 16.1912 | 18.1812 | 2.545
LO20Fast | NR | Lighting | Agriculture | Lighting | 0.069675 | 0.074269 | 319.8108 | -22.4222 | Exterior LED Area Light w/ New Photocell 45 - 59W | Idaho | 0.0061637 | 0.010484 | 0.013475 | 0.015804 | 0.017845 | 0.019611 | 0.021124 | 0.022409 | 0.023493 | 0.024403 | 0.025162 | 0.025753 | 0.026213 | 0.026572 | 0.026851 | 0.027068 | 0.027238 | 0.027419 | 0.027559 | 0.027754 | 0.30652 | 9.5251 | 8.5396 | 9.3785 | 6.2619 | 4.98 | 3.7495 | 4.207 | 5.6821 | 7.6009 | 9.3016 | 9.1049 | 9.5161 | 0 | 25.4454 | 20.0472 | 18.6312 | 16.9337 | 15.6894 | 14.5401 | 15.6451 | 16.9635 | 17.7275 | 20.5663 | 23.4462 | 26.328 | 3.2087
LO20Fast | NR | Lighting | Agriculture | Lighting | 0.090466 | 0.096431 | 415.2449 | -23.6642 | Exterior LED Area Light w/ New Photocell 60 - 75W | Idaho | 0.008003 | 0.013613 | 0.017496 | 0.02052 | 0.02317 | 0.025463 | 0.027427 | 0.029096 | 0.030504 | 0.031685 | 0.03267 | 0.033438 | 0.034035 | 0.034501 | 0.034863 | 0.035146 | 0.035366 | 0.035601 | 0.035782 | 0.036036 | 0.39798 | 12.3674 | 11.0879 | 12.1771 | 8.1305 | 6.4661 | 4.8683 | 5.4624 | 7.3776 | 9.8691 | 12.0773 | 11.8219 | 12.3558 | 0 | 33.0385 | 26.0295 | 24.1909 | 21.9868 | 20.3713 | 18.879 | 20.3137 | 22.0255 | 23.0175 | 26.7034 | 30.4428 | 34.1845 | 3.7086
LO20Fast | NR | Lighting | Agriculture | Lighting | 0.034706 | 0.036994 | 159.302 | -15.9594 | Exterior LED Area Light w/ New Photocell 20 - 29W | Montana | 0.00063568 | 0.0010812 | 0.0013897 | 0.0016299 | 0.0018404 | 0.0020225 | 0.0021785 | 0.0023111 | 0.0024229 | 0.0025167 | 0.002595 | 0.0026559 | 0.0027034 | 0.0027404 | 0.0027692 | 0.0027916 | 0.0028091 | 0.0028278 | 0.0028422 | 0.0028623 | 0.031612 | 4.7446 | 4.2537 | 4.6716 | 3.1191 | 2.4806 | 1.8677 | 2.0956 | 2.8303 | 3.7861 | 4.6333 | 4.5353 | 4.7401 | 0 | 12.6747 | 9.9858 | 9.2805 | 8.4349 | 7.8151 | 7.2426 | 7.793 | 8.4497 | 8.8303 | 10.2443 | 11.6789 | 13.1143 | 2.1184
LO20Fast | NR | Lighting | Agriculture | Lighting | 0.048115 | 0.051287 | 220.8505 | -19.1653 | Exterior LED Area Light w/ New Photocell 30 - 44W | Montana | 0.00088128 | 0.001499 | 0.0019266 | 0.0022596 | 0.0025514 | 0.0028039 | 0.0030202 | 0.003204 | 0.0033591 | 0.0034891 | 0.0035976 | 0.0036821 | 0.0037479 | 0.0037992 | 0.0038391 | 0.0038702 | 0.0038944 | 0.0039204 | 0.0039403 | 0.0039682 | 0.043825 | 6.5777 | 5.8971 | 6.4765 | 4.3243 | 3.439 | 2.5892 | 2.9052 | 3.9238 | 5.2489 | 6.4234 | 6.2875 | 6.5715 | 0 | 17.5717 | 13.8439 | 12.8661 | 11.6938 | 10.8346 | 10.0409 | 10.804 | 11.7144 | 12.242 | 14.2024 | 16.1912 | 18.1812 | 2.545
LO20Fast | NR | Lighting | Agriculture | Lighting | 0.069675 | 0.074269 | 319.8108 | -22.4222 | Exterior LED Area Light w/ New Photocell 45 - 59W | Montana | 0.0012762 | 0.0021707 | 0.0027899 | 0.0032722 | 0.0036947 | 0.0040603 | 0.0043736 | 0.0046397 | 0.0048642 | 0.0050525 | 0.0052096 | 0.005332 | 0.0054273 | 0.0055015 | 0.0055594 | 0.0056044 | 0.0056394 | 0.005677 | 0.0057059 | 0.0057463 | 0.063463 | 9.5251 | 8.5396 | 9.3785 | 6.2619 | 4.98 | 3.7495 | 4.207 | 5.6821 | 7.6009 | 9.3016 | 9.1049 | 9.5161 | 0 | 25.4454 | 20.0472 | 18.6312 | 16.9337 | 15.6894 | 14.5401 | 15.6451 | 16.9635 | 17.7275 | 20.5663 | 23.4462 | 26.328 | 3.2087
LO20Fast | NR | Lighting | Agriculture | Lighting | 0.090466 | 0.096431 | 415.2449 | -23.6642 | Exterior LED Area Light w/ New Photocell 60 - 75W | Montana | 0.001657 | 0.0028184 | 0.0036224 | 0.0042486 | 0.0047972 | 0.005272 | 0.0056787 | 0.0060242 | 0.0063157 | 0.0065602 | 0.0067642 | 0.0069231 | 0.0070469 | 0.0071433 | 0.0072183 | 0.0072768 | 0.0073223 | 0.0073711 | 0.0074086 | 0.007461 | 0.082401 | 12.3674 | 11.0879 | 12.1771 | 8.1305 | 6.4661 | 4.8683 | 5.4624 | 7.3776 | 9.8691 | 12.0773 | 11.8219 | 12.3558 | 0 | 33.0385 | 26.0295 | 24.1909 | 21.9868 | 20.3713 | 18.879 | 20.3137 | 22.0255 | 23.0175 | 26.7034 | 30.4428 | 34.1845 | 3.7086
LO20Fast | NR | Lighting | Agriculture | Lighting | 0.034706 | 0.036994 | 159.302 | -15.9594 | Exterior LED Area Light w/ New Photocell 20 - 29W | Washington | 0.0044221 | 0.0075216 | 0.0096673 | 0.011338 | 0.012802 | 0.014069 | 0.015155 | 0.016077 | 0.016855 | 0.017507 | 0.018052 | 0.018476 | 0.018806 | 0.019063 | 0.019264 | 0.01942 | 0.019541 | 0.019671 | 0.019771 | 0.019911 | 0.2199 | 4.7446 | 4.2537 | 4.6716 | 3.1191 | 2.4806 | 1.8677 | 2.0956 | 2.8303 | 3.7861 | 4.6333 | 4.5353 | 4.7401 | 0 | 12.6747 | 9.9858 | 9.2805 | 8.4349 | 7.8151 | 7.2426 | 7.793 | 8.4497 | 8.8303 | 10.2443 | 11.6789 | 13.1143 | 2.1184
LO20Fast | NR | Lighting | Agriculture | Lighting | 0.048115 | 0.051287 | 220.8505 | -19.1653 | Exterior LED Area Light w/ New Photocell 30 - 44W | Washington | 0.0061306 | 0.010428 | 0.013402 | 0.015719 | 0.017749 | 0.019505 | 0.02101 | 0.022288 | 0.023367 | 0.024272 | 0.025026 | 0.025614 | 0.026072 | 0.026429 | 0.026706 | 0.026923 | 0.027091 | 0.027272 | 0.02741 | 0.027604 | 0.30487 | 6.5777 | 5.8971 | 6.4765 | 4.3243 | 3.439 | 2.5892 | 2.9052 | 3.9238 | 5.2489 | 6.4234 | 6.2875 | 6.5715 | 0 | 17.5717 | 13.8439 | 12.8661 | 11.6938 | 10.8346 | 10.0409 | 10.804 | 11.7144 | 12.242 | 14.2024 | 16.1912 | 18.1812 | 2.545
LO20Fast | NR | Lighting | Agriculture | Lighting | 0.069675 | 0.074269 | 319.8108 | -22.4222 | Exterior LED Area Light w/ New Photocell 45 - 59W | Washington | 0.0088776 | 0.0151 | 0.019408 | 0.022763 | 0.025702 | 0.028245 | 0.030424 | 0.032276 | 0.033837 | 0.035147 | 0.03624 | 0.037092 | 0.037755 | 0.038271 | 0.038673 | 0.038986 | 0.03923 | 0.039492 | 0.039693 | 0.039973 | 0.44147 | 9.5251 | 8.5396 | 9.3785 | 6.2619 | 4.98 | 3.7495 | 4.207 | 5.6821 | 7.6009 | 9.3016 | 9.1049 | 9.5161 | 0 | 25.4454 | 20.0472 | 18.6312 | 16.9337 | 15.6894 | 14.5401 | 15.6451 | 16.9635 | 17.7275 | 20.5663 | 23.4462 | 26.328 | 3.2087
LO20Fast | NR | Lighting | Agriculture | Lighting | 0.090466 | 0.096431 | 415.2449 | -23.6642 | Exterior LED Area Light w/ New Photocell 60 - 75W | Washington | 0.011527 | 0.019606 | 0.025199 | 0.029555 | 0.033371 | 0.036674 | 0.039503 | 0.041907 | 0.043935 | 0.045636 | 0.047055 | 0.04816 | 0.049021 | 0.049691 | 0.050214 | 0.05062 | 0.050937 | 0.051277 | 0.051537 | 0.051902 | 0.57321 | 12.3674 | 11.0879 | 12.1771 | 8.1305 | 6.4661 | 4.8683 | 5.4624 | 7.3776 | 9.8691 | 12.0773 | 11.8219 | 12.3558 | 0 | 33.0385 | 26.0295 | 24.1909 | 21.9868 | 20.3713 | 18.879 | 20.3137 | 22.0255 | 23.0175 | 26.7034 | 30.4428 | 34.1845 | 3.7086
LO20Fast | NR | Lighting | Agriculture | Lighting | 0.034706 | 0.036994 | 159.302 | -15.9594 | Exterior LED Area Light w/ New Photocell 20 - 29W | Oregon | 0.0046996 | 0.0079936 | 0.010274 | 0.01205 | 0.013606 | 0.014952 | 0.016106 | 0.017086 | 0.017913 | 0.018606 | 0.019185 | 0.019635 | 0.019986 | 0.02026 | 0.020473 | 0.020638 | 0.020767 | 0.020906 | 0.021012 | 0.021161 | 0.2337 | 4.7446 | 4.2537 | 4.6716 | 3.1191 | 2.4806 | 1.8677 | 2.0956 | 2.8303 | 3.7861 | 4.6333 | 4.5353 | 4.7401 | 0 | 12.6747 | 9.9858 | 9.2805 | 8.4349 | 7.8151 | 7.2426 | 7.793 | 8.4497 | 8.8303 | 10.2443 | 11.6789 | 13.1143 | 2.1184
LO20Fast | NR | Lighting | Agriculture | Lighting | 0.048115 | 0.051287 | 220.8505 | -19.1653 | Exterior LED Area Light w/ New Photocell 30 - 44W | Oregon | 0.0065153 | 0.011082 | 0.014243 | 0.016706 | 0.018863 | 0.020729 | 0.022329 | 0.023687 | 0.024833 | 0.025795 | 0.026597 | 0.027222 | 0.027708 | 0.028087 | 0.028382 | 0.028612 | 0.028791 | 0.028983 | 0.029131 | 0.029337 | 0.324 | 6.5777 | 5.8971 | 6.4765 | 4.3243 | 3.439 | 2.5892 | 2.9052 | 3.9238 | 5.2489 | 6.4234 | 6.2875 | 6.5715 | 0 | 17.5717 | 13.8439 | 12.8661 | 11.6938 | 10.8346 | 10.0409 | 10.804 | 11.7144 | 12.242 | 14.2024 | 16.1912 | 18.1812 | 2.545
LO20Fast | NR | Lighting | Agriculture | Lighting | 0.069675 | 0.074269 | 319.8108 | -22.4222 | Exterior LED Area Light w/ New Photocell 45 - 59W | Oregon | 0.0094348 | 0.016048 | 0.020626 | 0.024191 | 0.027315 | 0.030018 | 0.032334 | 0.034301 | 0.035961 | 0.037353 | 0.038515 | 0.03942 | 0.040124 | 0.040673 | 0.0411 | 0.041433 | 0.041692 | 0.04197 | 0.042184 | 0.042482 | 0.46918 | 9.5251 | 8.5396 | 9.3785 | 6.2619 | 4.98 | 3.7495 | 4.207 | 5.6821 | 7.6009 | 9.3016 | 9.1049 | 9.5161 | 0 | 25.4454 | 20.0472 | 18.6312 | 16.9337 | 15.6894 | 14.5401 | 15.6451 | 16.9635 | 17.7275 | 20.5663 | 23.4462 | 26.328 | 3.2087
LO20Fast | NR | Lighting | Agriculture | Lighting | 0.090466 | 0.096431 | 415.2449 | -23.6642 | Exterior LED Area Light w/ New Photocell 60 - 75W | Oregon | 0.01225 | 0.020837 | 0.026781 | 0.03141 | 0.035466 | 0.038976 | 0.041982 | 0.044537 | 0.046692 | 0.0485 | 0.050008 | 0.051183 | 0.052098 | 0.05281 | 0.053365 | 0.053797 | 0.054134 | 0.054495 | 0.054771 | 0.055159 | 0.60919 | 12.3674 | 11.0879 | 12.1771 | 8.1305 | 6.4661 | 4.8683 | 5.4624 | 7.3776 | 9.8691 | 12.0773 | 11.8219 | 12.3558 | 0 | 33.0385 | 26.0295 | 24.1909 | 21.9868 | 20.3713 | 18.879 | 20.3137 | 22.0255 | 23.0175 | 26.7034 | 30.4428 | 34.1845 | 3.7086
Retro5Med | Retro | Stationary Engine Block Heater | Agriculture | Process Loads | 0.9045 | 1.1447 | 5024.564 | -9.4335 | Stationary Engine Circulating Block Heater for Backup Generator (< 800 kW) - Idaho | Idaho | 0.0029972 | 0.00368 | 0.0045033 | 0.0052276 | 0.0059628 | 0.0069712 | 0.0076475 | 0.0078125 | 0.0073623 | 0.0063285 | 0.0048973 | 0.0032411 | 0.0018819 | 0.00090612 | 0.00038336 | 0.0001394 | 4.3543e-05 | 9.4905e-06 | 1.56e-06 | 1.8725e-07 | 0.069702 | 255.577 | 257.5776 | 284.6587 | 0 | 0 | 0 | 0 | 0 | 0 | 22.3269 | 282.5166 | 276.0615 | 0 | 649.6768 | 663.8433 | 790.7948 | 0 | 0 | 0 | 0 | 0 | 1.8063 | 63.6764 | 757.4665 | 718.5815 | 2.9964
Retro5Med | Retro | Stationary Engine Block Heater | Agriculture | Process Loads | 1.1115 | 1.3261 | 5687.2089 | -14.0842 | Stationary Engine Circulating Block Heater for Backup Generator (< 800 kW) - Montana | Montana | 8.8361e-05 | 0.00010849 | 0.00013276 | 0.00015412 | 0.00017579 | 0.00020552 | 0.00022546 | 0.00023032 | 0.00021705 | 0.00018657 | 0.00014438 | 9.5553e-05 | 5.5482e-05 | 2.6714e-05 | 1.1302e-05 | 4.1098e-06 | 1.2837e-06 | 2.7979e-07 | 4.599e-08 | 5.5204e-09 | 0.0020549 | 260.4084 | 244.7795 | 280.943 | 0 | 0 | 0 | 0 | 0 | 0 | 283.711 | 267.9986 | 254.4361 | 0 | 637.1127 | 602.7292 | 698.3244 | 0 | 0 | 0 | 0 | 0 | 37.6949 | 784.7227 | 704.0939 | 630.2545 | 3.5615
Retro5Med | Retro | Stationary Engine Block Heater | Agriculture | Process Loads | 0.81953 | 1.2185 | 5030.6438 | -7.4519 | Stationary Engine Circulating Block Heater for Backup Generator (< 800 kW) - Oregon | Oregon | 0.0021728 | 0.0026679 | 0.0032647 | 0.0037898 | 0.0043227 | 0.0050538 | 0.0055441 | 0.0056637 | 0.0053373 | 0.0045879 | 0.0035503 | 0.0023497 | 0.0013643 | 0.0006569 | 0.00027792 | 0.00010106 | 3.1567e-05 | 6.8802e-06 | 1.1309e-06 | 1.3575e-07 | 0.050531 | 327.4349 | 268.36 | 86.0804 | 0 | 0 | 0 | 0 | 0 | 0 | 3.2359 | 279.9665 | 348.7192 | 0 | 907.8324 | 766.6132 | 262.0532 | 0 | 0 | 0 | 0 | 0 | 0 | 17.9739 | 803.0013 | 959.3728 | 2.9729
Retro5Med | Retro | Stationary Engine Block Heater | Agriculture | Process Loads | 0.60979 | 0.90666 | 3743.1574 | -0.33278 | Stationary Engine Circulating Block Heater for Backup Generator (< 800 kW) - Washington | Washington | 0.0048628 | 0.0059708 | 0.0073065 | 0.0084817 | 0.0096744 | 0.011311 | 0.012408 | 0.012676 | 0.011945 | 0.010268 | 0.0079457 | 0.0052586 | 0.0030534 | 0.0014702 | 0.00062199 | 0.00022618 | 7.0648e-05 | 1.5398e-05 | 2.531e-06 | 3.0381e-07 | 0.11309 | 243.6349 | 199.679 | 64.05 | 0 | 0 | 0 | 0 | 0 | 0 | 2.4077 | 208.315 | 259.4719 | 0 | 675.492 | 570.4148 | 194.9863 | 0 | 0 | 0 | 0 | 0 | 0 | 13.3738 | 597.4902 | 713.8417 | 2.212
Retro3Slow | Retro | Dairy | Agriculture | Motors/Drives | 0.0015761 | 0.0001484 | 7.7584 | -19.5217 | VSD - Vacuum Pump - Free Stall - Idaho | VSD - Vacuum Pump - Free Stall - Idaho | 0.0001503 | 0.00024101 | 0.00049224 | 0.00088044 | 0.0014048 | 0.00201 | 0.0026175 | 0.0031112 | 0.0034155 | 0.0034836 | 0.0033101 | 0.0029441 | 0.0024692 | 0.0019441 | 0.0014325 | 0.0010028 | 0.0006685 | 0.00042541 | 0.00025895 | 0.00017533 | 0.035066 | 0.12676 | 0.11362 | 0.12448 | 0.11904 | 0.12252 | 0.11935 | 0.12421 | 0.12394 | 0.11914 | 0.12355 | 0.12115 | 0.12664 | 0 | 0.54392 | 0.48802 | 0.53608 | 0.51442 | 0.52934 | 0.51312 | 0.53177 | 0.53096 | 0.51171 | 0.53099 | 0.52025 | 0.54339 | 4.754
Retro3Slow | Retro | Dairy | Agriculture | Motors/Drives | 0.0015761 | 0.0001484 | 7.7584 | -19.5217 | VSD - Vacuum Pump - Free Stall - Montana | VSD - Vacuum Pump - Free Stall - Montana | 7.5757e-07 | 1.1918e-06 | 2.3788e-06 | 4.1623e-06 | 6.4748e-06 | 9.017e-06 | 1.1469e-05 | 1.3365e-05 | 1.4366e-05 | 1.4334e-05 | 1.3379e-05 | 1.1669e-05 | 9.5793e-06 | 7.4508e-06 | 5.4901e-06 | 3.8431e-06 | 2.562e-06 | 1.6304e-06 | 9.9241e-07 | 6.7195e-07 | 0.00013439 | 0.12676 | 0.11362 | 0.12448 | 0.11904 | 0.12252 | 0.11935 | 0.12421 | 0.12394 | 0.11914 | 0.12355 | 0.12115 | 0.12664 | 0 | 0.54392 | 0.48802 | 0.53608 | 0.51442 | 0.52934 | 0.51312 | 0.53177 | 0.53096 | 0.51171 | 0.53099 | 0.52025 | 0.54339 | 4.754
Retro3Slow | Retro | Dairy | Agriculture | Motors/Drives | 0.0015761 | 0.0001484 | 7.7584 | -19.5217 | VSD - Vacuum Pump - Free Stall - Oregon | VSD - Vacuum Pump - Free Stall - Oregon | 2.5172e-05 | 4.0156e-05 | 8.1555e-05 | 0.000145 | 0.00022934 | 0.00032616 | 0.00042157 | 0.00049925 | 0.00054669 | 0.00055406 | 0.00052458 | 0.00046632 | 0.00038929 | 0.0003073 | 0.00022643 | 0.0001585 | 0.00010567 | 6.7244e-05 | 4.0931e-05 | 2.7714e-05 | 0.0055427 | 0.12676 | 0.11362 | 0.12448 | 0.11904 | 0.12252 | 0.11935 | 0.12421 | 0.12394 | 0.11914 | 0.12355 | 0.12115 | 0.12664 | 0 | 0.54392 | 0.48802 | 0.53608 | 0.51442 | 0.52934 | 0.51312 | 0.53177 | 0.53096 | 0.51171 | 0.53099 | 0.52025 | 0.54339 | 4.754
Retro3Slow | Retro | Dairy | Agriculture | Motors/Drives | 0.0015761 | 0.0001484 | 7.7584 | -19.5217 | VSD - Vacuum Pump - Free Stall - Washington | VSD - Vacuum Pump - Free Stall - Washington | 7.006e-05 | 0.00011149 | 0.0002263 | 0.00040266 | 0.00063769 | 0.00090972 | 0.0011778 | 0.001398 | 0.0015303 | 0.0015599 | 0.0014821 | 0.0013166 | 0.0011047 | 0.00087109 | 0.00064186 | 0.0004493 | 0.00029953 | 0.00019061 | 0.00011602 | 7.8558e-05 | 0.015712 | 0.12676 | 0.11362 | 0.12448 | 0.11904 | 0.12252 | 0.11935 | 0.12421 | 0.12394 | 0.11914 | 0.12355 | 0.12115 | 0.12664 | 0 | 0.54392 | 0.48802 | 0.53608 | 0.51442 | 0.52934 | 0.51312 | 0.53177 | 0.53096 | 0.51171 | 0.53099 | 0.52025 | 0.54339 | 4.754
Retro3Slow | Retro | Dairy | Agriculture | Motors/Drives | 0.0011049 | 0.00010403 | 5.4388 | -20.679 | VSD - Vacuum Pump - Tie Stall - Idaho | VSD - Vacuum Pump - Tie Stall - Idaho | 2.6445e-05 | 4.1569e-05 | 8.3138e-05 | 0.00014549 | 0.00022632 | 0.00031685 | 0.00040326 | 0.00047047 | 0.00050666 | 0.00050666 | 0.00047288 | 0.00041377 | 0.00034076 | 0.00026503 | 0.00019529 | 0.0001367 | 9.1134e-05 | 5.7994e-05 | 3.5301e-05 | 2.3902e-05 | 0.0047803 | 0.088862 | 0.079647 | 0.087263 | 0.08345 | 0.085887 | 0.083667 | 0.087075 | 0.086884 | 0.083521 | 0.086611 | 0.084932 | 0.088775 | 0 | 0.3813 | 0.34211 | 0.3758 | 0.36062 | 0.37108 | 0.35971 | 0.37278 | 0.37221 | 0.35872 | 0.37223 | 0.3647 | 0.38093 | 5.2054
Retro3Slow | Retro | Dairy | Agriculture | Motors/Drives | 0.0011049 | 0.00010403 | 5.4388 | -20.679 | VSD - Vacuum Pump - Tie Stall - Montana | VSD - Vacuum Pump - Tie Stall - Montana | 1.3086e-06 | 2.057e-06 | 4.114e-06 | 7.1995e-06 | 1.1199e-05 | 1.5679e-05 | 1.9955e-05 | 2.3281e-05 | 2.5072e-05 | 2.5072e-05 | 2.34e-05 | 2.0475e-05 | 1.6862e-05 | 1.3115e-05 | 9.6635e-06 | 6.7645e-06 | 4.5096e-06 | 2.8698e-06 | 1.7468e-06 | 1.1827e-06 | 0.00023655 | 0.088862 | 0.079647 | 0.087263 | 0.08345 | 0.085887 | 0.083667 | 0.087075 | 0.086884 | 0.083521 | 0.086611 | 0.084932 | 0.088775 | 0 | 0.3813 | 0.34211 | 0.3758 | 0.36062 | 0.37108 | 0.35971 | 0.37278 | 0.37221 | 0.35872 | 0.37223 | 0.3647 | 0.38093 | 5.2054
Retro3Slow | Retro | Dairy | Agriculture | Motors/Drives | 0.0011049 | 0.00010403 | 5.4388 | -20.679 | VSD - Vacuum Pump - Tie Stall - Oregon | VSD - Vacuum Pump - Tie Stall - Oregon | 1.5708e-05 | 2.4692e-05 | 4.9383e-05 | 8.6421e-05 | 0.00013443 | 0.00018821 | 0.00023953 | 0.00027946 | 0.00030095 | 0.00030095 | 0.00028089 | 0.00024578 | 0.00020241 | 0.00015743 | 0.000116 | 8.1199e-05 | 5.4133e-05 | 3.4448e-05 | 2.0968e-05 | 1.4197e-05 | 0.0028395 | 0.088862 | 0.079647 | 0.087263 | 0.08345 | 0.085887 | 0.083667 | 0.087075 | 0.086884 | 0.083521 | 0.086611 | 0.084932 | 0.088775 | 0 | 0.3813 | 0.34211 | 0.3758 | 0.36062 | 0.37108 | 0.35971 | 0.37278 | 0.37221 | 0.35872 | 0.37223 | 0.3647 | 0.38093 | 5.2054
Retro3Slow | Retro | Dairy | Agriculture | Motors/Drives | 0.0011049 | 0.00010403 | 5.4388 | -20.679 | VSD - Vacuum Pump - Tie Stall - Washington | VSD - Vacuum Pump - Tie Stall - Washington | 9.5767e-07 | 1.5054e-06 | 3.0107e-06 | 5.2688e-06 | 8.1959e-06 | 1.1474e-05 | 1.4604e-05 | 1.7038e-05 | 1.8348e-05 | 1.8348e-05 | 1.7125e-05 | 1.4984e-05 | 1.234e-05 | 9.5978e-06 | 7.0721e-06 | 4.9504e-06 | 3.3003e-06 | 2.1002e-06 | 1.2784e-06 | 8.6557e-07 | 0.00017311 | 0.088862 | 0.079647 | 0.087263 | 0.08345 | 0.085887 | 0.083667 | 0.087075 | 0.086884 | 0.083521 | 0.086611 | 0.084932 | 0.088775 | 0 | 0.3813 | 0.34211 | 0.3758 | 0.36062 | 0.37108 | 0.35971 | 0.37278 | 0.37221 | 0.35872 | 0.37223 | 0.3647 | 0.38093 | 5.2054
Retro3Slow | Retro | Dairy | Agriculture | Refrigeration | 0.00087197 | 8.2101e-05 | 4.2924 | -19.5225 | Plate Milk Pre-cooler - Free Stall - Idaho | Plate Milk Pre-cooler - Free Stall - Idaho | 0.00158 | 0.0025334 | 0.0051744 | 0.0092551 | 0.014767 | 0.021129 | 0.027515 | 0.032705 | 0.035903 | 0.03662 | 0.034796 | 0.030948 | 0.025956 | 0.020436 | 0.015058 | 0.010541 | 0.0070272 | 0.0044719 | 0.002722 | 0.001843 | 0.36861 | 0.070132 | 0.062859 | 0.06887 | 0.065861 | 0.067784 | 0.066032 | 0.068722 | 0.068571 | 0.065917 | 0.068355 | 0.06703 | 0.070063 | 0 | 0.30093 | 0.27 | 0.29659 | 0.28461 | 0.29286 | 0.28389 | 0.29421 | 0.29376 | 0.28311 | 0.29377 | 0.28783 | 0.30064 | 4.7542
Retro3Slow | Retro | Dairy | Agriculture | Refrigeration | 0.00087197 | 8.2101e-05 | 4.2924 | -19.5225 | Plate Milk Pre-cooler - Free Stall - Montana | Plate Milk Pre-cooler - Free Stall - Montana | 7.9635e-06 | 1.2528e-05 | 2.5005e-05 | 4.3754e-05 | 6.8062e-05 | 9.4786e-05 | 0.00012056 | 0.00014049 | 0.00015102 | 0.00015068 | 0.00014064 | 0.00012266 | 0.0001007 | 7.8322e-05 | 5.7711e-05 | 4.0398e-05 | 2.6932e-05 | 1.7139e-05 | 1.0432e-05 | 7.0634e-06 | 0.0014127 | 0.070132 | 0.062859 | 0.06887 | 0.065861 | 0.067784 | 0.066032 | 0.068722 | 0.068571 | 0.065917 | 0.068355 | 0.06703 | 0.070063 | 0 | 0.30093 | 0.27 | 0.29659 | 0.28461 | 0.29286 | 0.28389 | 0.29421 | 0.29376 | 0.28311 | 0.29377 | 0.28783 | 0.30064 | 4.7542
Retro3Slow | Retro | Dairy | Agriculture | Refrigeration | 0.00087197 | 8.2101e-05 | 4.2924 | -19.5225 | Plate Milk Pre-cooler - Free Stall - Oregon | Plate Milk Pre-cooler - Free Stall - Oregon | 0.00026461 | 0.00042212 | 0.0008573 | 0.0015242 | 0.0024108 | 0.0034285 | 0.0044314 | 0.0052481 | 0.0057467 | 0.0058243 | 0.0055144 | 0.0049019 | 0.0040921 | 0.0032303 | 0.0023802 | 0.0016662 | 0.0011108 | 0.00070686 | 0.00043026 | 0.00029132 | 0.058265 | 0.070132 | 0.062859 | 0.06887 | 0.065861 | 0.067784 | 0.066032 | 0.068722 | 0.068571 | 0.065917 | 0.068355 | 0.06703 | 0.070063 | 0 | 0.30093 | 0.27 | 0.29659 | 0.28461 | 0.29286 | 0.28389 | 0.29421 | 0.29376 | 0.28311 | 0.29377 | 0.28783 | 0.30064 | 4.7542
Retro3Slow | Retro | Dairy | Agriculture | Refrigeration | 0.00087197 | 8.2101e-05 | 4.2924 | -19.5225 | Plate Milk Pre-cooler - Free Stall - Washington | Plate Milk Pre-cooler - Free Stall - Washington | 0.00073646 | 0.001172 | 0.0023789 | 0.0042328 | 0.0067033 | 0.0095629 | 0.012381 | 0.014696 | 0.016086 | 0.016398 | 0.015579 | 0.01384 | 0.011613 | 0.0091568 | 0.0067471 | 0.004723 | 0.0031487 | 0.0020037 | 0.0012196 | 0.0008258 | 0.16516 | 0.070132 | 0.062859 | 0.06887 | 0.065861 | 0.067784 | 0.066032 | 0.068722 | 0.068571 | 0.065917 | 0.068355 | 0.06703 | 0.070063 | 0 | 0.30093 | 0.27 | 0.29659 | 0.28461 | 0.29286 | 0.28389 | 0.29421 | 0.29376 | 0.28311 | 0.29377 | 0.28783 | 0.30064 | 4.7542
Retro3Slow | Retro | Dairy | Agriculture | Refrigeration | 0.00090402 | 8.5119e-05 | 4.4502 | -21.571 | Plate Milk Pre-Cooler - Tie Stall - Idaho | Plate Milk Pre-Cooler - Tie Stall - Idaho | 0.00012983 | 0.00020408 | 0.00040816 | 0.00071428 | 0.0011111 | 0.0015555 | 0.0019798 | 0.0023097 | 0.0024874 | 0.0024874 | 0.0023216 | 0.0020314 | 0.0016729 | 0.0013011 | 0.00095874 | 0.00067112 | 0.00044741 | 0.00028472 | 0.00017331 | 0.00011734 | 0.023468 | 0.07271 | 0.06517 | 0.071401 | 0.068282 | 0.070275 | 0.068459 | 0.071248 | 0.071092 | 0.06834 | 0.070868 | 0.069494 | 0.072638 | 0 | 0.31199 | 0.27993 | 0.30749 | 0.29507 | 0.30363 | 0.29432 | 0.30502 | 0.30456 | 0.29351 | 0.30457 | 0.29841 | 0.31169 | 5.6166
Retro3Slow | Retro | Dairy | Agriculture | Refrigeration | 0.00090402 | 8.5119e-05 | 4.4502 | -21.571 | Plate Milk Pre-Cooler - Tie Stall - Montana | Plate Milk Pre-Cooler - Tie Stall - Montana | 6.4244e-06 | 1.0099e-05 | 2.0197e-05 | 3.5345e-05 | 5.4981e-05 | 7.6974e-05 | 9.7967e-05 | 0.00011429 | 0.00012309 | 0.00012309 | 0.00011488 | 0.00010052 | 8.2781e-05 | 6.4386e-05 | 4.7442e-05 | 3.3209e-05 | 2.214e-05 | 1.4089e-05 | 8.5758e-06 | 5.8065e-06 | 0.0011613 | 0.07271 | 0.06517 | 0.071401 | 0.068282 | 0.070275 | 0.068459 | 0.071248 | 0.071092 | 0.06834 | 0.070868 | 0.069494 | 0.072638 | 0 | 0.31199 | 0.27993 | 0.30749 | 0.29507 | 0.30363 | 0.29432 | 0.30502 | 0.30456 | 0.29351 | 0.30457 | 0.29841 | 0.31169 | 5.6166
Retro3Slow | Retro | Dairy | Agriculture | Refrigeration | 0.00090402 | 8.5119e-05 | 4.4502 | -21.571 | Plate Milk Pre-Cooler - Tie Stall - Oregon | Plate Milk Pre-Cooler - Tie Stall - Oregon | 7.7117e-05 | 0.00012122 | 0.00024244 | 0.00042428 | 0.00065998 | 0.00092398 | 0.001176 | 0.001372 | 0.0014775 | 0.0014775 | 0.001379 | 0.0012066 | 0.00099369 | 0.00077287 | 0.00056948 | 0.00039864 | 0.00026576 | 0.00016912 | 0.00010294 | 6.9701e-05 | 0.01394 | 0.07271 | 0.06517 | 0.071401 | 0.068282 | 0.070275 | 0.068459 | 0.071248 | 0.071092 | 0.06834 | 0.070868 | 0.069494 | 0.072638 | 0 | 0.31199 | 0.27993 | 0.30749 | 0.29507 | 0.30363 | 0.29432 | 0.30502 | 0.30456 | 0.29351 | 0.30457 | 0.29841 | 0.31169 | 5.6166
Retro3Slow | Retro | Dairy | Agriculture | Refrigeration | 0.00090402 | 8.5119e-05 | 4.4502 | -21.571 | Plate Milk Pre-Cooler - Tie Stall - Washington | Plate Milk Pre-Cooler - Tie Stall - Washington | 4.7016e-06 | 7.3905e-06 | 1.4781e-05 | 2.5867e-05 | 4.0237e-05 | 5.6332e-05 | 7.1695e-05 | 8.3644e-05 | 9.0078e-05 | 9.0078e-05 | 8.4073e-05 | 7.3564e-05 | 6.0582e-05 | 4.7119e-05 | 3.472e-05 | 2.4304e-05 | 1.6202e-05 | 1.0311e-05 | 6.276e-06 | 4.2494e-06 | 0.00084988 | 0.07271 | 0.06517 | 0.071401 | 0.068282 | 0.070275 | 0.068459 | 0.071248 | 0.071092 | 0.06834 | 0.070868 | 0.069494 | 0.072638 | 0 | 0.31199 | 0.27993 | 0.30749 | 0.29507 | 0.30363 | 0.29432 | 0.30502 | 0.30456 | 0.29351 | 0.30457 | 0.29841 | 0.31169 | 5.6166
Retro3Slow | Retro | Dairy | Agriculture | Refrigeration | 0.00032436 | 3.054e-05 | 1.5967 | -4.9162 | Compressor Upgrade - Any - Idaho | Compressor Upgrade - Any - Idaho | 0.0047012 | 0.0075364 | 0.015388 | 0.027517 | 0.043892 | 0.062785 | 0.081738 | 0.097136 | 0.10661 | 0.10872 | 0.10328 | 0.091845 | 0.077015 | 0.06063 | 0.044675 | 0.031272 | 0.020848 | 0.013267 | 0.0080756 | 0.0054679 | 1.0936 | 0.026088 | 0.023383 | 0.025618 | 0.024499 | 0.025214 | 0.024563 | 0.025563 | 0.025507 | 0.02452 | 0.025427 | 0.024934 | 0.026062 | 0 | 0.11194 | 0.10044 | 0.11033 | 0.10587 | 0.10894 | 0.1056 | 0.10944 | 0.10927 | 0.10531 | 0.10928 | 0.10707 | 0.11183 | 2.2696
Retro3Slow | Retro | Dairy | Agriculture | Refrigeration | 0.00032436 | 3.054e-05 | 1.5967 | -4.9162 | Compressor Upgrade - Any - Montana | Compressor Upgrade - Any - Montana | 2.642e-05 | 4.1559e-05 | 8.2969e-05 | 0.00014518 | 0.00022584 | 0.0003147 | 0.00040031 | 0.00046654 | 0.00050161 | 0.00050062 | 0.00046724 | 0.00040767 | 0.0003348 | 0.00026041 | 0.00019188 | 0.00013432 | 8.9544e-05 | 5.6982e-05 | 3.4685e-05 | 2.3485e-05 | 0.0046969 | 0.026088 | 0.023383 | 0.025618 | 0.024499 | 0.025214 | 0.024563 | 0.025563 | 0.025507 | 0.02452 | 0.025427 | 0.024934 | 0.026062 | 0 | 0.11194 | 0.10044 | 0.11033 | 0.10587 | 0.10894 | 0.1056 | 0.10944 | 0.10927 | 0.10531 | 0.10928 | 0.10707 | 0.11183 | 2.2696
Retro3Slow | Retro | Dairy | Agriculture | Refrigeration | 0.00032436 | 3.054e-05 | 1.5967 | -4.9162 | Compressor Upgrade - Any - Oregon | Compressor Upgrade - Any - Oregon | 0.00081348 | 0.0012969 | 0.0026321 | 0.0046766 | 0.0073914 | 0.010505 | 0.013569 | 0.01606 | 0.017574 | 0.017802 | 0.016845 | 0.014965 | 0.012487 | 0.0098514 | 0.007259 | 0.0050813 | 0.0033875 | 0.0021557 | 0.0013122 | 0.00088844 | 0.17769 | 0.026088 | 0.023383 | 0.025618 | 0.024499 | 0.025214 | 0.024563 | 0.025563 | 0.025507 | 0.02452 | 0.025427 | 0.024934 | 0.026062 | 0 | 0.11194 | 0.10044 | 0.11033 | 0.10587 | 0.10894 | 0.1056 | 0.10944 | 0.10927 | 0.10531 | 0.10928 | 0.10707 | 0.11183 | 2.2696
Retro3Slow | Retro | Dairy | Agriculture | Refrigeration | 0.00032436 | 3.054e-05 | 1.5967 | -4.9162 | Compressor Upgrade - Any - Washington | Compressor Upgrade - Any - Washington | 0.002165 | 0.0034454 | 0.0069931 | 0.012443 | 0.019705 | 0.02811 | 0.036394 | 0.043196 | 0.047283 | 0.048199 | 0.045791 | 0.040679 | 0.034132 | 0.026913 | 0.019831 | 0.013882 | 0.0092544 | 0.0058892 | 0.0035847 | 0.0024271 | 0.48543 | 0.026088 | 0.023383 | 0.025618 | 0.024499 | 0.025214 | 0.024563 | 0.025563 | 0.025507 | 0.02452 | 0.025427 | 0.024934 | 0.026062 | 0 | 0.11194 | 0.10044 | 0.11033 | 0.10587 | 0.10894 | 0.1056 | 0.10944 | 0.10927 | 0.10531 | 0.10928 | 0.10707 | 0.11183 | 2.2696
Retro3Slow | Retro | Dairy | Agriculture | Motors/Drives | 0.00019934 | 1.8769e-05 | 0.98129 | 68.2441 | VSD - Milk Transfer Pump - Any - Idaho | VSD - Milk Transfer Pump - Any - Idaho | 0.0021958 | 0.0035201 | 0.0071876 | 0.012853 | 0.020501 | 0.029326 | 0.038178 | 0.04537 | 0.049796 | 0.050779 | 0.04824 | 0.042899 | 0.035972 | 0.028319 | 0.020867 | 0.014607 | 0.0097378 | 0.0061968 | 0.0037719 | 0.0025539 | 0.51078 | 0.016033 | 0.01437 | 0.015744 | 0.015057 | 0.015496 | 0.015096 | 0.015711 | 0.015676 | 0.015069 | 0.015627 | 0.015324 | 0.016017 | 0 | 0.068796 | 0.061726 | 0.067804 | 0.065065 | 0.066952 | 0.0649 | 0.06726 | 0.067157 | 0.064722 | 0.06716 | 0.065802 | 0.068729 | 0.62736
Retro3Slow | Retro | Dairy | Agriculture | Motors/Drives | 0.00019934 | 1.8769e-05 | 0.98129 | 68.2441 | VSD - Milk Transfer Pump - Any - Montana | VSD - Milk Transfer Pump - Any - Montana | 1.234e-05 | 1.9411e-05 | 3.8753e-05 | 6.781e-05 | 0.00010548 | 0.00014699 | 0.00018698 | 0.00021791 | 0.00023429 | 0.00023383 | 0.00021824 | 0.00019041 | 0.00015638 | 0.00012163 | 8.9622e-05 | 6.2736e-05 | 4.1824e-05 | 2.6615e-05 | 1.6201e-05 | 1.0969e-05 | 0.0021938 | 0.016033 | 0.01437 | 0.015744 | 0.015057 | 0.015496 | 0.015096 | 0.015711 | 0.015676 | 0.015069 | 0.015627 | 0.015324 | 0.016017 | 0 | 0.068796 | 0.061726 | 0.067804 | 0.065065 | 0.066952 | 0.0649 | 0.06726 | 0.067157 | 0.064722 | 0.06716 | 0.065802 | 0.068729 | 0.62736
Retro3Slow | Retro | Dairy | Agriculture | Motors/Drives | 0.00019934 | 1.8769e-05 | 0.98129 | 68.2441 | VSD - Milk Transfer Pump - Any - Oregon | VSD - Milk Transfer Pump - Any - Oregon | 0.00037996 | 0.00060574 | 0.0012294 | 0.0021843 | 0.0034524 | 0.0049066 | 0.0063378 | 0.0075012 | 0.0082084 | 0.0083148 | 0.007868 | 0.00699 | 0.0058322 | 0.0046014 | 0.0033905 | 0.0023733 | 0.0015822 | 0.0010069 | 0.00061288 | 0.00041497 | 0.082994 | 0.016033 | 0.01437 | 0.015744 | 0.015057 | 0.015496 | 0.015096 | 0.015711 | 0.015676 | 0.015069 | 0.015627 | 0.015324 | 0.016017 | 0 | 0.068796 | 0.061726 | 0.067804 | 0.065065 | 0.066952 | 0.0649 | 0.06726 | 0.067157 | 0.064722 | 0.06716 | 0.065802 | 0.068729 | 0.62736
Retro3Slow | Retro | Dairy | Agriculture | Motors/Drives | 0.00019934 | 1.8769e-05 | 0.98129 | 68.2441 | VSD - Milk Transfer Pump - Any - Washington | VSD - Milk Transfer Pump - Any - Washington | 0.0010112 | 0.0016093 | 0.0032663 | 0.0058117 | 0.0092036 | 0.01313 | 0.016999 | 0.020176 | 0.022085 | 0.022512 | 0.021388 | 0.019 | 0.015942 | 0.012571 | 0.0092625 | 0.0064838 | 0.0043225 | 0.0027507 | 0.0016743 | 0.0011337 | 0.22673 | 0.016033 | 0.01437 | 0.015744 | 0.015057 | 0.015496 | 0.015096 | 0.015711 | 0.015676 | 0.015069 | 0.015627 | 0.015324 | 0.016017 | 0 | 0.068796 | 0.061726 | 0.067804 | 0.065065 | 0.066952 | 0.0649 | 0.06726 | 0.067157 | 0.064722 | 0.06716 | 0.065802 | 0.068729 | 0.62736
Retro3Slow | Retro | Dairy | Agriculture | Refrigeration | 0.00095321 | 8.975e-05 | 4.6923 | -7.7368 | Heat Recovery Refrigeration - Any - Idaho | Heat Recovery Refrigeration - Any - Idaho | 0.0069999 | 0.011221 | 0.022913 | 0.040972 | 0.065354 | 0.093484 | 0.1217 | 0.14463 | 0.15874 | 0.16187 | 0.15378 | 0.13675 | 0.11467 | 0.090276 | 0.066519 | 0.046563 | 0.031042 | 0.019754 | 0.012024 | 0.0081414 | 1.6283 | 0.076665 | 0.068715 | 0.075286 | 0.071997 | 0.074098 | 0.072184 | 0.075124 | 0.074959 | 0.072058 | 0.074723 | 0.073274 | 0.07659 | 0 | 0.32896 | 0.29516 | 0.32422 | 0.31112 | 0.32015 | 0.31034 | 0.32162 | 0.32112 | 0.30948 | 0.32114 | 0.31465 | 0.32864 | 2.5244
Retro3Slow | Retro | Dairy | Agriculture | Refrigeration | 0.00095321 | 8.975e-05 | 4.6923 | -7.7368 | Heat Recovery Refrigeration - Any - Montana | Heat Recovery Refrigeration - Any - Montana | 3.9338e-05 | 6.1879e-05 | 0.00012354 | 0.00021617 | 0.00033626 | 0.00046857 | 0.00059605 | 0.00069466 | 0.00074687 | 0.0007454 | 0.00069571 | 0.00060701 | 0.0004985 | 0.00038774 | 0.0002857 | 0.00019999 | 0.00013333 | 8.4844e-05 | 5.1644e-05 | 3.4968e-05 | 0.0069935 | 0.076665 | 0.068715 | 0.075286 | 0.071997 | 0.074098 | 0.072184 | 0.075124 | 0.074959 | 0.072058 | 0.074723 | 0.073274 | 0.07659 | 0 | 0.32896 | 0.29516 | 0.32422 | 0.31112 | 0.32015 | 0.31034 | 0.32162 | 0.32112 | 0.30948 | 0.32114 | 0.31465 | 0.32864 | 2.5244
Retro3Slow | Retro | Dairy | Agriculture | Refrigeration | 0.00095321 | 8.975e-05 | 4.6923 | -7.7368 | Heat Recovery Refrigeration - Any - Oregon | Heat Recovery Refrigeration - Any - Oregon | 0.0012112 | 0.001931 | 0.0039191 | 0.0069632 | 0.011005 | 0.015641 | 0.020204 | 0.023912 | 0.026167 | 0.026506 | 0.025082 | 0.022283 | 0.018592 | 0.014668 | 0.010808 | 0.0075658 | 0.0050438 | 0.0032097 | 0.0019537 | 0.0013228 | 0.26457 | 0.076665 | 0.068715 | 0.075286 | 0.071997 | 0.074098 | 0.072184 | 0.075124 | 0.074959 | 0.072058 | 0.074723 | 0.073274 | 0.07659 | 0 | 0.32896 | 0.29516 | 0.32422 | 0.31112 | 0.32015 | 0.31034 | 0.32162 | 0.32112 | 0.30948 | 0.32114 | 0.31465 | 0.32864 | 2.5244
Retro3Slow | Retro | Dairy | Agriculture | Refrigeration | 0.00095321 | 8.975e-05 | 4.6923 | -7.7368 | Heat Recovery Refrigeration - Any - Washington | Heat Recovery Refrigeration - Any - Washington | 0.0032236 | 0.00513 | 0.010412 | 0.018527 | 0.02934 | 0.041855 | 0.054189 | 0.064317 | 0.070402 | 0.071765 | 0.068181 | 0.060569 | 0.050821 | 0.040073 | 0.029527 | 0.020669 | 0.013779 | 0.0087687 | 0.0053375 | 0.0036139 | 0.72278 | 0.076665 | 0.068715 | 0.075286 | 0.071997 | 0.074098 | 0.072184 | 0.075124 | 0.074959 | 0.072058 | 0.074723 | 0.073274 | 0.07659 | 0 | 0.32896 | 0.29516 | 0.32422 | 0.31112 | 0.32015 | 0.31034 | 0.32162 | 0.32112 | 0.30948 | 0.32114 | 0.31465 | 0.32864 | 2.5244
LO5Med | NR | Dairy | Agriculture | HVAC | 0.025334 | 0.0070249 | 201.8298 | 95.7884 | Efficient High Speed Fans - Free Stall - Idaho | Efficient High Speed Fans - Any - Idaho | 0.00081133 | 0.0018075 | 0.0030266 | 0.0044417 | 0.0060558 | 0.0079429 | 0.010013 | 0.012128 | 0.014121 | 0.015834 | 0.01716 | 0.018069 | 0.018614 | 0.018868 | 0.018868 | 0.018868 | 0.018868 | 0.018868 | 0.018868 | 0.018868 | 0.18868 | 0.5268 | 0.36579 | 0.54306 | 0.52558 | 1.097 | 1.9848 | 5.0023 | 5.2967 | 2.1802 | 0.76944 | 0.48178 | 0.49263 | 0 | 6.1534 | 4.5607 | 7.3231 | 7.1901 | 14.7955 | 21.836 | 38.1652 | 38.3223 | 21.742 | 10.9926 | 6.1596 | 5.3231 | 0.47845
LO5Med | NR | Dairy | Agriculture | HVAC | 0.01928 | 0.0053463 | 153.6018 | 132.729 | Efficient High Speed Fans - Free Stall - Montana | Efficient High Speed Fans - Any - Montana | 1.1969e-05 | 2.6664e-05 | 4.4647e-05 | 6.5522e-05 | 8.9333e-05 | 0.00011717 | 0.00014771 | 0.00017891 | 0.00020831 | 0.00023358 | 0.00025313 | 0.00026656 | 0.00027459 | 0.00027834 | 0.00027834 | 0.00027834 | 0.00027834 | 0.00027834 | 0.00027834 | 0.00027834 | 0.0027834 | 0.40092 | 0.27838 | 0.41329 | 0.39999 | 0.83489 | 1.5106 | 3.807 | 4.031 | 1.6593 | 0.58558 | 0.36665 | 0.37491 | 0 | 4.683 | 3.4709 | 5.5733 | 5.472 | 11.26 | 16.6182 | 29.0455 | 29.165 | 16.5467 | 8.3658 | 4.6877 | 4.0511 | 0.36413
LO5Med | NR | Dairy | Agriculture | HVAC | 0.020559 | 0.005701 | 163.7933 | 123.1099 | Efficient High Speed Fans - Free Stall - Oregon | Efficient High Speed Fans - Any - Oregon | 6.8682e-05 | 0.00015301 | 0.00025621 | 0.000376 | 0.00051265 | 0.0006724 | 0.00084764 | 0.0010267 | 0.0011954 | 0.0013404 | 0.0014526 | 0.0015297 | 0.0015757 | 0.0015973 | 0.0015973 | 0.0015973 | 0.0015973 | 0.0015973 | 0.0015973 | 0.0015973 | 0.015973 | 0.42752 | 0.29685 | 0.44071 | 0.42653 | 0.89029 | 1.6108 | 4.0596 | 4.2985 | 1.7693 | 0.62443 | 0.39098 | 0.39979 | 0 | 4.9938 | 3.7012 | 5.943 | 5.8351 | 12.0071 | 17.7208 | 30.9727 | 31.1001 | 17.6445 | 8.9209 | 4.9988 | 4.3199 | 0.38829
LO5Med | NR | Dairy | Agriculture | HVAC | 0.021788 | 0.0060418 | 173.5845 | 114.9325 | Efficient High Speed Fans - Free Stall - Washington | Efficient High Speed Fans - Any - Washington | 0.00032461 | 0.00072319 | 0.0012109 | 0.0017771 | 0.0024229 | 0.0031779 | 0.0040062 | 0.0048524 | 0.0056497 | 0.0063352 | 0.0068656 | 0.0072296 | 0.0074474 | 0.0075491 | 0.0075491 | 0.0075491 | 0.0075491 | 0.0075491 | 0.0075491 | 0.0075491 | 0.075491 | 0.45307 | 0.3146 | 0.46706 | 0.45203 | 0.94351 | 1.7071 | 4.3023 | 4.5554 | 1.8751 | 0.66176 | 0.41435 | 0.42369 | 0 | 5.2923 | 3.9225 | 6.2983 | 6.1839 | 12.7249 | 18.7802 | 32.8241 | 32.9592 | 18.6993 | 9.4542 | 5.2976 | 4.5782 | 0.4115
LO5Med | NR | Dairy | Agriculture | HVAC | 0.025334 | 0.0070249 | 201.8298 | 95.7884 | Efficient High Speed Fans - Tie Stall - Idaho | Efficient High Speed Fans - Any - Idaho | 7.0042e-05 | 0.00015604 | 0.00026128 | 0.00038345 | 0.0005228 | 0.00068571 | 0.00086443 | 0.001047 | 0.0012191 | 0.001367 | 0.0014814 | 0.0015599 | 0.0016069 | 0.0016289 | 0.0016289 | 0.0016289 | 0.0016289 | 0.0016289 | 0.0016289 | 0.0016289 | 0.016289 | 0.5268 | 0.36579 | 0.54306 | 0.52558 | 1.097 | 1.9848 | 5.0023 | 5.2967 | 2.1802 | 0.76944 | 0.48178 | 0.49263 | 0 | 6.1534 | 4.5607 | 7.3231 | 7.1901 | 14.7955 | 21.836 | 38.1652 | 38.3223 | 21.742 | 10.9926 | 6.1596 | 5.3231 | 0.47845
LO5Med | NR | Dairy | Agriculture | HVAC | 0.01928 | 0.0053463 | 153.6018 | 132.729 | Efficient High Speed Fans - Tie Stall - Montana | Efficient High Speed Fans - Any - Montana | 1.9275e-05 | 4.2941e-05 | 7.1901e-05 | 0.00010552 | 0.00014387 | 0.0001887 | 0.00023788 | 0.00028812 | 0.00033547 | 0.00037616 | 0.00040766 | 0.00042927 | 0.00044221 | 0.00044825 | 0.00044825 | 0.00044825 | 0.00044825 | 0.00044825 | 0.00044825 | 0.00044825 | 0.0044825 | 0.40092 | 0.27838 | 0.41329 | 0.39999 | 0.83489 | 1.5106 | 3.807 | 4.031 | 1.6593 | 0.58558 | 0.36665 | 0.37491 | 0 | 4.683 | 3.4709 | 5.5733 | 5.472 | 11.26 | 16.6182 | 29.0455 | 29.165 | 16.5467 | 8.3658 | 4.6877 | 4.0511 | 0.36413
LO5Med | NR | Dairy | Agriculture | HVAC | 0.020559 | 0.005701 | 163.7933 | 123.1099 | Efficient High Speed Fans - Tie Stall - Oregon | Efficient High Speed Fans - Any - Oregon | 3.347e-05 | 7.4566e-05 | 0.00012485 | 0.00018323 | 0.00024982 | 0.00032767 | 0.00041307 | 0.00050031 | 0.00058253 | 0.0006532 | 0.00070789 | 0.00074542 | 0.00076788 | 0.00077837 | 0.00077837 | 0.00077837 | 0.00077837 | 0.00077837 | 0.00077837 | 0.00077837 | 0.0077837 | 0.42752 | 0.29685 | 0.44071 | 0.42653 | 0.89029 | 1.6108 | 4.0596 | 4.2985 | 1.7693 | 0.62443 | 0.39098 | 0.39979 | 0 | 4.9938 | 3.7012 | 5.943 | 5.8351 | 12.0071 | 17.7208 | 30.9727 | 31.1001 | 17.6445 | 8.9209 | 4.9988 | 4.3199 | 0.38829
LO5Med | NR | Dairy | Agriculture | HVAC | 0.021788 | 0.0060418 | 173.5845 | 114.9325 | Efficient High Speed Fans - Tie Stall - Washington | Efficient High Speed Fans - Any - Washington | 2.9061e-05 | 6.4743e-05 | 0.00010841 | 0.0001591 | 0.00021691 | 0.0002845 | 0.00035866 | 0.00043441 | 0.00050579 | 0.00056715 | 0.00061464 | 0.00064723 | 0.00066673 | 0.00067584 | 0.00067584 | 0.00067584 | 0.00067584 | 0.00067584 | 0.00067584 | 0.00067584 | 0.0067584 | 0.45307 | 0.3146 | 0.46706 | 0.45203 | 0.94351 | 1.7071 | 4.3023 | 4.5554 | 1.8751 | 0.66176 | 0.41435 | 0.42369 | 0 | 5.2923 | 3.9225 | 6.2983 | 6.1839 | 12.7249 | 18.7802 | 32.8241 | 32.9592 | 18.6993 | 9.4542 | 5.2976 | 4.5782 | 0.4115
LO5Med | NR | Dairy | Agriculture | HVAC | 0.35152 | 0.26026 | 3987.4868 | 51.701 | High Volume Low Speed Fans - Free Stall - Idaho | High Volume Low Speed Fans - Any - Idaho | 0.0032058 | 0.0071421 | 0.011959 | 0.017551 | 0.023928 | 0.031385 | 0.039565 | 0.047921 | 0.055796 | 0.062565 | 0.067804 | 0.071398 | 0.07355 | 0.074554 | 0.074554 | 0.074554 | 0.074554 | 0.074554 | 0.074554 | 0.074554 | 3.7277 | 59.7905 | 53.7083 | 57.0624 | 54.9315 | 50.2388 | 45.7353 | 45.2059 | 44.0105 | 45.868 | 53.5042 | 53.7948 | 59.8579 | 0 | 297.259 | 262.4806 | 289.0313 | 276.4949 | 283.7585 | 276.1315 | 278.5503 | 272.6148 | 271.5698 | 286.1113 | 273.8504 | 295.9265 | 0.68277
LO5Med | NR | Dairy | Agriculture | HVAC | 0.26752 | 0.19807 | 3034.6608 | 72.9448 | High Volume Low Speed Fans - Free Stall - Montana | High Volume Low Speed Fans - Any - Montana | 4.7292e-05 | 0.00010536 | 0.00017641 | 0.0002589 | 0.00035298 | 0.00046298 | 0.00058365 | 0.00070692 | 0.00082309 | 0.00092294 | 0.0010002 | 0.0010532 | 0.001085 | 0.0010998 | 0.0010998 | 0.0010998 | 0.0010998 | 0.0010998 | 0.0010998 | 0.0010998 | 0.05499 | 45.5033 | 40.8745 | 43.4271 | 41.8054 | 38.2341 | 34.8067 | 34.4038 | 33.494 | 34.9076 | 40.7192 | 40.9403 | 45.5546 | 0 | 226.2278 | 199.7598 | 219.9661 | 210.4253 | 215.9532 | 210.1487 | 211.9896 | 207.4724 | 206.6771 | 217.7438 | 208.4128 | 225.2137 | 0.51962
LO5Med | NR | Dairy | Agriculture | HVAC | 0.28527 | 0.21121 | 3236.0127 | 67.413 | High Volume Low Speed Fans - Free Stall - Oregon | High Volume Low Speed Fans - Any - Oregon | 0.00027139 | 0.00060461 | 0.0010124 | 0.0014857 | 0.0020256 | 0.0026569 | 0.0033493 | 0.0040567 | 0.0047234 | 0.0052964 | 0.0057398 | 0.0060442 | 0.0062263 | 0.0063113 | 0.0063113 | 0.0063113 | 0.0063113 | 0.0063113 | 0.0063113 | 0.0063113 | 0.31557 | 48.5225 | 43.5866 | 46.3085 | 44.5792 | 40.7709 | 37.1161 | 36.6865 | 35.7164 | 37.2238 | 43.4209 | 43.6567 | 48.5772 | 0 | 241.2381 | 213.014 | 234.561 | 224.3872 | 230.2819 | 224.0923 | 226.0552 | 221.2383 | 220.3902 | 232.1913 | 222.2411 | 240.1568 | 0.55409
LO5Med | NR | Dairy | Agriculture | HVAC | 0.30233 | 0.22384 | 3429.4544 | 62.7104 | High Volume Low Speed Fans - Free Stall - Washington | High Volume Low Speed Fans - Any - Washington | 0.0012827 | 0.0028576 | 0.0047848 | 0.007022 | 0.0095738 | 0.012557 | 0.01583 | 0.019173 | 0.022324 | 0.025032 | 0.027128 | 0.028567 | 0.029427 | 0.029829 | 0.029829 | 0.029829 | 0.029829 | 0.029829 | 0.029829 | 0.029829 | 1.4915 | 51.423 | 46.1921 | 49.0768 | 47.244 | 43.2081 | 39.3348 | 38.8795 | 37.8514 | 39.4489 | 46.0165 | 46.2664 | 51.481 | 0 | 255.6588 | 225.7475 | 248.5826 | 237.8005 | 244.0476 | 237.488 | 239.5683 | 234.4635 | 233.5647 | 246.0712 | 235.5262 | 254.5128 | 0.58722
LO5Med | NR | Dairy | Agriculture | HVAC | 0.35152 | 0.26026 | 3987.4868 | 51.701 | High Volume Low Speed Fans - Tie Stall - Idaho | High Volume Low Speed Fans - Any - Idaho | 0 | 0 | 0 | 0 | 0 | 0 | 0 | 0 | 0 | 0 | 0 | 0 | 0 | 0 | 0 | 0 | 0 | 0 | 0 | 0 | 0.32182 | 59.7905 | 53.7083 | 57.0624 | 54.9315 | 50.2388 | 45.7353 | 45.2059 | 44.0105 | 45.868 | 53.5042 | 53.7948 | 59.8579 | 0 | 297.259 | 262.4806 | 289.0313 | 276.4949 | 283.7585 | 276.1315 | 278.5503 | 272.6148 | 271.5698 | 286.1113 | 273.8504 | 295.9265 | 0.68277
LO5Med | NR | Dairy | Agriculture | HVAC | 0.26752 | 0.19807 | 3034.6608 | 72.9448 | High Volume Low Speed Fans - Tie Stall - Montana | High Volume Low Speed Fans - Any - Montana | 0 | 0 | 0 | 0 | 0 | 0 | 0 | 0 | 0 | 0 | 0 | 0 | 0 | 0 | 0 | 0 | 0 | 0 | 0 | 0 | 0.088559 | 45.5033 | 40.8745 | 43.4271 | 41.8054 | 38.2341 | 34.8067 | 34.4038 | 33.494 | 34.9076 | 40.7192 | 40.9403 | 45.5546 | 0 | 226.2278 | 199.7598 | 219.9661 | 210.4253 | 215.9532 | 210.1487 | 211.9896 | 207.4724 | 206.6771 | 217.7438 | 208.4128 | 225.2137 | 0.51962
LO5Med | NR | Dairy | Agriculture | HVAC | 0.28527 | 0.21121 | 3236.0127 | 67.413 | High Volume Low Speed Fans - Tie Stall - Oregon | High Volume Low Speed Fans - Any - Oregon | 0 | 0 | 0 | 0 | 0 | 0 | 0 | 0 | 0 | 0 | 0 | 0 | 0 | 0 | 0 | 0 | 0 | 0 | 0 | 0 | 0.15378 | 48.5225 | 43.5866 | 46.3085 | 44.5792 | 40.7709 | 37.1161 | 36.6865 | 35.7164 | 37.2238 | 43.4209 | 43.6567 | 48.5772 | 0 | 241.2381 | 213.014 | 234.561 | 224.3872 | 230.2819 | 224.0923 | 226.0552 | 221.2383 | 220.3902 | 232.1913 | 222.2411 | 240.1568 | 0.55409
LO5Med | NR | Dairy | Agriculture | HVAC | 0.30233 | 0.22384 | 3429.4544 | 62.7104 | High Volume Low Speed Fans - Tie Stall - Washington | High Volume Low Speed Fans - Any - Washington | 0 | 0 | 0 | 0 | 0 | 0 | 0 | 0 | 0 | 0 | 0 | 0 | 0 | 0 | 0 | 0 | 0 | 0 | 0 | 0 | 0.13352 | 51.423 | 46.1921 | 49.0768 | 47.244 | 43.2081 | 39.3348 | 38.8795 | 37.8514 | 39.4489 | 46.0165 | 46.2664 | 51.481 | 0 | 255.6588 | 225.7475 | 248.5826 | 237.8005 | 244.0476 | 237.488 | 239.5683 | 234.4635 | 233.5647 | 246.0712 | 235.5262 | 254.5128 | 0.58722
LO5Med | NR | Dairy | Agriculture | Lighting | 0.00016951 | 0.00013607 | 1.9215 | 11.555 | Energy Efficient Lighting - Free Stall - Idaho | Energy Efficient Lighting - Free Stall - Idaho | 0.03535 | 0.061335 | 0.080505 | 0.096506 | 0.11177 | 0.12554 | 0.13835 | 0.14954 | 0.15981 | 0.16931 | 0.17773 | 0.1849 | 0.19167 | 0.19668 | 0.19875 | 0.20036 | 0.20161 | 0.20296 | 0.20399 | 0.20543 | 1.6501 | 0.028799 | 0.025801 | 0.028788 | 0.023503 | 0.023452 | 0.022532 | 0.022801 | 0.022794 | 0.023013 | 0.024367 | 0.026897 | 0.028722 | 0 | 0.13933 | 0.12413 | 0.13734 | 0.1356 | 0.13826 | 0.13301 | 0.13475 | 0.1356 | 0.13288 | 0.13936 | 0.13156 | 0.13818 | 1.7677
LO5Med | NR | Dairy | Agriculture | Lighting | 0.00016951 | 0.00013607 | 1.9215 | 11.555 | Energy Efficient Lighting - Free Stall - Montana | Energy Efficient Lighting - Free Stall - Montana | 0.00017818 | 0.00030331 | 0.00038904 | 0.00045623 | 0.00051515 | 0.00056315 | 0.00060623 | 0.00064236 | 0.0006722 | 0.00069667 | 0.00071833 | 0.00073283 | 0.00074359 | 0.00075379 | 0.00076171 | 0.00076787 | 0.00077268 | 0.00077783 | 0.00078178 | 0.00078732 | 0.0063238 | 0.028799 | 0.025801 | 0.028788 | 0.023503 | 0.023452 | 0.022532 | 0.022801 | 0.022794 | 0.023013 | 0.024367 | 0.026897 | 0.028722 | 0 | 0.13933 | 0.12413 | 0.13734 | 0.1356 | 0.13826 | 0.13301 | 0.13475 | 0.1356 | 0.13288 | 0.13936 | 0.13156 | 0.13818 | 1.7677
LO5Med | NR | Dairy | Agriculture | Lighting | 0.00016951 | 0.00013607 | 1.9215 | 11.555 | Energy Efficient Lighting - Free Stall - Oregon | Energy Efficient Lighting - Free Stall - Oregon | 0.0059203 | 0.01022 | 0.013338 | 0.015894 | 0.018247 | 0.02037 | 0.022283 | 0.023995 | 0.025579 | 0.026928 | 0.028166 | 0.029287 | 0.030218 | 0.031089 | 0.031416 | 0.03167 | 0.031868 | 0.032081 | 0.032244 | 0.032472 | 0.26082 | 0.028799 | 0.025801 | 0.028788 | 0.023503 | 0.023452 | 0.022532 | 0.022801 | 0.022794 | 0.023013 | 0.024367 | 0.026897 | 0.028722 | 0 | 0.13933 | 0.12413 | 0.13734 | 0.1356 | 0.13826 | 0.13301 | 0.13475 | 0.1356 | 0.13288 | 0.13936 | 0.13156 | 0.13818 | 1.7677
LO5Med | NR | Dairy | Agriculture | Lighting | 0.00016951 | 0.00013607 | 1.9215 | 11.5549 | Energy Efficient Lighting - Free Stall - Washington | Energy Efficient Lighting - Free Stall - Washington | 0.016478 | 0.028375 | 0.037011 | 0.044136 | 0.050736 | 0.056817 | 0.062256 | 0.067192 | 0.071601 | 0.075814 | 0.079574 | 0.082688 | 0.085753 | 0.088126 | 0.089052 | 0.089773 | 0.090335 | 0.090938 | 0.0914 | 0.092047 | 0.73933 | 0.028799 | 0.025801 | 0.028788 | 0.023503 | 0.023452 | 0.022532 | 0.022801 | 0.022794 | 0.023013 | 0.024367 | 0.026897 | 0.028722 | 0 | 0.13933 | 0.12413 | 0.13734 | 0.1356 | 0.13826 | 0.13301 | 0.13475 | 0.1356 | 0.13288 | 0.13936 | 0.13156 | 0.13818 | 1.7677
LO5Med | NR | Dairy | Agriculture | Lighting | 0.00034824 | 0.00027955 | 3.9475 | 10.2211 | Energy Efficient Lighting - Tie Stall - Idaho | Energy Efficient Lighting - Tie Stall - Idaho | 0.00095935 | 0.0016318 | 0.0020973 | 0.0024598 | 0.0027774 | 0.0030523 | 0.0032878 | 0.0034878 | 0.0036566 | 0.0037982 | 0.0039163 | 0.0040083 | 0.0040799 | 0.0041357 | 0.0041792 | 0.004213 | 0.0042394 | 0.0042677 | 0.0042893 | 0.0043197 | 0.034696 | 0.059165 | 0.053007 | 0.059144 | 0.048286 | 0.048181 | 0.04629 | 0.046843 | 0.046829 | 0.047279 | 0.05006 | 0.055259 | 0.059008 | 0 | 0.28624 | 0.25502 | 0.28216 | 0.27858 | 0.28404 | 0.27325 | 0.27684 | 0.27858 | 0.273 | 0.28631 | 0.27028 | 0.28388 | 1.8568
LO5Med | NR | Dairy | Agriculture | Lighting | 0.00034824 | 0.00027955 | 3.9475 | 10.2211 | Energy Efficient Lighting - Tie Stall - Montana | Energy Efficient Lighting - Tie Stall - Montana | 4.7472e-05 | 8.0747e-05 | 0.00010378 | 0.00012172 | 0.00013744 | 0.00015104 | 0.00016269 | 0.00017259 | 0.00018094 | 0.00018795 | 0.00019379 | 0.00019834 | 0.00020189 | 0.00020465 | 0.0002068 | 0.00020848 | 0.00020978 | 0.00021118 | 0.00021225 | 0.00021375 | 0.0017169 | 0.059165 | 0.053007 | 0.059144 | 0.048286 | 0.048181 | 0.04629 | 0.046843 | 0.046829 | 0.047279 | 0.05006 | 0.055259 | 0.059008 | 0 | 0.28624 | 0.25502 | 0.28216 | 0.27858 | 0.28404 | 0.27325 | 0.27684 | 0.27858 | 0.273 | 0.28631 | 0.27028 | 0.28388 | 1.8568
LO5Med | NR | Dairy | Agriculture | Lighting | 0.00034824 | 0.00027955 | 3.9475 | 10.2211 | Energy Efficient Lighting - Tie Stall - Oregon | Energy Efficient Lighting - Tie Stall - Oregon | 0.00056985 | 0.00096927 | 0.0012458 | 0.0014611 | 0.0016498 | 0.001813 | 0.0019529 | 0.0020717 | 0.002172 | 0.0022561 | 0.0023263 | 0.0023809 | 0.0024235 | 0.0024566 | 0.0024824 | 0.0025025 | 0.0025182 | 0.002535 | 0.0025478 | 0.0025659 | 0.020609 | 0.059165 | 0.053007 | 0.059144 | 0.048286 | 0.048181 | 0.04629 | 0.046843 | 0.046829 | 0.047279 | 0.05006 | 0.055259 | 0.059008 | 0 | 0.28624 | 0.25502 | 0.28216 | 0.27858 | 0.28404 | 0.27325 | 0.27684 | 0.27858 | 0.273 | 0.28631 | 0.27028 | 0.28388 | 1.8568
LO5Med | NR | Dairy | Agriculture | Lighting | 0.00034824 | 0.00027955 | 3.9475 | 10.2211 | Energy Efficient Lighting - Tie Stall - Washington | Energy Efficient Lighting - Tie Stall - Washington | 3.4742e-05 | 5.9093e-05 | 7.595e-05 | 8.9079e-05 | 0.00010058 | 0.00011054 | 0.00011906 | 0.00012631 | 0.00013242 | 0.00013755 | 0.00014182 | 0.00014515 | 0.00014775 | 0.00014977 | 0.00015134 | 0.00015257 | 0.00015352 | 0.00015455 | 0.00015533 | 0.00015643 | 0.0012565 | 0.059165 | 0.053007 | 0.059144 | 0.048286 | 0.048181 | 0.04629 | 0.046843 | 0.046829 | 0.047279 | 0.05006 | 0.055259 | 0.059008 | 0 | 0.28624 | 0.25502 | 0.28216 | 0.27858 | 0.28404 | 0.27325 | 0.27684 | 0.27858 | 0.273 | 0.28631 | 0.27028 | 0.28388 | 1.8568
RetroEven20 | Retro | Irrigation Hardware | Agriculture | Irrigation | 0.00065433 | 0.00050234 | 5.8119 | 736.8544 | Wheel and Hand_Rebuilt or new impact sprinkler | Idaho | 0.0042402 | 0.0042892 | 0.0043201 | 0.004336 | 0.0043792 | 0.0043742 | 0.0043682 | 0.0043661 | 0.0043758 | 0.004419 | 0.0044329 | 0.0044423 | 0.0044547 | 0.0044669 | 0.0045238 | 0.0045814 | 0.0046397 | 0.0046987 | 0.0047585 | 0.0048191 | 0.096382 | 0 | 2.5717e-05 | 0.002303 | 0.040916 | 0.16041 | 0.2279 | 0.23743 | 0.22331 | 0.10873 | 0.057555 | 0.012025 | 4.2959e-05 | 0 | 0 | 0.00031765 | 0.013068 | 0.18314 | 0.71912 | 1.0024 | 1.042 | 0.97926 | 0.47978 | 0.25392 | 0.067662 | 0.00059614 | 0.50406
RetroEven20 | Retro | Irrigation Hardware | Agriculture | Irrigation | 0.0032058 | 0.0024612 | 28.4749 | 14.0682 | Wheel and Hand_Gaskets | Idaho | 0.020774 | 0.021015 | 0.021166 | 0.021244 | 0.021456 | 0.021431 | 0.021402 | 0.021392 | 0.021439 | 0.021651 | 0.021719 | 0.021765 | 0.021825 | 0.021885 | 0.022164 | 0.022446 | 0.022732 | 0.023021 | 0.023314 | 0.023611 | 0.47222 | 0 | 0.000126 | 0.011284 | 0.20047 | 0.78593 | 1.1166 | 1.1633 | 1.0941 | 0.53269 | 0.28199 | 0.058917 | 0.00021048 | 0 | 0 | 0.0015563 | 0.064024 | 0.89729 | 3.5233 | 4.9112 | 5.1051 | 4.7978 | 2.3506 | 1.2441 | 0.33151 | 0.0029208 | 1.3854
RetroEven20 | Retro | Irrigation Hardware | Agriculture | Irrigation | 0.0020844 | 0.0016002 | 18.5137 | 55.7475 | Wheel and Hand_Drains | Idaho | 0.013507 | 0.013663 | 0.013762 | 0.013812 | 0.01395 | 0.013934 | 0.013915 | 0.013908 | 0.013939 | 0.014077 | 0.014121 | 0.014151 | 0.01419 | 0.014229 | 0.01441 | 0.014594 | 0.01478 | 0.014968 | 0.015158 | 0.015351 | 0.30702 | 0 | 8.1923e-05 | 0.0073363 | 0.13034 | 0.51099 | 0.72597 | 0.75632 | 0.71137 | 0.34635 | 0.18334 | 0.038306 | 0.00013685 | 0 | 0 | 0.0010119 | 0.041627 | 0.5834 | 2.2908 | 3.1931 | 3.3192 | 3.1194 | 1.5283 | 0.80887 | 0.21554 | 0.001899 | 0.88463
RetroEven20 | Retro | Irrigation Hardware | Agriculture | Irrigation | 0.0092164 | 0.0070757 | 81.8621 | 12.4967 | Wheel and Hand_Cut and press repair | Idaho | 0.059724 | 0.060415 | 0.06085 | 0.061074 | 0.061682 | 0.061612 | 0.061528 | 0.061498 | 0.061634 | 0.062243 | 0.062439 | 0.062572 | 0.062746 | 0.062918 | 0.063719 | 0.06453 | 0.065351 | 0.066183 | 0.067025 | 0.067878 | 1.3576 | 0 | 0.00036224 | 0.032439 | 0.57631 | 2.2595 | 3.21 | 3.3442 | 3.1454 | 1.5314 | 0.81068 | 0.16938 | 0.00060509 | 0 | 0 | 0.0044742 | 0.18406 | 2.5796 | 10.129 | 14.119 | 14.6765 | 13.7932 | 6.7578 | 3.5766 | 0.95305 | 0.0083969 | 1.3343
RetroEven20 | Retro | Irrigation Hardware | Agriculture | Irrigation | 0.010548 | 0.0080983 | 93.6933 | 2.0562 | Wheel and Hand_Hub gasket | Idaho | 0.017089 | 0.017287 | 0.017411 | 0.017475 | 0.017649 | 0.017629 | 0.017605 | 0.017597 | 0.017635 | 0.01781 | 0.017866 | 0.017904 | 0.017953 | 0.018003 | 0.018232 | 0.018464 | 0.018699 | 0.018937 | 0.019178 | 0.019422 | 0.38844 | 0 | 0.00041459 | 0.037127 | 0.65961 | 2.586 | 3.674 | 3.8276 | 3.6 | 1.7528 | 0.92785 | 0.19386 | 0.00069254 | 0 | 0 | 0.0051208 | 0.21066 | 2.9524 | 11.5929 | 16.1596 | 16.7977 | 15.7867 | 7.7345 | 4.0935 | 1.0908 | 0.0096104 | 1.668
RetroEven20 | Retro | Irrigation Hardware | Agriculture | Irrigation | 0.0009013 | 0.00069195 | 8.0055 | 206.4929 | Wheel and Hand_Levelers | Idaho | 0.0058406 | 0.0059081 | 0.0059507 | 0.0059726 | 0.0060321 | 0.0060253 | 0.006017 | 0.0060141 | 0.0060274 | 0.0060869 | 0.0061061 | 0.0061191 | 0.0061361 | 0.0061529 | 0.0062312 | 0.0063106 | 0.0063909 | 0.0064722 | 0.0065546 | 0.006638 | 0.13276 | 0 | 3.5424e-05 | 0.0031723 | 0.056359 | 0.22096 | 0.31392 | 0.32704 | 0.3076 | 0.14976 | 0.079279 | 0.016564 | 5.9174e-05 | 0 | 0 | 0.00043755 | 0.018 | 0.25227 | 0.99055 | 1.3807 | 1.4353 | 1.3489 | 0.66086 | 0.34976 | 0.093201 | 0.00082116 | 0.60922
RetroEven20 | Retro | Irrigation Hardware | Agriculture | Irrigation | 0.0019864 | 0.001525 | 17.6434 | 4.895 | Pivot and Linear_Base boot gasket | Idaho | 0.051462 | 0.052057 | 0.052432 | 0.052626 | 0.053149 | 0.053089 | 0.053016 | 0.052991 | 0.053108 | 0.053633 | 0.053801 | 0.053916 | 0.054066 | 0.054214 | 0.054904 | 0.055603 | 0.056311 | 0.057027 | 0.057753 | 0.058488 | 1.1698 | 0 | 7.8072e-05 | 0.0069915 | 0.12421 | 0.48697 | 0.69185 | 0.72077 | 0.67793 | 0.33006 | 0.17472 | 0.036506 | 0.00013041 | 0 | 0 | 0.00096431 | 0.03967 | 0.55597 | 2.1831 | 3.043 | 3.1632 | 2.9728 | 1.4565 | 0.77085 | 0.20541 | 0.0018097 | 2.1734
RetroEven20 | Retro | Irrigation Hardware | Agriculture | Irrigation | 6.0695e-05 | 4.6597e-05 | 0.5391 | 858.6296 | Pivot and Linear_Tower gasket | Idaho | 0.0015724 | 0.0015906 | 0.0016021 | 0.001608 | 0.001624 | 0.0016222 | 0.0016199 | 0.0016192 | 0.0016227 | 0.0016388 | 0.0016439 | 0.0016474 | 0.001652 | 0.0016565 | 0.0016776 | 0.001699 | 0.0017206 | 0.0017425 | 0.0017647 | 0.0017871 | 0.035743 | 0 | 2.3855e-06 | 0.00021363 | 0.0037953 | 0.01488 | 0.02114 | 0.022024 | 0.020714 | 0.010085 | 0.0053388 | 0.0011154 | 3.9849e-06 | 0 | 0 | 2.9465e-05 | 0.0012121 | 0.016988 | 0.066705 | 0.092981 | 0.096653 | 0.090836 | 0.044504 | 0.023554 | 0.0062763 | 5.5298e-05 | 0.52737
RetroEven20 | Retro | Irrigation Hardware | Agriculture | Irrigation | 0.0051327 | 0.0039405 | 45.5894 | -1.212 | Wheel and Hand_Nozzle replacement | Idaho | 0.033261 | 0.033645 | 0.033887 | 0.034013 | 0.034351 | 0.034312 | 0.034265 | 0.034249 | 0.034324 | 0.034663 | 0.034772 | 0.034847 | 0.034943 | 0.035039 | 0.035485 | 0.035937 | 0.036394 | 0.036858 | 0.037327 | 0.037802 | 0.75604 | 0 | 0.00020173 | 0.018065 | 0.32095 | 1.2583 | 1.7877 | 1.8624 | 1.7517 | 0.85286 | 0.45147 | 0.094328 | 0.00033698 | 0 | 0 | 0.0024917 | 0.1025 | 1.4366 | 5.6409 | 7.8629 | 8.1734 | 7.6815 | 3.7634 | 1.9918 | 0.53076 | 0.0046763 | 2.1449
RetroEven20 | Retro | Irrigation Hardware | Agriculture | Irrigation | 0.0032018 | 0.0024581 | 28.4395 | 31.4219 | Pivot and Linear_Sprinkler package replacement, high pressure | Idaho | 0.034242 | 0.034638 | 0.034888 | 0.035017 | 0.035365 | 0.035325 | 0.035277 | 0.03526 | 0.035337 | 0.035687 | 0.035799 | 0.035875 | 0.035975 | 0.036074 | 0.036533 | 0.036998 | 0.037469 | 0.037946 | 0.038429 | 0.038918 | 0.77835 | 0 | 0.00012584 | 0.01127 | 0.20022 | 0.78495 | 1.1152 | 1.1618 | 1.0928 | 0.53203 | 0.28164 | 0.058843 | 0.00021021 | 0 | 0 | 0.0015544 | 0.063944 | 0.89618 | 3.5189 | 4.9051 | 5.0987 | 4.7919 | 2.3477 | 1.2425 | 0.3311 | 0.0029171 | 1.0867
RetroEven20 | Retro | Irrigation Hardware | Agriculture | Irrigation | 0.0032018 | 0.0024581 | 28.4395 | 115.4405 | Pivot and Linear_Sprinkler package replacement, MESA | Idaho | 0.1177 | 0.11906 | 0.11992 | 0.12036 | 0.12156 | 0.12142 | 0.12126 | 0.1212 | 0.12147 | 0.12267 | 0.12305 | 0.12331 | 0.12366 | 0.124 | 0.12557 | 0.12717 | 0.12879 | 0.13043 | 0.13209 | 0.13377 | 2.6754 | 0 | 0.00012584 | 0.01127 | 0.20022 | 0.78495 | 1.1152 | 1.1618 | 1.0928 | 0.53203 | 0.28164 | 0.058843 | 0.00021021 | 0 | 0 | 0.0015544 | 0.063944 | 0.89618 | 3.5189 | 4.9051 | 5.0987 | 4.7919 | 2.3477 | 1.2425 | 0.3311 | 0.0029171 | 0.70249
RetroEven20 | Retro | Irrigation Hardware | Agriculture | Irrigation | 0.0032018 | 0.0024581 | 28.4395 | 167.2374 | Pivot and Linear_Sprinkler package replacement, LESA/LEPA/MDI | Idaho | 0.063996 | 0.064736 | 0.065203 | 0.065443 | 0.066095 | 0.06602 | 0.065929 | 0.065898 | 0.066043 | 0.066696 | 0.066905 | 0.067048 | 0.067234 | 0.067419 | 0.068277 | 0.069146 | 0.070026 | 0.070917 | 0.07182 | 0.072734 | 1.4547 | 0 | 0.00012584 | 0.01127 | 0.20022 | 0.78495 | 1.1152 | 1.1618 | 1.0928 | 0.53203 | 0.28164 | 0.058843 | 0.00021021 | 0 | 0 | 0.0015544 | 0.063944 | 0.89618 | 3.5189 | 4.9051 | 5.0987 | 4.7919 | 2.3477 | 1.2425 | 0.3311 | 0.0029171 | 0.63834
Retro5Med | Retro | Irrigation Hardware | Agriculture | Irrigation | 0.0046352 | 0.0035586 | 41.171 | 88.6254 | Pivot and Linear_Upgrade from high pressure to MESA | Idaho | 0.042631 | 0.05295 | 0.065262 | 0.076038 | 0.087595 | 0.10229 | 0.11206 | 0.11443 | 0.10807 | 0.093813 | 0.072825 | 0.0483 | 0.028123 | 0.013578 | 0.0058176 | 0.0021424 | 0.00067771 | 0.00014959 | 2.4901e-05 | 3.0271e-06 | 1.1268 | 0 | 0.00018218 | 0.016315 | 0.28985 | 1.1363 | 1.6144 | 1.6819 | 1.5819 | 0.77021 | 0.40772 | 0.085186 | 0.00030432 | 0 | 0 | 0.0022502 | 0.09257 | 1.2974 | 5.0942 | 7.1009 | 7.3813 | 6.937 | 3.3987 | 1.7988 | 0.47932 | 0.004223 | 0.47722
Retro1Slow | Retro | Irrigation Hardware | Agriculture | Irrigation | 0.0078799 | 0.0060496 | 69.9906 | 59.6784 | Pivot and Linear_Upgrade from MESA to LESA/LEPA/MDI | Idaho | 0.00599 | 0.012229 | 0.022124 | 0.036604 | 0.056943 | 0.082895 | 0.11474 | 0.1515 | 0.19104 | 0.2306 | 0.26235 | 0.28167 | 0.28473 | 0.26958 | 0.23978 | 0.2005 | 0.155 | 0.10847 | 0.070052 | 0.046183 | 2.6337 | 0 | 0.00030971 | 0.027735 | 0.49274 | 1.9318 | 2.7445 | 2.8593 | 2.6893 | 1.3094 | 0.69312 | 0.14482 | 0.00051734 | 0 | 0 | 0.0038254 | 0.15737 | 2.2055 | 8.6601 | 12.0715 | 12.5482 | 11.793 | 5.7778 | 3.0579 | 0.81484 | 0.0071792 | 0.6512
RetroEven20 | Retro | Irrigation Hardware | Agriculture | Irrigation | 0.00089773 | 0.00068921 | 7.9739 | 531.5057 | Wheel and Hand_Rebuilt or new impact sprinkler | Washington | 0.0020361 | 0.001997 | 0.0019725 | 0.0019436 | 0.0019112 | 0.001883 | 0.0018513 | 0.0018202 | 0.0017973 | 0.001774 | 0.0017515 | 0.0017292 | 0.0017179 | 0.0017076 | 0.0017047 | 0.0017018 | 0.0016989 | 0.001696 | 0.0016931 | 0.0016902 | 0.033805 | 0 | 3.5284e-05 | 0.0031598 | 0.056136 | 0.22008 | 0.31268 | 0.32575 | 0.30639 | 0.14917 | 0.078966 | 0.016499 | 5.894e-05 | 0 | 0 | 0.00043581 | 0.017929 | 0.25127 | 0.98663 | 1.3753 | 1.4296 | 1.3435 | 0.65825 | 0.34838 | 0.092833 | 0.00081791 | 0.52002
RetroEven20 | Retro | Irrigation Hardware | Agriculture | Irrigation | 0.0043984 | 0.0033768 | 39.0675 | 4.7116 | Wheel and Hand_Gaskets | Washington | 0.0099755 | 0.009784 | 0.0096639 | 0.0095224 | 0.009364 | 0.0092259 | 0.0090701 | 0.0089178 | 0.0088055 | 0.0086918 | 0.0085813 | 0.0084722 | 0.0084166 | 0.0083665 | 0.0083522 | 0.008338 | 0.0083237 | 0.0083095 | 0.0082954 | 0.0082812 | 0.16562 | 0 | 0.00017287 | 0.015481 | 0.27504 | 1.0783 | 1.5319 | 1.596 | 1.5011 | 0.73085 | 0.38689 | 0.080833 | 0.00028877 | 0 | 0 | 0.0021352 | 0.08784 | 1.2311 | 4.8339 | 6.7381 | 7.0041 | 6.5826 | 3.2251 | 1.7069 | 0.45483 | 0.0040073 | 1.7259
RetroEven20 | Retro | Irrigation Hardware | Agriculture | Irrigation | 0.0028597 | 0.0021955 | 25.4007 | 35.09 | Wheel and Hand_Drains | Washington | 0.0064858 | 0.0063613 | 0.0062832 | 0.0061912 | 0.0060882 | 0.0059984 | 0.0058972 | 0.0057981 | 0.0057252 | 0.0056512 | 0.0055793 | 0.0055084 | 0.0054723 | 0.0054397 | 0.0054304 | 0.0054211 | 0.0054119 | 0.0054027 | 0.0053934 | 0.0053842 | 0.10768 | 0 | 0.0001124 | 0.010065 | 0.17882 | 0.70108 | 0.99603 | 1.0377 | 0.97599 | 0.47518 | 0.25154 | 0.052556 | 0.00018775 | 0 | 0 | 0.0013883 | 0.057112 | 0.80042 | 3.1429 | 4.3809 | 4.5539 | 4.2798 | 2.0968 | 1.1098 | 0.29572 | 0.0026054 | 1.0389
RetroEven20 | Retro | Irrigation Hardware | Agriculture | Irrigation | 0.012645 | 0.0097078 | 112.3144 | 3.7056 | Wheel and Hand_Cut and press repair | Washington | 0.028678 | 0.028128 | 0.027783 | 0.027376 | 0.02692 | 0.026523 | 0.026076 | 0.025637 | 0.025315 | 0.024988 | 0.02467 | 0.024357 | 0.024197 | 0.024053 | 0.024012 | 0.023971 | 0.02393 | 0.023889 | 0.023848 | 0.023807 | 0.47615 | 0 | 0.00049699 | 0.044506 | 0.7907 | 3.1 | 4.4041 | 4.5883 | 4.3155 | 2.1011 | 1.1123 | 0.23239 | 0.00083018 | 0 | 0 | 0.0061386 | 0.25253 | 3.5392 | 13.897 | 19.3712 | 20.1361 | 18.9242 | 9.2716 | 4.907 | 1.3076 | 0.01152 | 1.6459
RetroEven20 | Retro | Irrigation Hardware | Agriculture | Irrigation | 0.014472 | 0.011111 | 128.5467 | -3.8489 | Wheel and Hand_Hub gasket | Washington | 0.0082058 | 0.0080483 | 0.0079495 | 0.0078331 | 0.0077028 | 0.0075891 | 0.007461 | 0.0073357 | 0.0072434 | 0.0071498 | 0.0070589 | 0.0069692 | 0.0069234 | 0.0068822 | 0.0068705 | 0.0068588 | 0.0068471 | 0.0068354 | 0.0068237 | 0.0068121 | 0.13624 | 0 | 0.00056882 | 0.050938 | 0.90498 | 3.548 | 5.0407 | 5.2514 | 4.9392 | 2.4048 | 1.273 | 0.26597 | 0.00095017 | 0 | 0 | 0.0070258 | 0.28903 | 4.0507 | 15.9055 | 22.1709 | 23.0463 | 21.6593 | 10.6116 | 5.6162 | 1.4966 | 0.013185 | 2.0973
RetroEven20 | Retro | Irrigation Hardware | Agriculture | Irrigation | 0.0012366 | 0.00094935 | 10.9836 | 144.9623 | Wheel and Hand_Levelers | Washington | 0.0028045 | 0.0027507 | 0.0027169 | 0.0026772 | 0.0026326 | 0.0025938 | 0.00255 | 0.0025072 | 0.0024756 | 0.0024436 | 0.0024126 | 0.0023819 | 0.0023663 | 0.0023522 | 0.0023482 | 0.0023442 | 0.0023402 | 0.0023362 | 0.0023322 | 0.0023282 | 0.046564 | 0 | 4.8602e-05 | 0.0043524 | 0.077325 | 0.30315 | 0.43069 | 0.4487 | 0.42203 | 0.20547 | 0.10877 | 0.022726 | 8.1186e-05 | 0 | 0 | 0.00060031 | 0.024696 | 0.34611 | 1.359 | 1.8944 | 1.9692 | 1.8507 | 0.9067 | 0.47987 | 0.12787 | 0.0011266 | 0.66101
RetroEven20 | Retro | Irrigation Hardware | Agriculture | Irrigation | 0.0025743 | 0.0019764 | 22.8655 | -0.77366 | Pivot and Linear_Base boot gasket | Washington | 0.034986 | 0.034314 | 0.033893 | 0.033397 | 0.032841 | 0.032357 | 0.03181 | 0.031276 | 0.030882 | 0.030483 | 0.030096 | 0.029714 | 0.029518 | 0.029343 | 0.029293 | 0.029243 | 0.029193 | 0.029143 | 0.029093 | 0.029044 | 0.58087 | 0 | 0.00010118 | 0.0090608 | 0.16097 | 0.6311 | 0.89662 | 0.9341 | 0.87858 | 0.42776 | 0.22644 | 0.04731 | 0.00016901 | 0 | 0 | 0.0012497 | 0.051411 | 0.72053 | 2.8292 | 3.9437 | 4.0994 | 3.8527 | 1.8876 | 0.999 | 0.2662 | 0.0023454 | 2.8166
RetroEven20 | Retro | Irrigation Hardware | Agriculture | Irrigation | 7.8659e-05 | 6.0389e-05 | 0.69867 | 657.9768 | Pivot and Linear_Tower gasket | Washington | 0.001069 | 0.0010485 | 0.0010356 | 0.0010205 | 0.0010035 | 0.00098867 | 0.00097198 | 0.00095566 | 0.00094363 | 0.00093144 | 0.0009196 | 0.00090791 | 0.00090195 | 0.00089658 | 0.00089505 | 0.00089352 | 0.000892 | 0.00089048 | 0.00088896 | 0.00088744 | 0.017749 | 0 | 3.0916e-06 | 0.00027686 | 0.0049187 | 0.019284 | 0.027397 | 0.028542 | 0.026845 | 0.01307 | 0.0069189 | 0.0014456 | 5.1643e-06 | 0 | 0 | 3.8186e-05 | 0.0015709 | 0.022016 | 0.086448 | 0.1205 | 0.12526 | 0.11772 | 0.057676 | 0.030525 | 0.008134 | 7.1665e-05 | 0.53653
RetroEven20 | Retro | Irrigation Hardware | Agriculture | Irrigation | 0.007042 | 0.0054063 | 62.5485 | -6.4421 | Wheel and Hand_Nozzle replacement | Washington | 0.015971 | 0.015665 | 0.015472 | 0.015246 | 0.014992 | 0.014771 | 0.014522 | 0.014278 | 0.014098 | 0.013916 | 0.013739 | 0.013564 | 0.013475 | 0.013395 | 0.013372 | 0.013349 | 0.013327 | 0.013304 | 0.013281 | 0.013259 | 0.26517 | 0 | 0.00027678 | 0.024786 | 0.44034 | 1.7264 | 2.4527 | 2.5552 | 2.4033 | 1.1701 | 0.61942 | 0.12942 | 0.00046233 | 0 | 0 | 0.0034186 | 0.14064 | 1.971 | 7.7393 | 10.7879 | 11.2139 | 10.539 | 5.1634 | 2.7328 | 0.7282 | 0.0064158 | 2.7712
RetroEven20 | Retro | Irrigation Hardware | Agriculture | Irrigation | 0.0041495 | 0.0031857 | 36.857 | 19.5633 | Pivot and Linear_Sprinkler package replacement, high pressure | Washington | 0.016306 | 0.015993 | 0.015797 | 0.015566 | 0.015307 | 0.015081 | 0.014826 | 0.014577 | 0.014394 | 0.014208 | 0.014027 | 0.013849 | 0.013758 | 0.013676 | 0.013653 | 0.013629 | 0.013606 | 0.013583 | 0.01356 | 0.013537 | 0.27073 | 0 | 0.00016309 | 0.014605 | 0.25948 | 1.0173 | 1.4453 | 1.5057 | 1.4162 | 0.6895 | 0.365 | 0.07626 | 0.00027243 | 0 | 0 | 0.0020144 | 0.08287 | 1.1614 | 4.5604 | 6.3568 | 6.6079 | 6.2102 | 3.0426 | 1.6103 | 0.42909 | 0.0037806 | 1.2718
RetroEven20 | Retro | Irrigation Hardware | Agriculture | Irrigation | 0.0041495 | 0.0031857 | 36.857 | 84.407 | Pivot and Linear_Sprinkler package replacement, MESA | Washington | 0.075913 | 0.074455 | 0.073541 | 0.072465 | 0.071259 | 0.070208 | 0.069023 | 0.067863 | 0.067009 | 0.066144 | 0.065303 | 0.064473 | 0.064049 | 0.063668 | 0.063559 | 0.063451 | 0.063343 | 0.063235 | 0.063127 | 0.063019 | 1.2604 | 0 | 0.00016309 | 0.014605 | 0.25948 | 1.0173 | 1.4453 | 1.5057 | 1.4162 | 0.6895 | 0.365 | 0.07626 | 0.00027243 | 0 | 0 | 0.0020144 | 0.08287 | 1.1614 | 4.5604 | 6.3568 | 6.6079 | 6.2102 | 3.0426 | 1.6103 | 0.42909 | 0.0037806 | 0.7713
RetroEven20 | Retro | Irrigation Hardware | Agriculture | Irrigation | 0.0041495 | 0.0031857 | 36.857 | 124.3741 | Pivot and Linear_Sprinkler package replacement, LESA/LEPA/MDI | Washington | 0.052842 | 0.051828 | 0.051191 | 0.050442 | 0.049603 | 0.048871 | 0.048046 | 0.047239 | 0.046644 | 0.046042 | 0.045456 | 0.044879 | 0.044584 | 0.044319 | 0.044243 | 0.044168 | 0.044092 | 0.044017 | 0.043942 | 0.043867 | 0.87734 | 0 | 0.00016309 | 0.014605 | 0.25948 | 1.0173 | 1.4453 | 1.5057 | 1.4162 | 0.6895 | 0.365 | 0.07626 | 0.00027243 | 0 | 0 | 0.0020144 | 0.08287 | 1.1614 | 4.5604 | 6.3568 | 6.6079 | 6.2102 | 3.0426 | 1.6103 | 0.42909 | 0.0037806 | 0.68816
Retro5Med | Retro | Irrigation Hardware | Agriculture | Irrigation | 0.0060071 | 0.0046118 | 53.3567 | 63.8807 | Pivot and Linear_Upgrade from high pressure to MESA | Washington | 0.020301 | 0.024448 | 0.02955 | 0.033801 | 0.037913 | 0.04367 | 0.047099 | 0.047306 | 0.04402 | 0.03735 | 0.028535 | 0.018645 | 0.010755 | 0.0051476 | 0.0021741 | 0.00078924 | 0.0002461 | 5.3547e-05 | 8.7867e-06 | 1.0529e-06 | 0.39193 | 0 | 0.0002361 | 0.021143 | 0.37563 | 1.4727 | 2.0923 | 2.1797 | 2.0502 | 0.99817 | 0.52839 | 0.1104 | 0.00039439 | 0 | 0 | 0.0029162 | 0.11997 | 1.6814 | 6.602 | 9.2026 | 9.566 | 8.9902 | 4.4046 | 2.3312 | 0.62118 | 0.005473 | 0.61847
Retro1Slow | Retro | Irrigation Hardware | Agriculture | Irrigation | 0.010212 | 0.0078401 | 90.7064 | 41.5446 | Pivot and Linear_Upgrade from MESA to LESA/LEPA/MDI | Washington | 0.0038553 | 0.0076137 | 0.013471 | 0.021816 | 0.03295 | 0.047134 | 0.063988 | 0.082819 | 0.10259 | 0.12091 | 0.13526 | 0.14308 | 0.14331 | 0.1346 | 0.11825 | 0.097668 | 0.074582 | 0.051558 | 0.032891 | 0.021419 | 1.2407 | 0 | 0.00040137 | 0.035944 | 0.63858 | 2.5036 | 3.5568 | 3.7055 | 3.4853 | 1.6969 | 0.89827 | 0.18768 | 0.00067047 | 0 | 0 | 0.0049576 | 0.20395 | 2.8583 | 11.2234 | 15.6444 | 16.2621 | 15.2834 | 7.4879 | 3.963 | 1.056 | 0.0093041 | 0.84394
RetroEven20 | Retro | Irrigation Hardware | Agriculture | Irrigation | 0.00089773 | 0.00068921 | 7.9739 | 531.5057 | Wheel and Hand_Rebuilt or new impact sprinkler | Oregon | 0.0049179 | 0.0048609 | 0.004788 | 0.0047068 | 0.0046269 | 0.0045221 | 0.0044219 | 0.0043611 | 0.0042971 | 0.0042277 | 0.0041588 | 0.0040759 | 0.0040071 | 0.0039549 | 0.0039243 | 0.003894 | 0.0038639 | 0.003834 | 0.0038044 | 0.003775 | 0.0755 | 0 | 3.5284e-05 | 0.0031598 | 0.056136 | 0.22008 | 0.31268 | 0.32575 | 0.30639 | 0.14917 | 0.078966 | 0.016499 | 5.894e-05 | 0 | 0 | 0.00043581 | 0.017929 | 0.25127 | 0.98663 | 1.3753 | 1.4296 | 1.3435 | 0.65825 | 0.34838 | 0.092833 | 0.00081791 | 0.52002
RetroEven20 | Retro | Irrigation Hardware | Agriculture | Irrigation | 0.0043984 | 0.0033768 | 39.0675 | 4.7116 | Wheel and Hand_Gaskets | Oregon | 0.024095 | 0.023816 | 0.023459 | 0.023061 | 0.022669 | 0.022156 | 0.021665 | 0.021367 | 0.021053 | 0.020713 | 0.020376 | 0.01997 | 0.019633 | 0.019377 | 0.019227 | 0.019078 | 0.018931 | 0.018785 | 0.01864 | 0.018496 | 0.36991 | 0 | 0.00017287 | 0.015481 | 0.27504 | 1.0783 | 1.5319 | 1.596 | 1.5011 | 0.73085 | 0.38689 | 0.080833 | 0.00028877 | 0 | 0 | 0.0021352 | 0.08784 | 1.2311 | 4.8339 | 6.7381 | 7.0041 | 6.5826 | 3.2251 | 1.7069 | 0.45483 | 0.0040073 | 1.7259
RetroEven20 | Retro | Irrigation Hardware | Agriculture | Irrigation | 0.0028597 | 0.0021955 | 25.4007 | 35.0899 | Wheel and Hand_Drains | Oregon | 0.015666 | 0.015484 | 0.015252 | 0.014994 | 0.014739 | 0.014405 | 0.014086 | 0.013892 | 0.013688 | 0.013467 | 0.013248 | 0.012984 | 0.012765 | 0.012598 | 0.012501 | 0.012404 | 0.012308 | 0.012213 | 0.012119 | 0.012025 | 0.24051 | 0 | 0.0001124 | 0.010065 | 0.17882 | 0.70108 | 0.99603 | 1.0377 | 0.97599 | 0.47518 | 0.25154 | 0.052556 | 0.00018775 | 0 | 0 | 0.0013883 | 0.057112 | 0.80042 | 3.1429 | 4.3809 | 4.5539 | 4.2798 | 2.0968 | 1.1098 | 0.29572 | 0.0026054 | 1.0389
RetroEven20 | Retro | Irrigation Hardware | Agriculture | Irrigation | 0.012645 | 0.0097078 | 112.3144 | 3.7056 | Wheel and Hand_Cut and press repair | Oregon | 0.06927 | 0.068467 | 0.067441 | 0.066297 | 0.065172 | 0.063695 | 0.062284 | 0.061428 | 0.060526 | 0.059548 | 0.058579 | 0.05741 | 0.056441 | 0.055706 | 0.055275 | 0.054848 | 0.054424 | 0.054004 | 0.053586 | 0.053172 | 1.0634 | 0 | 0.00049699 | 0.044506 | 0.7907 | 3.1 | 4.4041 | 4.5883 | 4.3155 | 2.1011 | 1.1123 | 0.23239 | 0.00083018 | 0 | 0 | 0.0061386 | 0.25253 | 3.5392 | 13.897 | 19.3712 | 20.1361 | 18.9242 | 9.2716 | 4.907 | 1.3076 | 0.01152 | 1.6459
RetroEven20 | Retro | Irrigation Hardware | Agriculture | Irrigation | 0.014472 | 0.011111 | 128.5467 | -3.8489 | Wheel and Hand_Hub gasket | Oregon | 0.01982 | 0.019591 | 0.019297 | 0.01897 | 0.018648 | 0.018225 | 0.017822 | 0.017576 | 0.017318 | 0.017039 | 0.016761 | 0.016427 | 0.01615 | 0.015939 | 0.015816 | 0.015694 | 0.015572 | 0.015452 | 0.015333 | 0.015214 | 0.30429 | 0 | 0.00056882 | 0.050938 | 0.90498 | 3.548 | 5.0407 | 5.2514 | 4.9392 | 2.4048 | 1.273 | 0.26597 | 0.00095017 | 0 | 0 | 0.0070258 | 0.28903 | 4.0507 | 15.9055 | 22.1709 | 23.0463 | 21.6593 | 10.6116 | 5.6162 | 1.4966 | 0.013185 | 2.0973
RetroEven20 | Retro | Irrigation Hardware | Agriculture | Irrigation | 0.0012366 | 0.00094935 | 10.9836 | 144.9623 | Wheel and Hand_Levelers | Oregon | 0.0067741 | 0.0066956 | 0.0065953 | 0.0064834 | 0.0063734 | 0.0062289 | 0.006091 | 0.0060072 | 0.005919 | 0.0058234 | 0.0057286 | 0.0056143 | 0.0055196 | 0.0054476 | 0.0054055 | 0.0053637 | 0.0053223 | 0.0052812 | 0.0052404 | 0.0051999 | 0.104 | 0 | 4.8602e-05 | 0.0043524 | 0.077325 | 0.30315 | 0.43069 | 0.4487 | 0.42203 | 0.20547 | 0.10877 | 0.022726 | 8.1186e-05 | 0 | 0 | 0.00060031 | 0.024696 | 0.34611 | 1.359 | 1.8944 | 1.9692 | 1.8507 | 0.9067 | 0.47987 | 0.12787 | 0.0011266 | 0.66101
RetroEven20 | Retro | Irrigation Hardware | Agriculture | Irrigation | 0.0025743 | 0.0019764 | 22.8655 | -0.77366 | Pivot and Linear_Base boot gasket | Oregon | 0.016034 | 0.015848 | 0.015611 | 0.015346 | 0.015086 | 0.014744 | 0.014417 | 0.014219 | 0.01401 | 0.013784 | 0.013559 | 0.013289 | 0.013065 | 0.012894 | 0.012795 | 0.012696 | 0.012598 | 0.0125 | 0.012404 | 0.012308 | 0.24616 | 0 | 0.00010118 | 0.0090608 | 0.16097 | 0.6311 | 0.89662 | 0.9341 | 0.87858 | 0.42776 | 0.22644 | 0.04731 | 0.00016901 | 0 | 0 | 0.0012497 | 0.051411 | 0.72053 | 2.8292 | 3.9437 | 4.0994 | 3.8527 | 1.8876 | 0.999 | 0.2662 | 0.0023454 | 2.8166
RetroEven20 | Retro | Irrigation Hardware | Agriculture | Irrigation | 7.8659e-05 | 6.0389e-05 | 0.69867 | 657.9768 | Pivot and Linear_Tower gasket | Oregon | 0.00048993 | 0.00048425 | 0.000477 | 0.00046891 | 0.00046095 | 0.0004505 | 0.00044052 | 0.00043446 | 0.00042809 | 0.00042117 | 0.00041431 | 0.00040605 | 0.0003992 | 0.00039399 | 0.00039095 | 0.00038793 | 0.00038493 | 0.00038196 | 0.00037901 | 0.00037608 | 0.0075215 | 0 | 3.0916e-06 | 0.00027686 | 0.0049187 | 0.019284 | 0.027397 | 0.028542 | 0.026845 | 0.01307 | 0.0069189 | 0.0014456 | 5.1643e-06 | 0 | 0 | 3.8186e-05 | 0.0015709 | 0.022016 | 0.086448 | 0.1205 | 0.12526 | 0.11772 | 0.057676 | 0.030525 | 0.008134 | 7.1665e-05 | 0.53653
RetroEven20 | Retro | Irrigation Hardware | Agriculture | Irrigation | 0.007042 | 0.0054063 | 62.5485 | -6.4421 | Wheel and Hand_Nozzle replacement | Oregon | 0.038577 | 0.03813 | 0.037558 | 0.036921 | 0.036295 | 0.035472 | 0.034687 | 0.034209 | 0.033707 | 0.033163 | 0.032623 | 0.031972 | 0.031433 | 0.031023 | 0.030783 | 0.030545 | 0.030309 | 0.030075 | 0.029843 | 0.029612 | 0.59224 | 0 | 0.00027678 | 0.024786 | 0.44034 | 1.7264 | 2.4527 | 2.5552 | 2.4033 | 1.1701 | 0.61942 | 0.12942 | 0.00046233 | 0 | 0 | 0.0034186 | 0.14064 | 1.971 | 7.7393 | 10.7879 | 11.2139 | 10.539 | 5.1634 | 2.7328 | 0.7282 | 0.0064158 | 2.7712
RetroEven20 | Retro | Irrigation Hardware | Agriculture | Irrigation | 0.0041495 | 0.0031857 | 36.857 | 19.5633 | Pivot and Linear_Sprinkler package replacement, high pressure | Oregon | 0.0046302 | 0.0045766 | 0.004508 | 0.0044316 | 0.0043563 | 0.0042576 | 0.0041633 | 0.0041061 | 0.0040458 | 0.0039804 | 0.0039156 | 0.0038375 | 0.0037728 | 0.0037236 | 0.0036948 | 0.0036663 | 0.0036379 | 0.0036098 | 0.0035819 | 0.0035542 | 0.071085 | 0 | 0.00016309 | 0.014605 | 0.25948 | 1.0173 | 1.4453 | 1.5057 | 1.4162 | 0.6895 | 0.365 | 0.07626 | 0.00027243 | 0 | 0 | 0.0020144 | 0.08287 | 1.1614 | 4.5604 | 6.3568 | 6.6079 | 6.2102 | 3.0426 | 1.6103 | 0.42909 | 0.0037806 | 1.2718
RetroEven20 | Retro | Irrigation Hardware | Agriculture | Irrigation | 0.0041495 | 0.0031857 | 36.857 | 84.407 | Pivot and Linear_Sprinkler package replacement, MESA | Oregon | 0.025635 | 0.025338 | 0.024958 | 0.024535 | 0.024118 | 0.023572 | 0.02305 | 0.022732 | 0.022399 | 0.022037 | 0.021678 | 0.021246 | 0.020887 | 0.020615 | 0.020456 | 0.020298 | 0.020141 | 0.019985 | 0.019831 | 0.019678 | 0.39355 | 0 | 0.00016309 | 0.014605 | 0.25948 | 1.0173 | 1.4453 | 1.5057 | 1.4162 | 0.6895 | 0.365 | 0.07626 | 0.00027243 | 0 | 0 | 0.0020144 | 0.08287 | 1.1614 | 4.5604 | 6.3568 | 6.6079 | 6.2102 | 3.0426 | 1.6103 | 0.42909 | 0.0037806 | 0.7713
RetroEven20 | Retro | Irrigation Hardware | Agriculture | Irrigation | 0.0041495 | 0.0031857 | 36.857 | 124.3741 | Pivot and Linear_Sprinkler package replacement, LESA/LEPA/MDI | Oregon | 0.035506 | 0.035095 | 0.034569 | 0.033983 | 0.033406 | 0.032649 | 0.031926 | 0.031486 | 0.031024 | 0.030523 | 0.030026 | 0.029427 | 0.028931 | 0.028553 | 0.028333 | 0.028114 | 0.027897 | 0.027681 | 0.027467 | 0.027255 | 0.5451 | 0 | 0.00016309 | 0.014605 | 0.25948 | 1.0173 | 1.4453 | 1.5057 | 1.4162 | 0.6895 | 0.365 | 0.07626 | 0.00027243 | 0 | 0 | 0.0020144 | 0.08287 | 1.1614 | 4.5604 | 6.3568 | 6.6079 | 6.2102 | 3.0426 | 1.6103 | 0.42909 | 0.0037806 | 0.68816
Retro5Med | Retro | Irrigation Hardware | Agriculture | Irrigation | 0.0060071 | 0.0046118 | 53.3567 | 63.8807 | Pivot and Linear_Upgrade from high pressure to MESA | Oregon | 0.0057646 | 0.006996 | 0.0084328 | 0.0096232 | 0.01079 | 0.012329 | 0.013226 | 0.013325 | 0.012373 | 0.010464 | 0.0079655 | 0.0051666 | 0.0029493 | 0.0014015 | 0.00058837 | 0.0002123 | 6.5801e-05 | 1.4231e-05 | 2.3211e-06 | 2.7645e-07 | 0.10291 | 0 | 0.0002361 | 0.021143 | 0.37563 | 1.4727 | 2.0923 | 2.1797 | 2.0502 | 0.99817 | 0.52839 | 0.1104 | 0.00039439 | 0 | 0 | 0.0029162 | 0.11997 | 1.6814 | 6.602 | 9.2026 | 9.566 | 8.9902 | 4.4046 | 2.3312 | 0.62118 | 0.005473 | 0.61847
Retro1Slow | Retro | Irrigation Hardware | Agriculture | Irrigation | 0.010212 | 0.0078401 | 90.7064 | 41.5446 | Pivot and Linear_Upgrade from MESA to LESA/LEPA/MDI | Oregon | 0.0013007 | 0.0025855 | 0.0045559 | 0.0073492 | 0.011076 | 0.015689 | 0.021142 | 0.027381 | 0.033781 | 0.039622 | 0.044118 | 0.046313 | 0.045933 | 0.042855 | 0.037443 | 0.030759 | 0.023363 | 0.016064 | 0.010193 | 0.0066025 | 0.38742 | 0 | 0.00040137 | 0.035944 | 0.63858 | 2.5036 | 3.5568 | 3.7055 | 3.4853 | 1.6969 | 0.89827 | 0.18768 | 0.00067047 | 0 | 0 | 0.0049576 | 0.20395 | 2.8583 | 11.2234 | 15.6444 | 16.2621 | 15.2834 | 7.4879 | 3.963 | 1.056 | 0.0093041 | 0.84394
RetroEven20 | Retro | Irrigation Hardware | Agriculture | Irrigation | 0.0002999 | 0.00023024 | 2.6638 | 1631.8787 | Wheel and Hand_Rebuilt or new impact sprinkler | Montana | 0.00018342 | 0.00018862 | 0.00019362 | 0.0001983 | 0.00020359 | 0.00020704 | 0.00020988 | 0.00021319 | 0.00021558 | 0.0002206 | 0.00022413 | 0.0002275 | 0.00023136 | 0.00023501 | 0.00023974 | 0.00024456 | 0.00024948 | 0.0002545 | 0.00025962 | 0.00026484 | 0.0052968 | 0 | 1.1787e-05 | 0.0010556 | 0.018753 | 0.073523 | 0.10446 | 0.10882 | 0.10235 | 0.049833 | 0.02638 | 0.0055116 | 1.969e-05 | 0 | 0 | 0.00014559 | 0.0059894 | 0.083941 | 0.3296 | 0.45944 | 0.47758 | 0.44883 | 0.2199 | 0.11638 | 0.031012 | 0.00027324 | 0.48084
RetroEven20 | Retro | Irrigation Hardware | Agriculture | Irrigation | 0.0014694 | 0.0011281 | 13.0512 | 54.8495 | Wheel and Hand_Gaskets | Montana | 0.00089866 | 0.00092412 | 0.00094864 | 0.00097155 | 0.00099749 | 0.0010144 | 0.0010283 | 0.0010445 | 0.0010562 | 0.0010808 | 0.0010981 | 0.0011146 | 0.0011335 | 0.0011514 | 0.0011746 | 0.0011982 | 0.0012223 | 0.0012469 | 0.001272 | 0.0012976 | 0.025951 | 0 | 5.7751e-05 | 0.0051717 | 0.091881 | 0.36022 | 0.51177 | 0.53317 | 0.50148 | 0.24416 | 0.12925 | 0.027004 | 9.6469e-05 | 0 | 0 | 0.00071332 | 0.029345 | 0.41126 | 1.6149 | 2.251 | 2.3399 | 2.199 | 1.0774 | 0.57021 | 0.15194 | 0.0013387 | 0.88957
RetroEven20 | Retro | Irrigation Hardware | Agriculture | Irrigation | 0.00095534 | 0.00073344 | 8.4856 | 145.7841 | Wheel and Hand_Drains | Montana | 0.00058429 | 0.00060084 | 0.00061678 | 0.00063168 | 0.00064854 | 0.00065952 | 0.00066856 | 0.00067913 | 0.00068674 | 0.00070273 | 0.00071396 | 0.00072469 | 0.00073698 | 0.00074862 | 0.00076368 | 0.00077904 | 0.00079471 | 0.0008107 | 0.00082701 | 0.00084364 | 0.016873 | 0 | 3.7548e-05 | 0.0033625 | 0.059739 | 0.23421 | 0.33274 | 0.34665 | 0.32605 | 0.15874 | 0.084033 | 0.017557 | 6.2722e-05 | 0 | 0 | 0.00046378 | 0.019079 | 0.26739 | 1.0499 | 1.4635 | 1.5213 | 1.4298 | 0.70049 | 0.37074 | 0.09879 | 0.00087039 | 0.66006
RetroEven20 | Retro | Irrigation Hardware | Agriculture | Irrigation | 0.0042242 | 0.0032431 | 37.5206 | 50.8128 | Wheel and Hand_Cut and press repair | Montana | 0.0025835 | 0.0026567 | 0.0027272 | 0.0027931 | 0.0028677 | 0.0029162 | 0.0029562 | 0.0030029 | 0.0030365 | 0.0031073 | 0.0031569 | 0.0032044 | 0.0032587 | 0.0033102 | 0.0033768 | 0.0034447 | 0.003514 | 0.0035847 | 0.0036568 | 0.0037303 | 0.074606 | 0 | 0.00016603 | 0.014868 | 0.26415 | 1.0356 | 1.4713 | 1.5328 | 1.4417 | 0.70192 | 0.37157 | 0.077633 | 0.00027734 | 0 | 0 | 0.0020507 | 0.084362 | 1.1823 | 4.6425 | 6.4713 | 6.7268 | 6.322 | 3.0974 | 1.6393 | 0.43682 | 0.0038486 | 0.88045
RetroEven20 | Retro | Irrigation Hardware | Agriculture | Irrigation | 0.0048347 | 0.0037118 | 42.9433 | 27.7934 | Wheel and Hand_Hub gasket | Montana | 0.00073923 | 0.00076018 | 0.00078034 | 0.00079919 | 0.00082053 | 0.00083441 | 0.00084585 | 0.00085922 | 0.00086885 | 0.00088908 | 0.00090329 | 0.00091687 | 0.00093242 | 0.00094715 | 0.0009662 | 0.00098564 | 0.0010055 | 0.0010257 | 0.0010463 | 0.0010674 | 0.021347 | 0 | 0.00019002 | 0.017017 | 0.30232 | 1.1853 | 1.6839 | 1.7543 | 1.65 | 0.80336 | 0.42527 | 0.088853 | 0.00031742 | 0 | 0 | 0.0023471 | 0.096555 | 1.3532 | 5.3135 | 7.4066 | 7.699 | 7.2357 | 3.545 | 1.8762 | 0.49995 | 0.0044048 | 1.0429
RetroEven20 | Retro | Irrigation Hardware | Agriculture | Irrigation | 0.0004131 | 0.00031715 | 3.6693 | 474.6765 | Wheel and Hand_Levelers | Montana | 0.00025265 | 0.00025981 | 0.0002667 | 0.00027315 | 0.00028044 | 0.00028518 | 0.00028909 | 0.00029366 | 0.00029695 | 0.00030387 | 0.00030872 | 0.00031336 | 0.00031868 | 0.00032371 | 0.00033022 | 0.00033687 | 0.00034364 | 0.00035056 | 0.00035761 | 0.0003648 | 0.007296 | 0 | 1.6236e-05 | 0.001454 | 0.025832 | 0.10127 | 0.14388 | 0.1499 | 0.14099 | 0.068643 | 0.036337 | 0.0075919 | 2.7122e-05 | 0 | 0 | 0.00020054 | 0.0082501 | 0.11562 | 0.45401 | 0.63285 | 0.65784 | 0.61824 | 0.3029 | 0.16031 | 0.042718 | 0.00037637 | 0.53383
RetroEven20 | Retro | Irrigation Hardware | Agriculture | Irrigation | 0.00085999 | 0.00066024 | 7.6386 | 37.4047 | Pivot and Linear_Base boot gasket | Montana | 0.0015828 | 0.0016276 | 0.0016708 | 0.0017111 | 0.0017568 | 0.0017865 | 0.001811 | 0.0018397 | 0.0018603 | 0.0019036 | 0.001934 | 0.0019631 | 0.0019964 | 0.0020279 | 0.0020687 | 0.0021103 | 0.0021528 | 0.0021961 | 0.0022403 | 0.0022853 | 0.045706 | 0 | 3.3801e-05 | 0.0030269 | 0.053776 | 0.21083 | 0.29953 | 0.31205 | 0.2935 | 0.1429 | 0.075646 | 0.015805 | 5.6462e-05 | 0 | 0 | 0.00041749 | 0.017175 | 0.24071 | 0.94515 | 1.3175 | 1.3695 | 1.2871 | 0.63058 | 0.33373 | 0.08893 | 0.00078352 | 0.94094
RetroEven20 | Retro | Irrigation Hardware | Agriculture | Irrigation | 2.6277e-05 | 2.0174e-05 | 0.2334 | 2009.3104 | Pivot and Linear_Tower gasket | Montana | 4.8362e-05 | 4.9733e-05 | 5.1052e-05 | 5.2285e-05 | 5.368e-05 | 5.4589e-05 | 5.5337e-05 | 5.6212e-05 | 5.6842e-05 | 5.8166e-05 | 5.9095e-05 | 5.9983e-05 | 6.1001e-05 | 6.1965e-05 | 6.3211e-05 | 6.4482e-05 | 6.5779e-05 | 6.7102e-05 | 6.8452e-05 | 6.9829e-05 | 0.0013966 | 0 | 1.0328e-06 | 9.2489e-05 | 0.0016432 | 0.0064421 | 0.0091523 | 0.009535 | 0.0089682 | 0.0043664 | 0.0023114 | 0.00048293 | 1.7252e-06 | 0 | 0 | 1.2757e-05 | 0.00052479 | 0.0073549 | 0.02888 | 0.040256 | 0.041845 | 0.039327 | 0.019268 | 0.010197 | 0.0027173 | 2.3941e-05 | 0.50984
RetroEven20 | Retro | Irrigation Hardware | Agriculture | Irrigation | 0.0023525 | 0.0018061 | 20.8954 | 21.584 | Wheel and Hand_Nozzle replacement | Montana | 0.0014388 | 0.0014796 | 0.0015188 | 0.0015555 | 0.001597 | 0.001624 | 0.0016463 | 0.0016723 | 0.0016911 | 0.0017304 | 0.0017581 | 0.0017845 | 0.0018148 | 0.0018435 | 0.0018805 | 0.0019184 | 0.001957 | 0.0019963 | 0.0020365 | 0.0020774 | 0.041549 | 0 | 9.2462e-05 | 0.0082801 | 0.14711 | 0.57673 | 0.81937 | 0.85362 | 0.80288 | 0.3909 | 0.20693 | 0.043234 | 0.00015445 | 0 | 0 | 0.001142 | 0.046982 | 0.65845 | 2.5855 | 3.6039 | 3.7462 | 3.5207 | 1.7249 | 0.91293 | 0.24327 | 0.0021433 | 1.2329
RetroEven20 | Retro | Irrigation Hardware | Agriculture | Irrigation | 0.0013862 | 0.0010642 | 12.3127 | 99.4286 | Pivot and Linear_Sprinkler package replacement, high pressure | Montana | 0.00092763 | 0.00095392 | 0.00097922 | 0.0010029 | 0.0010296 | 0.0010471 | 0.0010614 | 0.0010782 | 0.0010903 | 0.0011157 | 0.0011335 | 0.0011505 | 0.0011701 | 0.0011885 | 0.0012124 | 0.0012368 | 0.0012617 | 0.0012871 | 0.001313 | 0.0013394 | 0.026788 | 0 | 5.4484e-05 | 0.0048791 | 0.086682 | 0.33984 | 0.48282 | 0.503 | 0.4731 | 0.23034 | 0.12193 | 0.025476 | 9.1011e-05 | 0 | 0 | 0.00067296 | 0.027684 | 0.38799 | 1.5235 | 2.1236 | 2.2075 | 2.0746 | 1.0164 | 0.53795 | 0.14335 | 0.001263 | 0.73199
RetroEven20 | Retro | Irrigation Hardware | Agriculture | Irrigation | 0.0013862 | 0.0010642 | 12.3127 | 293.4099 | Pivot and Linear_Sprinkler package replacement, MESA | Montana | 0.0033459 | 0.0034407 | 0.003532 | 0.0036173 | 0.0037139 | 0.0037767 | 0.0038285 | 0.003889 | 0.0039326 | 0.0040242 | 0.0040885 | 0.0041499 | 0.0042203 | 0.004287 | 0.0043732 | 0.0044612 | 0.0045509 | 0.0046425 | 0.0047358 | 0.0048311 | 0.096622 | 0 | 5.4484e-05 | 0.0048791 | 0.086682 | 0.33984 | 0.48282 | 0.503 | 0.4731 | 0.23034 | 0.12193 | 0.025476 | 9.1011e-05 | 0 | 0 | 0.00067296 | 0.027684 | 0.38799 | 1.5235 | 2.1236 | 2.2075 | 2.0746 | 1.0164 | 0.53795 | 0.14335 | 0.001263 | 0.57068
RetroEven20 | Retro | Irrigation Hardware | Agriculture | Irrigation | 0.0013862 | 0.0010642 | 12.3127 | 413.0476 | Pivot and Linear_Sprinkler package replacement, LESA/LEPA/MDI | Montana | 0.0023365 | 0.0024027 | 0.0024664 | 0.002526 | 0.0025935 | 0.0026373 | 0.0026735 | 0.0027158 | 0.0027462 | 0.0028101 | 0.002855 | 0.002898 | 0.0029471 | 0.0029937 | 0.0030539 | 0.0031153 | 0.003178 | 0.0032419 | 0.0033071 | 0.0033736 | 0.067473 | 0 | 5.4484e-05 | 0.0048791 | 0.086682 | 0.33984 | 0.48282 | 0.503 | 0.4731 | 0.23034 | 0.12193 | 0.025476 | 9.1011e-05 | 0 | 0 | 0.00067296 | 0.027684 | 0.38799 | 1.5235 | 2.1236 | 2.2075 | 2.0746 | 1.0164 | 0.53795 | 0.14335 | 0.001263 | 0.5429
Retro5Med | Retro | Irrigation Hardware | Agriculture | Irrigation | 0.0020068 | 0.0015407 | 17.8248 | 230.5355 | Pivot and Linear_Upgrade from high pressure to MESA | Montana | 0.0011549 | 0.0014582 | 0.0018318 | 0.0021777 | 0.0025503 | 0.0030321 | 0.0033718 | 0.003499 | 0.0033343 | 0.0029329 | 0.0023059 | 0.001549 | 0.00091468 | 0.00044736 | 0.00019307 | 7.1621e-05 | 2.2821e-05 | 5.074e-06 | 8.508e-07 | 1.0418e-07 | 0.03878 | 0 | 7.8874e-05 | 0.0070633 | 0.12549 | 0.49198 | 0.69896 | 0.72818 | 0.68489 | 0.33346 | 0.17652 | 0.036881 | 0.00013175 | 0 | 0 | 0.00097422 | 0.040078 | 0.56169 | 2.2055 | 3.0743 | 3.1957 | 3.0034 | 1.4714 | 0.77877 | 0.20752 | 0.0018283 | 0.20661
Retro1Slow | Retro | Irrigation Hardware | Agriculture | Irrigation | 0.0034115 | 0.0026191 | 30.3021 | 163.6747 | Pivot and Linear_Upgrade from MESA to LESA/LEPA/MDI | Montana | 0.00017021 | 0.00035306 | 0.00065045 | 0.0010969 | 0.0017325 | 0.0025634 | 0.0035956 | 0.0048149 | 0.0061168 | 0.0074677 | 0.0085887 | 0.0093226 | 0.0095384 | 0.0091324 | 0.0081759 | 0.0068813 | 0.0053545 | 0.003772 | 0.0024522 | 0.0016274 | 0.095116 | 0 | 0.00013409 | 0.012008 | 0.21333 | 0.83636 | 1.1882 | 1.2379 | 1.1643 | 0.56688 | 0.30008 | 0.062697 | 0.00022398 | 0 | 0 | 0.0016562 | 0.068132 | 0.95487 | 3.7494 | 5.2263 | 5.4327 | 5.1057 | 2.5015 | 1.3239 | 0.35278 | 0.0031082 | 0.28193
Retro3Slow | Retro | Irrigation Hardware | Agriculture | Irrigation | 0.034211 | 0.026265 | 303.8692 | 9.8551 | Pivot and Linear_Pressure Reduction_High to Medium | Idaho | 0.02024 | 0.032184 | 0.064831 | 0.11387 | 0.1789 | 0.25017 | 0.31797 | 0.37078 | 0.40018 | 0.40414 | 0.37838 | 0.33179 | 0.274 | 0.21369 | 0.15946 | 0.11305 | 0.076323 | 0.049187 | 0.030321 | 0.020791 | 4.1583 | 0 | 0.0013446 | 0.12041 | 2.1393 | 8.387 | 11.9155 | 12.4137 | 11.6758 | 5.6846 | 3.0092 | 0.62873 | 0.0022461 | 0 | 0 | 0.016608 | 0.68323 | 9.5754 | 37.5986 | 52.4093 | 54.4787 | 51.1999 | 25.0846 | 13.2761 | 3.5377 | 0.031169 | 1.7481
Retro1Slow | Retro | Irrigation Hardware | Agriculture | Irrigation | 0.030743 | 0.023602 | 273.0656 | 4.4126 | Pivot and Linear_Pressure Reduction_Medium to Low | Idaho | 0.011592 | 0.02344 | 0.041919 | 0.068439 | 0.10491 | 0.15009 | 0.20388 | 0.26418 | 0.32747 | 0.38998 | 0.4389 | 0.4679 | 0.47116 | 0.44537 | 0.39657 | 0.33213 | 0.25721 | 0.18034 | 0.11668 | 0.077066 | 5.1377 | 0 | 0.0012083 | 0.10821 | 1.9224 | 7.5368 | 10.7076 | 11.1553 | 10.4922 | 5.1084 | 2.7042 | 0.56499 | 0.0020184 | 0 | 0 | 0.014925 | 0.61397 | 8.6047 | 33.7872 | 47.0965 | 48.9561 | 46.0097 | 22.5418 | 11.9303 | 3.1791 | 0.028009 | 2.1423
Retro1Slow | Retro | Irrigation Hardware | Agriculture | Irrigation | 0.030743 | 0.023602 | 273.0656 | -19.7172 | Pivot and Linear_Pressure Reduction_Medium2 to Low | Idaho | 1.1894e-05 | 6.1579e-05 | 0.00024455 | 0.00078411 | 0.0021114 | 0.004869 | 0.0098131 | 0.017543 | 0.028135 | 0.040844 | 0.053877 | 0.064826 | 0.071326 | 0.071816 | 0.066147 | 0.056464 | 0.044088 | 0.030928 | 0.01992 | 0.013062 | 1.0245 | 0 | 0.0012083 | 0.10821 | 1.9224 | 7.5368 | 10.7076 | 11.1553 | 10.4922 | 5.1084 | 2.7042 | 0.56499 | 0.0020184 | 0 | 0 | 0.014925 | 0.61397 | 8.6047 | 33.7872 | 47.0965 | 48.9561 | 46.0097 | 22.5418 | 11.9303 | 3.1791 | 0.028009 | 9860.4746
Retro1Slow | Retro | Irrigation Hardware | Agriculture | Irrigation | 0.016268 | 0.012489 | 144.4971 | 148.2405 | Wheel-Line_Conversion to Low Pressure System (Alfalfa) | Idaho | 0.0004831 | 0.00097686 | 0.0017469 | 0.0028521 | 0.0043722 | 0.0062549 | 0.0084967 | 0.01101 | 0.013647 | 0.016252 | 0.018291 | 0.0195 | 0.019635 | 0.018561 | 0.016527 | 0.013841 | 0.010719 | 0.0075155 | 0.0048627 | 0.0032117 | 0.21411 | 0 | 0.0006394 | 0.057259 | 1.0173 | 3.9882 | 5.6661 | 5.903 | 5.5521 | 2.7032 | 1.431 | 0.29897 | 0.0010681 | 0 | 0 | 0.0078975 | 0.32489 | 4.5533 | 17.879 | 24.9219 | 25.9059 | 24.3468 | 11.9284 | 6.3131 | 1.6822 | 0.014822 | 0.30784
Retro1Slow | Retro | Irrigation Hardware | Agriculture | Irrigation | 0.016268 | 0.012489 | 144.4971 | 148.2405 | Hand-Line_Conversion to Low Pressure System (Alfalfa) | Idaho | 7.4277e-05 | 0.00015019 | 0.00026859 | 0.00043852 | 0.00067223 | 0.00096169 | 0.0013064 | 0.0016927 | 0.0020982 | 0.0024987 | 0.0028122 | 0.0029981 | 0.003019 | 0.0028537 | 0.002541 | 0.0021281 | 0.0016481 | 0.0011555 | 0.00074764 | 0.00049379 | 0.03292 | 0 | 0.0006394 | 0.057259 | 1.0173 | 3.9882 | 5.6661 | 5.903 | 5.5521 | 2.7032 | 1.431 | 0.29897 | 0.0010681 | 0 | 0 | 0.0078975 | 0.32489 | 4.5533 | 17.879 | 24.9219 | 25.9059 | 24.3468 | 11.9284 | 6.3131 | 1.6822 | 0.014822 | 0.30784
Retro3Slow | Retro | Irrigation Hardware | Agriculture | Irrigation | 0.0067934 | 0.0052154 | 60.3401 | 60.1931 | Pivot and Linear_Pressure Reduction_High to Medium | Montana | 0.00025148 | 0.00040651 | 0.00083459 | 0.0014958 | 0.0023889 | 0.0034011 | 0.004388 | 0.0052003 | 0.0056631 | 0.0057949 | 0.005495 | 0.0048804 | 0.0040874 | 0.0032293 | 0.0024273 | 0.0017333 | 0.0011788 | 0.00076522 | 0.00047516 | 0.00032819 | 0.065638 | 0 | 0.000267 | 0.023911 | 0.4248 | 1.6654 | 2.3661 | 2.465 | 2.3185 | 1.1288 | 0.59755 | 0.12485 | 0.00044601 | 0 | 0 | 0.0032979 | 0.13567 | 1.9014 | 7.4661 | 10.407 | 10.818 | 10.1669 | 4.9811 | 2.6363 | 0.70249 | 0.0061893 | 0.647
Retro1Slow | Retro | Irrigation Hardware | Agriculture | Irrigation | 0.016183 | 0.012424 | 143.7436 | 8.3473 | Pivot and Linear_Pressure Reduction_Medium to Low | Montana | 0.00040067 | 0.00082362 | 0.0015012 | 0.0025008 | 0.0038972 | 0.0056761 | 0.007827 | 0.010307 | 0.012891 | 0.015555 | 0.017731 | 0.019146 | 0.019552 | 0.018722 | 0.016792 | 0.014166 | 0.011051 | 0.0078045 | 0.0050865 | 0.003384 | 0.2256 | 0 | 0.00063606 | 0.05696 | 1.012 | 3.9674 | 5.6366 | 5.8722 | 5.5232 | 2.6891 | 1.4235 | 0.29742 | 0.0010625 | 0 | 0 | 0.0078564 | 0.3232 | 4.5296 | 17.7858 | 24.7919 | 25.7708 | 24.2198 | 11.8661 | 6.2802 | 1.6735 | 0.014744 | 1.842
Retro1Slow | Retro | Irrigation Hardware | Agriculture | Irrigation | 0.016183 | 0.012424 | 143.7436 | -19.7125 | Pivot and Linear_Pressure Reduction_Medium2 to Low | Montana | 3.9176e-07 | 2.0489e-06 | 8.2524e-06 | 2.6876e-05 | 7.3405e-05 | 0.00017163 | 0.00035016 | 0.00063322 | 0.0010247 | 0.0014997 | 0.0019926 | 0.0024126 | 0.002669 | 0.0026995 | 0.0024947 | 0.0021347 | 0.0016696 | 0.0011726 | 0.00075582 | 0.00049592 | 0.038896 | 0 | 0.00063606 | 0.05696 | 1.012 | 3.9674 | 5.6366 | 5.8722 | 5.5232 | 2.6891 | 1.4235 | 0.29742 | 0.0010625 | 0 | 0 | 0.0078564 | 0.3232 | 4.5296 | 17.7858 | 24.7919 | 25.7708 | 24.2198 | 11.8661 | 6.2802 | 1.6735 | 0.014744 | 5190.6198
Retro1Slow | Retro | Irrigation Hardware | Agriculture | Irrigation | 0.0091055 | 0.0069906 | 80.8775 | 193.1907 | Wheel-Line_Conversion to Low Pressure System (Alfalfa) | Montana | 8.0772e-05 | 0.00016603 | 0.00030262 | 0.00050414 | 0.00078565 | 0.0011443 | 0.0015778 | 0.0020778 | 0.0025987 | 0.0031358 | 0.0035744 | 0.0038596 | 0.0039415 | 0.0037742 | 0.0033851 | 0.0028558 | 0.0022277 | 0.0015733 | 0.0010254 | 0.00068218 | 0.045479 | 0 | 0.00035788 | 0.032049 | 0.56938 | 2.2323 | 3.1714 | 3.304 | 3.1076 | 1.513 | 0.80093 | 0.16734 | 0.00059782 | 0 | 0 | 0.0044204 | 0.18185 | 2.5486 | 10.0072 | 13.9492 | 14.5 | 13.6273 | 6.6765 | 3.5336 | 0.94158 | 0.0082959 | 0.24285
Retro1Slow | Retro | Irrigation Hardware | Agriculture | Irrigation | 0.0091055 | 0.0069906 | 80.8775 | 193.1906 | Hand-Line_Conversion to Low Pressure System (Alfalfa) | Montana | 1.2376e-05 | 2.5439e-05 | 4.6367e-05 | 7.7244e-05 | 0.00012038 | 0.00017532 | 0.00024176 | 0.00031835 | 0.00039816 | 0.00048046 | 0.00054766 | 0.00059136 | 0.00060391 | 0.00057828 | 0.00051866 | 0.00043756 | 0.00034133 | 0.00024106 | 0.00015711 | 0.00010452 | 0.0069682 | 0 | 0.00035788 | 0.032049 | 0.56938 | 2.2323 | 3.1714 | 3.304 | 3.1076 | 1.513 | 0.80093 | 0.16734 | 0.00059782 | 0 | 0 | 0.0044204 | 0.18185 | 2.5486 | 10.0072 | 13.9492 | 14.5 | 13.6273 | 6.6765 | 3.5336 | 0.94158 | 0.0082959 | 0.24285
Retro3Slow | Retro | Irrigation Hardware | Agriculture | Irrigation | 0.026506 | 0.020349 | 235.4314 | 9.1108 | Pivot and Linear_Pressure Reduction_High to Medium | Oregon | 0.0016362 | 0.0025421 | 0.0050081 | 0.0086155 | 0.013174 | 0.018026 | 0.022434 | 0.025813 | 0.027391 | 0.026949 | 0.024742 | 0.021218 | 0.017179 | 0.013187 | 0.0096416 | 0.006697 | 0.0044302 | 0.0027974 | 0.0016896 | 0.0011352 | 0.22703 | 0 | 0.0010418 | 0.093293 | 1.6575 | 6.4981 | 9.2319 | 9.6179 | 9.0462 | 4.4043 | 2.3315 | 0.48712 | 0.0017402 | 0 | 0 | 0.012868 | 0.52935 | 7.4188 | 29.1306 | 40.6056 | 42.2089 | 39.6686 | 19.4351 | 10.2861 | 2.7409 | 0.024149 | 1.7933
Retro1Slow | Retro | Irrigation Hardware | Agriculture | Irrigation | 0.025653 | 0.019694 | 227.8541 | 0.87142 | Pivot and Linear_Pressure Reduction_Medium to Low | Oregon | 0.0016256 | 0.0032118 | 0.0056172 | 0.0089822 | 0.013402 | 0.01876 | 0.024954 | 0.031904 | 0.03888 | 0.045109 | 0.049785 | 0.051905 | 0.051242 | 0.047675 | 0.041593 | 0.034131 | 0.025899 | 0.017791 | 0.011279 | 0.0072989 | 0.48659 | 0 | 0.0010083 | 0.09029 | 1.6041 | 6.2889 | 8.9348 | 9.3083 | 8.755 | 4.2626 | 2.2564 | 0.47145 | 0.0016842 | 0 | 0 | 0.012453 | 0.51231 | 7.18 | 28.193 | 39.2987 | 40.8505 | 38.3919 | 18.8095 | 9.955 | 2.6527 | 0.023372 | 2.5107
Retro1Slow | Retro | Irrigation Hardware | Agriculture | Irrigation | 0.025653 | 0.019694 | 227.8541 | -19.7162 | Pivot and Linear_Pressure Reduction_Medium2 to Low | Oregon | 1.0355e-06 | 5.2859e-06 | 2.0635e-05 | 6.5044e-05 | 0.00017179 | 0.00038922 | 0.00077184 | 0.0013621 | 0.0021592 | 0.0030968 | 0.0040415 | 0.0048167 | 0.0052574 | 0.0052604 | 0.0048207 | 0.0040991 | 0.0031914 | 0.0022343 | 0.0014371 | 0.00094142 | 0.073837 | 0 | 0.0010083 | 0.09029 | 1.6041 | 6.2889 | 8.9348 | 9.3083 | 8.755 | 4.2626 | 2.2564 | 0.47145 | 0.0016842 | 0 | 0 | 0.012453 | 0.51231 | 7.18 | 28.193 | 39.2987 | 40.8505 | 38.3919 | 18.8095 | 9.955 | 2.6527 | 0.023372 | 8227.8751
Retro1Slow | Retro | Irrigation Hardware | Agriculture | Irrigation | 0.021865 | 0.016787 | 194.2137 | 87.6562 | Wheel-Line_Conversion to Low Pressure System (Alfalfa) | Oregon | 0.00041479 | 0.00081954 | 0.0014333 | 0.0022919 | 0.0034198 | 0.0047869 | 0.0063673 | 0.0081407 | 0.0099209 | 0.01151 | 0.012703 | 0.013244 | 0.013075 | 0.012165 | 0.010613 | 0.0087091 | 0.0066084 | 0.0045397 | 0.002878 | 0.0018624 | 0.12416 | 0 | 0.00085939 | 0.07696 | 1.3673 | 5.3604 | 7.6156 | 7.934 | 7.4624 | 3.6333 | 1.9233 | 0.40184 | 0.0014356 | 0 | 0 | 0.010615 | 0.43668 | 6.12 | 24.0306 | 33.4966 | 34.8193 | 32.7237 | 16.0325 | 8.4853 | 2.2611 | 0.019921 | 0.48153
Retro1Slow | Retro | Irrigation Hardware | Agriculture | Irrigation | 0.021865 | 0.016787 | 194.2137 | 87.6562 | Hand-Line_Conversion to Low Pressure System (Alfalfa) | Oregon | 0.00013092 | 0.00025866 | 0.00045238 | 0.00072339 | 0.0010794 | 0.0015108 | 0.0020096 | 0.0025694 | 0.0031312 | 0.0036328 | 0.0040094 | 0.0041802 | 0.0041268 | 0.0038395 | 0.0033497 | 0.0027488 | 0.0020858 | 0.0014328 | 0.00090834 | 0.00058782 | 0.039188 | 0 | 0.00085939 | 0.07696 | 1.3673 | 5.3604 | 7.6156 | 7.934 | 7.4624 | 3.6333 | 1.9233 | 0.40184 | 0.0014356 | 0 | 0 | 0.010615 | 0.43668 | 6.12 | 24.0306 | 33.4966 | 34.8193 | 32.7237 | 16.0325 | 8.4853 | 2.2611 | 0.019921 | 0.48153
Retro3Slow | Retro | Irrigation Hardware | Agriculture | Irrigation | 0.034884 | 0.026782 | 309.8508 | 3.7638 | Pivot and Linear_Pressure Reduction_High to Medium | Washington | 0.0075835 | 0.011692 | 0.023097 | 0.039827 | 0.060923 | 0.084033 | 0.10515 | 0.12061 | 0.12825 | 0.1266 | 0.11665 | 0.10078 | 0.082446 | 0.063743 | 0.046889 | 0.032766 | 0.021807 | 0.013853 | 0.0084181 | 0.00569 | 1.138 | 0 | 0.0013711 | 0.12278 | 2.1814 | 8.5521 | 12.1501 | 12.658 | 11.9056 | 5.7965 | 3.0685 | 0.6411 | 0.0022903 | 0 | 0 | 0.016935 | 0.69668 | 9.7639 | 38.3387 | 53.4409 | 55.5511 | 52.2078 | 25.5784 | 13.5375 | 3.6073 | 0.031782 | 2.2015
Retro1Slow | Retro | Irrigation Hardware | Agriculture | Irrigation | 0.03378 | 0.025934 | 300.0449 | -2.5474 | Pivot and Linear_Pressure Reduction_Medium to Low | Washington | 0.0063391 | 0.012428 | 0.021796 | 0.034935 | 0.052144 | 0.073579 | 0.098399 | 0.12542 | 0.15317 | 0.17829 | 0.19748 | 0.20742 | 0.20691 | 0.19389 | 0.17018 | 0.1405 | 0.10726 | 0.074128 | 0.047279 | 0.030781 | 2.0521 | 0 | 0.0013277 | 0.1189 | 2.1123 | 8.2815 | 11.7656 | 12.2575 | 11.5288 | 5.6131 | 2.9714 | 0.62081 | 0.0022178 | 0 | 0 | 0.016399 | 0.67463 | 9.4549 | 37.1254 | 51.7497 | 53.7931 | 50.5555 | 24.7689 | 13.1091 | 3.4932 | 0.030777 | 3.0105
Retro1Slow | Retro | Irrigation Hardware | Agriculture | Irrigation | 0.03378 | 0.025934 | 300.0449 | -19.7177 | Pivot and Linear_Pressure Reduction_Medium2 to Low | Washington | 4.8021e-06 | 2.4398e-05 | 9.5229e-05 | 0.0003005 | 0.00079418 | 0.0018053 | 0.0035924 | 0.0063473 | 0.010074 | 0.014467 | 0.018906 | 0.022571 | 0.024685 | 0.024742 | 0.022705 | 0.019327 | 0.01506 | 0.010549 | 0.0067875 | 0.0044477 | 0.34884 | 0 | 0.0013277 | 0.1189 | 2.1123 | 8.2815 | 11.7656 | 12.2575 | 11.5288 | 5.6131 | 2.9714 | 0.62081 | 0.0022178 | 0 | 0 | 0.016399 | 0.67463 | 9.4549 | 37.1254 | 51.7497 | 53.7931 | 50.5555 | 24.7689 | 13.1091 | 3.4932 | 0.030777 | 10834.7035
Retro1Slow | Retro | Irrigation Hardware | Agriculture | Irrigation | 0.021865 | 0.016787 | 194.2137 | 87.6562 | Wheel-Line_Conversion to Low Pressure System (Alfalfa) | Washington | 0.00045606 | 0.00089413 | 0.0015681 | 0.0025134 | 0.0037515 | 0.0052936 | 0.0070792 | 0.0090231 | 0.01102 | 0.012827 | 0.014208 | 0.014922 | 0.014886 | 0.013949 | 0.012244 | 0.010108 | 0.0077165 | 0.0053331 | 0.0034014 | 0.0022146 | 0.14764 | 0 | 0.00085939 | 0.07696 | 1.3673 | 5.3604 | 7.6156 | 7.934 | 7.4624 | 3.6333 | 1.9233 | 0.40184 | 0.0014356 | 0 | 0 | 0.010615 | 0.43668 | 6.12 | 24.0306 | 33.4966 | 34.8193 | 32.7237 | 16.0325 | 8.4853 | 2.2611 | 0.019921 | 0.48153
Retro1Slow | Retro | Irrigation Hardware | Agriculture | Irrigation | 0.021865 | 0.016787 | 194.2137 | 87.6562 | Hand-Line_Conversion to Low Pressure System (Alfalfa) | Washington | 0.00013845 | 0.00027144 | 0.00047603 | 0.00076299 | 0.0011388 | 0.001607 | 0.0021491 | 0.0027392 | 0.0033453 | 0.0038939 | 0.0043131 | 0.0045301 | 0.0045191 | 0.0042347 | 0.0037169 | 0.0030686 | 0.0023425 | 0.001619 | 0.0010326 | 0.00067228 | 0.044819 | 0 | 0.00085939 | 0.07696 | 1.3673 | 5.3604 | 7.6156 | 7.934 | 7.4624 | 3.6333 | 1.9233 | 0.40184 | 0.0014356 | 0 | 0 | 0.010615 | 0.43668 | 6.12 | 24.0306 | 33.4966 | 34.8193 | 32.7237 | 16.0325 | 8.4853 | 2.2611 | 0.019921 | 0.48153
Retro1Slow | Retro | Irrigation Hardware | Agriculture | Irrigation | 0.0070698 | 0.0054276 | 62.7952 | 713.9946 | Variable Rate Irrigation | Idaho | 0.014874 | 0.030075 | 0.053784 | 0.087811 | 0.13461 | 0.19257 | 0.26159 | 0.33896 | 0.42016 | 0.50036 | 0.56314 | 0.60035 | 0.60453 | 0.57144 | 0.50882 | 0.42614 | 0.33002 | 0.23138 | 0.14971 | 0.09888 | 6.592 | 0 | 0.00027787 | 0.024883 | 0.44208 | 1.7332 | 2.4624 | 2.5653 | 2.4128 | 1.1747 | 0.62186 | 0.12993 | 0.00046416 | 0 | 0 | 0.0034321 | 0.14119 | 1.9788 | 7.7698 | 10.8305 | 11.2581 | 10.5806 | 5.1838 | 2.7435 | 0.73107 | 0.0064411 | 0.070471
Retro1Slow | Retro | Irrigation Hardware | Agriculture | Irrigation | 0.0024998 | 0.0019191 | 22.2035 | 1946.7103 | Variable Rate Irrigation | Montana | 0.0003736 | 0.00076797 | 0.0013997 | 0.0023318 | 0.0036339 | 0.0052926 | 0.0072981 | 0.0096105 | 0.01202 | 0.014504 | 0.016533 | 0.017852 | 0.018231 | 0.017457 | 0.015657 | 0.013209 | 0.010304 | 0.0072771 | 0.0047428 | 0.0031553 | 0.21036 | 0 | 9.825e-05 | 0.0087984 | 0.15631 | 0.61283 | 0.87066 | 0.90706 | 0.85314 | 0.41537 | 0.21988 | 0.045941 | 0.00016412 | 0 | 0 | 0.0012135 | 0.049923 | 0.69967 | 2.7473 | 3.8295 | 3.9807 | 3.7411 | 1.8329 | 0.97008 | 0.25849 | 0.0022775 | 0.026294
Retro1Slow | Retro | Irrigation Hardware | Agriculture | Irrigation | 0.0052476 | 0.0040287 | 46.6103 | 1913.898 | Variable Rate Irrigation | Oregon | 0.0026542 | 0.0052441 | 0.0091716 | 0.014666 | 0.021883 | 0.03063 | 0.040743 | 0.052091 | 0.063482 | 0.073652 | 0.081287 | 0.084749 | 0.083667 | 0.077842 | 0.067911 | 0.055728 | 0.042286 | 0.029049 | 0.018416 | 0.011917 | 0.79449 | 0 | 0.00020625 | 0.01847 | 0.32814 | 1.2865 | 1.8277 | 1.9041 | 1.7909 | 0.87196 | 0.46158 | 0.09644 | 0.00034453 | 0 | 0 | 0.0025475 | 0.1048 | 1.4688 | 5.7672 | 8.039 | 8.3564 | 7.8535 | 3.8477 | 2.0364 | 0.54264 | 0.004781 | 0.02674
Retro1Slow | Retro | Irrigation Hardware | Agriculture | Irrigation | 0.0059099 | 0.0045372 | 52.4931 | 1158.0192 | Variable Rate Irrigation | Washington | 0.0065223 | 0.012787 | 0.022426 | 0.035945 | 0.053651 | 0.075706 | 0.10124 | 0.12904 | 0.1576 | 0.18344 | 0.20319 | 0.21341 | 0.21289 | 0.19949 | 0.1751 | 0.14456 | 0.11036 | 0.076271 | 0.048645 | 0.031671 | 2.1114 | 0 | 0.00023228 | 0.020801 | 0.36955 | 1.4488 | 2.0584 | 2.1445 | 2.017 | 0.98201 | 0.51984 | 0.10861 | 0.00038801 | 0 | 0 | 0.002869 | 0.11803 | 1.6541 | 6.4951 | 9.0536 | 9.4111 | 8.8447 | 4.3333 | 2.2934 | 0.61113 | 0.0053844 | 0.043902
Retro12Med | Retro | Irrigation Motor | Agriculture | Motors/Drives | 0.098719 | 0.075789 | 876.8415 | 46.4797 | Green Motor Rewind - Well Pump - 160HP - Idaho | Idaho | 0.018496 | 0.018629 | 0.018698 | 0.018884 | 0.018862 | 0.016953 | 0.013556 | 0.010869 | 0.0087808 | 0.0070467 | 0.0056494 | 0.0045321 | 0.0036356 | 0.0029455 | 0.0023864 | 0.0019334 | 1.3355e-05 | 4.8305e-06 | 1.6677e-06 | 5.5074e-07 | 0.19242 | 0 | 0.00388 | 0.34746 | 6.173 | 24.2015 | 34.3833 | 35.8208 | 33.6915 | 16.4035 | 8.6834 | 1.8142 | 0.0064813 | 0 | 0 | 0.047924 | 1.9715 | 27.6307 | 108.4941 | 151.2316 | 157.2031 | 147.7419 | 72.384 | 38.3095 | 10.2083 | 0.089941 | 0.76737
Retro12Med | Retro | Irrigation Motor | Agriculture | Motors/Drives | 0.034164 | 0.026229 | 303.453 | 67.5927 | Green Motor Rewind - Well Pump - 40HP - Montana | Montana | 0.00047913 | 0.00049184 | 0.00050372 | 0.00051717 | 0.00052592 | 0.00047982 | 0.00038992 | 0.00031543 | 0.00025822 | 0.00020988 | 0.00017043 | 0.00013865 | 0.00011268 | 9.1954e-05 | 7.5043e-05 | 6.1242e-05 | 4.2612e-07 | 1.5525e-07 | 5.3989e-08 | 1.7959e-08 | 0.0062746 | 0 | 0.0013428 | 0.12025 | 2.1363 | 8.3755 | 11.8992 | 12.3967 | 11.6598 | 5.6768 | 3.0051 | 0.62787 | 0.002243 | 0 | 0 | 0.016585 | 0.68229 | 9.5623 | 37.5471 | 52.3375 | 54.4041 | 51.1298 | 25.0503 | 13.258 | 3.5328 | 0.031126 | 0.58163
Retro12Med | Retro | Irrigation Motor | Agriculture | Motors/Drives | 0.078396 | 0.060186 | 696.3297 | 29.9963 | Green Motor Rewind - Well Pump - 60HP - Oregon | Oregon | 0.028499 | 0.028072 | 0.027596 | 0.027127 | 0.026512 | 0.023333 | 0.018409 | 0.014511 | 0.011422 | 0.0089885 | 0.0070473 | 0.0055427 | 0.0043764 | 0.003474 | 0.0027578 | 0.0021892 | 1.4816e-05 | 5.2507e-06 | 1.7762e-06 | 5.7471e-07 | 0.20079 | 0 | 0.0030812 | 0.27593 | 4.9022 | 19.2192 | 27.3049 | 28.4465 | 26.7556 | 13.0266 | 6.8958 | 1.4408 | 0.005147 | 0 | 0 | 0.038058 | 1.5656 | 21.9425 | 86.1589 | 120.0981 | 124.8404 | 117.3269 | 57.4826 | 30.4229 | 8.1067 | 0.071425 | 1.0222
Retro12Med | Retro | Irrigation Motor | Agriculture | Motors/Drives | 0.099695 | 0.076538 | 885.5141 | 22.5506 | Green Motor Rewind - Well Pump - 90HP - Washington | Washington | 0.027559 | 0.02722 | 0.026822 | 0.026376 | 0.025986 | 0.022993 | 0.018085 | 0.014286 | 0.011281 | 0.0089103 | 0.0070377 | 0.0055932 | 0.0044479 | 0.0035523 | 0.002837 | 0.0022657 | 1.5427e-05 | 5.5004e-06 | 1.8719e-06 | 6.0937e-07 | 0.2129 | 0 | 0.0039184 | 0.3509 | 6.2341 | 24.4408 | 34.7234 | 36.1751 | 34.0248 | 16.5658 | 8.7693 | 1.8322 | 0.0065454 | 0 | 0 | 0.048398 | 1.991 | 27.904 | 109.5672 | 152.7274 | 158.758 | 149.2032 | 73.0999 | 38.6884 | 10.3092 | 0.09083 | 1.2027
Retro12Med | Retro | Irrigation Motor | Agriculture | Motors/Drives | 0.051322 | 0.039401 | 455.85 | 62.3121 | Green Motor Rewind - Booster Pump - 80HP - Idaho | Idaho | 0.0079936 | 0.0080512 | 0.0080809 | 0.0081613 | 0.0081521 | 0.0073268 | 0.0058586 | 0.0046973 | 0.0037949 | 0.0030455 | 0.0024416 | 0.0019587 | 0.0015713 | 0.001273 | 0.0010314 | 0.0008356 | 5.7719e-06 | 2.0876e-06 | 7.2076e-07 | 2.3802e-07 | 0.083159 | 0 | 0.0020171 | 0.18064 | 3.2092 | 12.5818 | 17.8751 | 18.6224 | 17.5155 | 8.5278 | 4.5143 | 0.94319 | 0.0033695 | 0 | 0 | 0.024915 | 1.0249 | 14.3646 | 56.4036 | 78.6218 | 81.7263 | 76.8077 | 37.6308 | 19.9162 | 5.307 | 0.046758 | 0.61911
Retro12Med | Retro | Irrigation Motor | Agriculture | Motors/Drives | 0.036768 | 0.028227 | 326.5773 | 70.0922 | Green Motor Rewind - Booster Pump - 50HP - Montana | Montana | 0.00043324 | 0.00044473 | 0.00045547 | 0.00046763 | 0.00047554 | 0.00043386 | 0.00035257 | 0.00028522 | 0.00023349 | 0.00018977 | 0.0001541 | 0.00012537 | 0.00010188 | 8.3146e-05 | 6.7855e-05 | 5.5376e-05 | 3.853e-07 | 1.4038e-07 | 4.8818e-08 | 1.6239e-08 | 0.0056735 | 0 | 0.0014451 | 0.12941 | 2.2991 | 9.0138 | 12.806 | 13.3414 | 12.5483 | 6.1094 | 3.2341 | 0.67571 | 0.0024139 | 0 | 0 | 0.017849 | 0.73429 | 10.291 | 40.4083 | 56.3258 | 58.5499 | 55.0261 | 26.9592 | 14.2683 | 3.802 | 0.033498 | 0.56543
Retro12Med | Retro | Irrigation Motor | Agriculture | Motors/Drives | 0.075733 | 0.058142 | 672.6733 | 31.7417 | Green Motor Rewind - Booster Pump - 70HP - Oregon | Oregon | 0.0055934 | 0.0055096 | 0.0054162 | 0.0053242 | 0.0052036 | 0.0045795 | 0.0036132 | 0.0028481 | 0.0022417 | 0.0017642 | 0.0013832 | 0.0010879 | 0.00085895 | 0.00068185 | 0.00054127 | 0.00042967 | 2.908e-06 | 1.0306e-06 | 3.4861e-07 | 1.128e-07 | 0.039409 | 0 | 0.0029766 | 0.26656 | 4.7357 | 18.5663 | 26.3773 | 27.4801 | 25.8466 | 12.584 | 6.6615 | 1.3918 | 0.0049721 | 0 | 0 | 0.036765 | 1.5125 | 21.197 | 83.2318 | 116.018 | 120.5991 | 113.3409 | 55.5297 | 29.3893 | 7.8313 | 0.068998 | 0.9875
Retro12Med | Retro | Irrigation Motor | Agriculture | Motors/Drives | 0.089047 | 0.068364 | 790.9389 | 27.5948 | Green Motor Rewind - Booster Pump - 80HP - Washington | Washington | 0.017019 | 0.01681 | 0.016564 | 0.016288 | 0.016048 | 0.014199 | 0.011169 | 0.0088225 | 0.0069668 | 0.0055026 | 0.0043461 | 0.0034541 | 0.0027468 | 0.0021937 | 0.001752 | 0.0013992 | 9.5272e-06 | 3.3968e-06 | 1.156e-06 | 3.7632e-07 | 0.13148 | 0 | 0.0034999 | 0.31342 | 5.5683 | 21.8305 | 31.0148 | 32.3115 | 30.3908 | 14.7965 | 7.8327 | 1.6365 | 0.0058463 | 0 | 0 | 0.043229 | 1.7784 | 24.9238 | 97.8651 | 136.4157 | 141.8022 | 133.2679 | 65.2926 | 34.5564 | 9.2082 | 0.081129 | 1.0742
Retro12Med | Retro | Irrigation Motor | Agriculture | Motors/Drives | 0.045154 | 0.034666 | 401.067 | 66.5339 | Green Motor Rewind - Surface and Tailwater Pump - 70HP - Idaho | Idaho | 0.022404 | 0.022566 | 0.022649 | 0.022874 | 0.022848 | 0.020535 | 0.01642 | 0.013165 | 0.010636 | 0.0085358 | 0.0068432 | 0.0054898 | 0.0044039 | 0.0035679 | 0.0028907 | 0.002342 | 1.6177e-05 | 5.8512e-06 | 2.0201e-06 | 6.6712e-07 | 0.23308 | 0 | 0.0017747 | 0.15893 | 2.8235 | 11.0697 | 15.7269 | 16.3844 | 15.4105 | 7.503 | 3.9718 | 0.82984 | 0.0029645 | 0 | 0 | 0.02192 | 0.90177 | 12.6383 | 49.6252 | 69.1733 | 71.9046 | 67.5771 | 33.1084 | 17.5227 | 4.6693 | 0.041139 | 0.58878
Retro12Med | Retro | Irrigation Motor | Agriculture | Motors/Drives | 0.037125 | 0.028502 | 329.7532 | 85.1689 | Green Motor Rewind - Surface and Tailwater Pump - 70HP - Montana | Montana | 0.0027296 | 0.002802 | 0.0028697 | 0.0029463 | 0.0029962 | 0.0027335 | 0.0022214 | 0.001797 | 0.0014711 | 0.0011957 | 0.00097092 | 0.00078992 | 0.00064191 | 0.00052386 | 0.00042752 | 0.00034889 | 2.4276e-06 | 8.8444e-07 | 3.0758e-07 | 1.0231e-07 | 0.035746 | 0 | 0.0014592 | 0.13067 | 2.3215 | 9.1014 | 12.9305 | 13.4711 | 12.6703 | 6.1689 | 3.2656 | 0.68228 | 0.0024374 | 0 | 0 | 0.018023 | 0.74143 | 10.3911 | 40.8013 | 56.8736 | 59.1193 | 55.5612 | 27.2214 | 14.407 | 3.839 | 0.033824 | 0.48409
Retro12Med | Retro | Irrigation Motor | Agriculture | Motors/Drives | 0.075733 | 0.058142 | 672.6733 | 31.7417 | Green Motor Rewind - Surface and Tailwater Pump - 70HP - Oregon | Oregon | 0.025932 | 0.025543 | 0.02511 | 0.024684 | 0.024124 | 0.021231 | 0.016751 | 0.013204 | 0.010393 | 0.0081788 | 0.0064125 | 0.0050434 | 0.0039821 | 0.0031611 | 0.0025093 | 0.001992 | 1.3482e-05 | 4.7777e-06 | 1.6162e-06 | 5.2294e-07 | 0.1827 | 0 | 0.0029766 | 0.26656 | 4.7357 | 18.5663 | 26.3773 | 27.4801 | 25.8466 | 12.584 | 6.6615 | 1.3918 | 0.0049721 | 0 | 0 | 0.036765 | 1.5125 | 21.197 | 83.2318 | 116.018 | 120.5991 | 113.3409 | 55.5297 | 29.3893 | 7.8313 | 0.068998 | 0.9875
Retro12Med | Retro | Irrigation Motor | Agriculture | Motors/Drives | 0.099695 | 0.076538 | 885.5141 | 22.5506 | Green Motor Rewind - Surface and Tailwater Pump - 90HP - Washington | Washington | 0.03878 | 0.038304 | 0.037743 | 0.037115 | 0.036567 | 0.032355 | 0.025449 | 0.020103 | 0.015875 | 0.012538 | 0.0099032 | 0.0078705 | 0.0062589 | 0.0049986 | 0.0039921 | 0.0031882 | 2.1709e-05 | 7.74e-06 | 2.6341e-06 | 8.5749e-07 | 0.29959 | 0 | 0.0039184 | 0.3509 | 6.2341 | 24.4408 | 34.7234 | 36.1751 | 34.0248 | 16.5658 | 8.7693 | 1.8322 | 0.0065454 | 0 | 0 | 0.048398 | 1.991 | 27.904 | 109.5672 | 152.7274 | 158.758 | 149.2032 | 73.0999 | 38.6884 | 10.3092 | 0.09083 | 1.2027
Retro12Med | Retro | Irrigation Motor | Agriculture | Motors/Drives | 0.70502 | 0.54126 | 6262.1575 | -8.4214 | CS to CS Pump Replacement - 0.07 Change in PEI - 100 HP - Idaho | Idaho | 0.19994 | 0.20138 | 0.20213 | 0.20414 | 0.20391 | 0.18327 | 0.14654 | 0.11749 | 0.094923 | 0.076177 | 0.061071 | 0.048993 | 0.039302 | 0.031842 | 0.025798 | 0.020901 | 0.00014437 | 5.2219e-05 | 1.8028e-05 | 5.9536e-06 | 2.0801 | 0 | 0.02771 | 2.4815 | 44.0859 | 172.84 | 245.5558 | 255.822 | 240.6155 | 117.1493 | 62.0144 | 12.9569 | 0.046287 | 0 | 0 | 0.34226 | 14.08 | 197.3306 | 774.8346 | 1080.0536 | 1122.7008 | 1055.1314 | 516.9461 | 273.5956 | 72.9046 | 0.64233 | 4.5247
Retro12Med | Retro | Irrigation Motor | Agriculture | Motors/Drives | 0.3478 | 0.26701 | 3089.2097 | -5.9966 | CS to CS Pump Replacement - 0.07 Change in PEI - 60 HP - Montana | Montana | 0.010395 | 0.01067 | 0.010928 | 0.01122 | 0.01141 | 0.01041 | 0.0084593 | 0.0068432 | 0.0056021 | 0.0045533 | 0.0036974 | 0.0030081 | 0.0024445 | 0.0019949 | 0.001628 | 0.0013286 | 9.2445e-06 | 3.368e-06 | 1.1713e-06 | 3.8962e-07 | 0.13613 | 0 | 0.01367 | 1.2241 | 21.7482 | 85.2644 | 121.1361 | 126.2006 | 118.699 | 57.7914 | 30.5926 | 6.3918 | 0.022834 | 0 | 0 | 0.16884 | 6.9459 | 97.346 | 382.2367 | 532.8055 | 553.844 | 520.5111 | 255.0167 | 134.9685 | 35.9649 | 0.31687 | 3.7201
Retro12Med | Retro | Irrigation Motor | Agriculture | Motors/Drives | 0.82773 | 0.63547 | 7352.0645 | -12.9488 | CS to CS Pump Replacement - 0.07 Change in PEI - 70 HP - Oregon | Oregon | 0.1942 | 0.19129 | 0.18805 | 0.18486 | 0.18067 | 0.159 | 0.12545 | 0.098887 | 0.077832 | 0.061252 | 0.048024 | 0.037771 | 0.029823 | 0.023674 | 0.018793 | 0.014918 | 0.00010097 | 3.5781e-05 | 1.2104e-05 | 3.9164e-06 | 1.3683 | 0 | 0.032533 | 2.9134 | 51.7589 | 202.9223 | 288.2939 | 300.347 | 282.4938 | 137.5388 | 72.8078 | 15.2119 | 0.054344 | 0 | 0 | 0.40183 | 16.5306 | 231.6754 | 909.692 | 1268.0332 | 1318.1031 | 1238.7734 | 606.9188 | 321.2139 | 85.5935 | 0.75413 | 7.5888
Retro12Med | Retro | Irrigation Motor | Agriculture | Motors/Drives | 1.1009 | 0.84522 | 9778.8442 | -13.1718 | CS to CS Pump Replacement - 0.07 Change in PEI - 90 HP - Washington | Washington | 0.28373 | 0.28025 | 0.27614 | 0.27155 | 0.26754 | 0.23672 | 0.1862 | 0.14708 | 0.11615 | 0.091736 | 0.072456 | 0.057584 | 0.045793 | 0.036572 | 0.029208 | 0.023326 | 0.00015883 | 5.6629e-05 | 1.9272e-05 | 6.2737e-06 | 2.1919 | 0 | 0.043271 | 3.875 | 68.8436 | 269.9031 | 383.4544 | 399.486 | 375.7397 | 182.9377 | 96.8403 | 20.2331 | 0.072281 | 0 | 0 | 0.53447 | 21.987 | 308.1471 | 1209.9644 | 1686.5874 | 1753.1844 | 1647.6695 | 807.2515 | 427.2407 | 113.8463 | 1.003 | 7.8507
Retro12Med | Retro | Irrigation Motor | Agriculture | Motors/Drives | 0.61778 | 0.47428 | 5487.254 | -11.1151 | VS to VS Pump Replacement - 0.04 Change in PEI - 100 HP - Idaho | Idaho | 0.019467 | 0.019607 | 0.01968 | 0.019875 | 0.019853 | 0.017843 | 0.014268 | 0.011439 | 0.0092419 | 0.0074167 | 0.005946 | 0.00477 | 0.0038265 | 0.0031002 | 0.0025117 | 0.0020349 | 1.4057e-05 | 5.0841e-06 | 1.7553e-06 | 5.7966e-07 | 0.20252 | 0 | 0.024281 | 2.1744 | 38.6306 | 151.4521 | 215.1698 | 224.1656 | 210.8408 | 102.6528 | 54.3405 | 11.3535 | 0.04056 | 0 | 0 | 0.29991 | 12.3377 | 172.9122 | 678.9536 | 946.4036 | 983.7735 | 924.5654 | 452.9772 | 239.7398 | 63.8831 | 0.56285 | 5.9553
Retro12Med | Retro | Irrigation Motor | Agriculture | Motors/Drives | 0.30476 | 0.23397 | 2706.939 | -9.2727 | VS to VS Pump Replacement - 0.04 Change in PEI - 60 HP - Montana | Montana | 0.001012 | 0.0010389 | 0.001064 | 0.0010924 | 0.0011109 | 0.0010135 | 0.00082361 | 0.00066627 | 0.00054543 | 0.00044331 | 0.00035998 | 0.00029287 | 0.000238 | 0.00019423 | 0.00015851 | 0.00012936 | 9.0006e-07 | 3.2792e-07 | 1.1404e-07 | 3.7934e-08 | 0.013253 | 0 | 0.011978 | 1.0727 | 19.057 | 74.7135 | 106.1462 | 110.584 | 104.0107 | 50.6401 | 26.8069 | 5.6009 | 0.020009 | 0 | 0 | 0.14795 | 6.0864 | 85.3 | 334.9373 | 466.8741 | 485.3092 | 456.101 | 223.46 | 118.267 | 31.5144 | 0.27766 | 4.8964
Retro12Med | Retro | Irrigation Motor | Agriculture | Motors/Drives | 0.7253 | 0.55683 | 6442.2917 | -14.5548 | VS to VS Pump Replacement - 0.04 Change in PEI - 70 HP - Oregon | Oregon | 0.018908 | 0.018625 | 0.018309 | 0.017998 | 0.01759 | 0.015481 | 0.012214 | 0.0096278 | 0.0075779 | 0.0059636 | 0.0046757 | 0.0036774 | 0.0029036 | 0.0023049 | 0.0018297 | 0.0014524 | 9.8303e-06 | 3.4837e-06 | 1.1784e-06 | 3.8131e-07 | 0.13322 | 0 | 0.028507 | 2.5528 | 45.3541 | 177.8119 | 252.6193 | 263.1809 | 247.5369 | 120.5192 | 63.7983 | 13.3296 | 0.047619 | 0 | 0 | 0.35211 | 14.485 | 203.007 | 797.1232 | 1111.1219 | 1154.9959 | 1085.4829 | 531.8164 | 281.4657 | 75.0018 | 0.66081 | 9.9883
Retro12Med | Retro | Irrigation Motor | Agriculture | Motors/Drives | 0.96471 | 0.74063 | 8568.7724 | -14.7242 | VS to VS Pump Replacement - 0.04 Change in PEI - 90 HP - Washington | Washington | 0.027624 | 0.027285 | 0.026886 | 0.026438 | 0.026048 | 0.023048 | 0.018129 | 0.01432 | 0.011308 | 0.0089316 | 0.0070545 | 0.0056065 | 0.0044585 | 0.0035607 | 0.0028437 | 0.0022711 | 1.5464e-05 | 5.5135e-06 | 1.8764e-06 | 6.1082e-07 | 0.21341 | 0 | 0.037917 | 3.3955 | 60.3246 | 236.5043 | 336.0043 | 350.052 | 329.2442 | 160.3003 | 84.8569 | 17.7294 | 0.063337 | 0 | 0 | 0.46833 | 19.2663 | 270.0158 | 1060.2387 | 1477.8826 | 1536.2386 | 1443.7806 | 707.3591 | 374.3723 | 99.7585 | 0.87893 | 10.333
LO1Slow | NR | Stock Tanks | Agriculture | Process Loads | 0.086157 | 0.14811 | 752.3333 | 49.045 | Energy-Free Stock Watering Tanks - Idaho | Idaho | 0.00098729 | 0.0015295 | 0.0033519 | 0.0063699 | 0.010888 | 0.017345 | 0.026136 | 0.037627 | 0.052279 | 0.069335 | 0.088476 | 0.10898 | 0.12968 | 0.15081 | 0.17007 | 0.18653 | 0.19973 | 0.2103 | 0.21741 | 0.22378 | 2.2468 | 26.2007 | 17.0304 | 15.8353 | 0.0042622 | 0.0042592 | 0.0042677 | 0.0043082 | 0.0044319 | 0.0041331 | 0.0044123 | 18.175 | 64.6566 | 0 | 113.4786 | 72.4602 | 69.3822 | 0.042749 | 0.044178 | 0.042792 | 0.044511 | 0.044283 | 0.042752 | 0.04415 | 78.8422 | 275.9366 | 0.86672
LO1Slow | NR | Stock Tanks | Agriculture | Process Loads | 0.18106 | 0.31127 | 1581.0589 | 12.2753 | Energy-Free Stock Watering Tanks - Montana | Montana | 0.00046768 | 0.00073842 | 0.0016513 | 0.0031901 | 0.0055513 | 0.0089771 | 0.013748 | 0.019969 | 0.028113 | 0.037763 | 0.048808 | 0.060971 | 0.073496 | 0.086093 | 0.097797 | 0.10804 | 0.11653 | 0.1236 | 0.12871 | 0.13344 | 1.3398 | 55.0619 | 35.79 | 33.2785 | 0.0089571 | 0.0089509 | 0.0089687 | 0.0090539 | 0.0093138 | 0.0086859 | 0.0092727 | 38.1955 | 135.8785 | 0 | 238.4799 | 152.2781 | 145.8096 | 0.089839 | 0.092842 | 0.08993 | 0.093541 | 0.093063 | 0.089846 | 0.092782 | 165.69 | 579.8919 | 1.386
LO1Slow | NR | Stock Tanks | Agriculture | Process Loads | 0.019319 | 0.033212 | 168.6996 | 291.7358 | Energy-Free Stock Watering Tanks - Oregon | Oregon | 0.00029758 | 0.00045085 | 0.00096773 | 0.00179 | 0.0029937 | 0.0046699 | 0.0069434 | 0.0098275 | 0.013302 | 0.017301 | 0.02159 | 0.026073 | 0.030537 | 0.034795 | 0.038447 | 0.041316 | 0.043345 | 0.044718 | 0.045297 | 0.045681 | 0.45864 | 5.8751 | 3.8188 | 3.5508 | 0.00095573 | 0.00095506 | 0.00095696 | 0.00096605 | 0.00099378 | 0.00092678 | 0.0009894 | 4.0755 | 14.4983 | 0 | 25.4459 | 16.2481 | 15.5579 | 0.0095859 | 0.0099063 | 0.0095955 | 0.0099809 | 0.0099299 | 0.0095866 | 0.0098999 | 17.6792 | 61.8747 | 0.50104
LO1Slow | NR | Stock Tanks | Agriculture | Process Loads | 0.0082997 | 0.014268 | 72.4747 | 707.0953 | Energy-Free Stock Watering Tanks - Washington | Washington | 0.00010828 | 0.0001645 | 0.00035393 | 0.00065489 | 0.0011041 | 0.0017316 | 0.0025667 | 0.0036405 | 0.004944 | 0.0064534 | 0.0081129 | 0.0099001 | 0.011678 | 0.013387 | 0.014882 | 0.01609 | 0.016983 | 0.017627 | 0.017963 | 0.018225 | 0.18298 | 2.524 | 1.6406 | 1.5255 | 0.00041059 | 0.0004103 | 0.00041112 | 0.00041502 | 0.00042694 | 0.00039815 | 0.00042505 | 1.7509 | 6.2286 | 0 | 10.9318 | 6.9803 | 6.6838 | 0.0041182 | 0.0042558 | 0.0041223 | 0.0042879 | 0.004266 | 0.0041185 | 0.0042531 | 7.5951 | 26.5819 | 0.44075
LO12Med | NR | CircPumps | Commercial | HVAC | 0.06303 | 0.060632 | 488.4237 | 92.175 | Commercial | CircPumps-NR-HH-Commercial-ECM Motor Upgrade | 0.023927 | 0.045135 | 0.06366 | 0.079536 | 0.092797 | 0.10175 | 0.10555 | 0.10544 | 0.1024 | 0.097142 | 0.090245 | 0.082132 | 0.17368 | 0.16123 | 0.12654 | 0.10384 | 0.082852 | 0.065556 | 0.043425 | 0.022992 | 1.846 | 10.0114 | 7.3236 | 6.4573 | 5.1714 | 3.8247 | 3.2176 | 3.0054 | 2.8438 | 2.8687 | 3.8519 | 5.8111 | 9.452 | 0 | 70.7531 | 50.9774 | 42.8653 | 35.445 | 25.2086 | 19.7116 | 17.5931 | 16.6849 | 16.8542 | 23.9543 | 37.2781 | 67.2591 | 0.46002
LO12Med | NR | CircPumps | Commercial | Water Heating | 0.064916 | 0.049395 | 664.7025 | 43.923 | Commercial | CircPumps-NR-DHW-Commercial-ECM Motor Upgrade | 0.0078859 | 0.014876 | 0.020981 | 0.026214 | 0.030585 | 0.033536 | 0.034788 | 0.034753 | 0.033748 | 0.032017 | 0.029743 | 0.027069 | 0.057243 | 0.053139 | 0.041705 | 0.034223 | 0.027307 | 0.021606 | 0.014312 | 0.0075776 | 0.60841 | 10.942 | 10.0162 | 10.9877 | 9.2128 | 9.1431 | 7.9755 | 7.9356 | 7.7405 | 7.3756 | 7.9818 | 9.0388 | 10.2417 | 0 | 52.4019 | 48.1901 | 52.9838 | 48.9369 | 49.706 | 43.7579 | 42.9675 | 42.1094 | 39.9741 | 42.3664 | 43.4478 | 49.2693 | 0.78703
LO12Med | NR | CircPumps | Commercial | HVAC | 0.091651 | 0.088163 | 710.2054 | 77.4652 | Commercial | CircPumps-NR-HH-Commercial-ECM+Advanced Speed Controls | 0.034791 | 0.072922 | 0.11435 | 0.15902 | 0.2069 | 0.25364 | 0.29515 | 0.3322 | 0.36546 | 0.39551 | 0.42283 | 0.44785 | 0.61713 | 0.65027 | 0.64378 | 0.65292 | 0.6577 | 0.66797 | 0.66245 | 0.656 | 4.5003 | 14.5574 | 10.6491 | 9.3895 | 7.5196 | 5.5613 | 4.6786 | 4.37 | 4.1351 | 4.1714 | 5.601 | 8.4498 | 13.7439 | 0 | 102.8804 | 74.1251 | 62.3295 | 51.5397 | 36.6552 | 28.6622 | 25.5817 | 24.2612 | 24.5073 | 34.8314 | 54.2053 | 97.7999 | 0.52806
LO12Med | NR | CircPumps | Commercial | Water Heating | 0.11435 | 0.087008 | 1170.8494 | 62.6644 | Commercial | CircPumps-NR-DHW-Commercial-ECM+Advanced Run Hour Controls | 0.013891 | 0.029115 | 0.045654 | 0.06349 | 0.082606 | 0.10127 | 0.11784 | 0.13263 | 0.14591 | 0.15791 | 0.16882 | 0.17881 | 0.24639 | 0.25962 | 0.25703 | 0.26068 | 0.26259 | 0.26669 | 0.26449 | 0.26191 | 1.7968 | 19.2739 | 17.6431 | 19.3545 | 16.228 | 16.1053 | 14.0486 | 13.9783 | 13.6347 | 12.9919 | 14.0596 | 15.9215 | 18.0405 | 0 | 92.3041 | 84.8851 | 93.329 | 86.2005 | 87.5554 | 77.078 | 75.6858 | 74.1743 | 70.4129 | 74.6268 | 76.5317 | 86.7861 | 0.60284
LO12Med | NEW | CircPumps | Commercial | HVAC | 0.06303 | 0.060632 | 488.4237 | 92.175 | Commercial | CircPumps-NEW-HH-Commercial-ECM Motor Upgrade | 0.012831 | 0.027739 | 0.035359 | 0.045707 | 0.05795 | 0.074023 | 0.076363 | 0.071949 | 0.086135 | 0.080594 | 0.077335 | 0.066928 | 0.060002 | 0.053364 | 0.046133 | 0.039018 | 0.030069 | 0.020601 | 0.0096494 | 0 | 0.97175 | 10.0114 | 7.3236 | 6.4573 | 5.1714 | 3.8247 | 3.2176 | 3.0054 | 2.8438 | 2.8687 | 3.8519 | 5.8111 | 9.452 | 0 | 70.7531 | 50.9774 | 42.8653 | 35.445 | 25.2086 | 19.7116 | 17.5931 | 16.6849 | 16.8542 | 23.9543 | 37.2781 | 67.2591 | 0.46002
LO12Med | NEW | CircPumps | Commercial | Water Heating | 0.038811 | 0.029531 | 397.4001 | 85.1814 | Commercial | CircPumps-NEW-DHW-Commercial-ECM Motor Upgrade | 0.0025284 | 0.0054658 | 0.0069673 | 0.0090064 | 0.011419 | 0.014586 | 0.015047 | 0.014177 | 0.016973 | 0.015881 | 0.015239 | 0.013188 | 0.011823 | 0.010515 | 0.0090904 | 0.0076883 | 0.0059251 | 0.0040594 | 0.0019014 | 0 | 0.19148 | 6.5418 | 5.9883 | 6.5691 | 5.508 | 5.4663 | 4.7683 | 4.7444 | 4.6278 | 4.4096 | 4.772 | 5.404 | 6.1231 | 0 | 31.3291 | 28.811 | 31.677 | 29.2575 | 29.7173 | 26.1612 | 25.6886 | 25.1756 | 23.899 | 25.3292 | 25.9757 | 29.4562 | 0.47053
LO12Med | NEW | CircPumps | Commercial | HVAC | 0.091651 | 0.088163 | 710.2054 | 77.4652 | Commercial | CircPumps-NEW-HH-Commercial-ECM+Advanced Speed Controls | 0.018658 | 0.044816 | 0.063512 | 0.091385 | 0.1292 | 0.18452 | 0.21353 | 0.22667 | 0.30743 | 0.32813 | 0.36234 | 0.36494 | 0.38638 | 0.41384 | 0.44274 | 0.48225 | 0.5101 | 0.5392 | 0.51914 | 0.53939 | 6.1682 | 14.5574 | 10.6491 | 9.3895 | 7.5196 | 5.5613 | 4.6786 | 4.37 | 4.1351 | 4.1714 | 5.601 | 8.4498 | 13.7439 | 0 | 102.8804 | 74.1251 | 62.3295 | 51.5397 | 36.6552 | 28.6622 | 25.5817 | 24.2612 | 24.5073 | 34.8314 | 54.2053 | 97.7999 | 0.52806
LO12Med | NEW | CircPumps | Commercial | Water Heating | 0.057403 | 0.043678 | 587.7755 | 75.6176 | Commercial | CircPumps-NEW-DHW-Commercial-ECM+Advanced Run Hour Controls | 0.0037396 | 0.0089824 | 0.01273 | 0.018316 | 0.025896 | 0.036983 | 0.042799 | 0.045432 | 0.061617 | 0.065768 | 0.072624 | 0.073146 | 0.077443 | 0.082946 | 0.088738 | 0.096657 | 0.10224 | 0.10807 | 0.10405 | 0.10811 | 1.2363 | 9.6757 | 8.857 | 9.7161 | 8.1466 | 8.085 | 7.0525 | 7.0172 | 6.8447 | 6.522 | 7.058 | 7.9927 | 9.0564 | 0 | 46.3374 | 42.613 | 46.8519 | 43.2733 | 43.9535 | 38.6937 | 37.9948 | 37.236 | 35.3478 | 37.4632 | 38.4195 | 43.5673 | 0.5189
LO5Med | New | Fans | Commercial | HVAC | 0.34956 | 0.25881 | 3965.2296 | -14.0006 | All Commercial | Fans-New-All Commercial-CS->CS | 0.065041 | 0.14492 | 0.23372 | 0.34296 | 0.46728 | 0.61229 | 0.77037 | 0.93128 | 1.0831 | 1.213 | 1.362 | 1.4857 | 1.5292 | 1.6044 | 1.6591 | 1.6581 | 1.657 | 1.6559 | 1.6551 | 1.659 | 21.7896 | 59.4567 | 53.4086 | 56.7439 | 54.6249 | 49.9584 | 45.48 | 44.9536 | 43.7649 | 45.6119 | 53.2056 | 53.4945 | 59.5238 | 0 | 295.5998 | 261.0155 | 287.418 | 274.9515 | 282.1746 | 274.5902 | 276.9955 | 271.0931 | 270.0539 | 284.5143 | 272.3219 | 294.2747 | 24.4396
LO5Med | New | Fans | Commercial | HVAC | 0.26122 | 0.1934 | 2963.142 | -13.2713 | All Commercial | Fans-New-All Commercial-VS->VS | 0.026172 | 0.058313 | 0.094044 | 0.138 | 0.18803 | 0.24637 | 0.30998 | 0.37473 | 0.4358 | 0.48808 | 0.54806 | 0.59781 | 0.61531 | 0.6456 | 0.66761 | 0.6672 | 0.66676 | 0.6663 | 0.666 | 0.66757 | 8.7677 | 44.4309 | 39.9112 | 42.4037 | 40.8201 | 37.333 | 33.9864 | 33.593 | 32.7047 | 34.0849 | 39.7595 | 39.9754 | 44.481 | 0 | 220.8962 | 195.052 | 214.7821 | 205.4661 | 210.8638 | 205.1961 | 206.9935 | 202.5828 | 201.8063 | 212.6122 | 203.5011 | 219.906 | 17.4882
LO5Med | New | Fans | Commercial | HVAC | 0.14038 | 0.10394 | 1592.4481 | 95.9234 | All Commercial | Fans-New-All Commercial-CS->VS | 0.0026121 | 0.0058193 | 0.009744 | 0.0143 | 0.019497 | 0.025572 | 0.032237 | 0.039046 | 0.045462 | 0.050978 | 0.055246 | 0.058175 | 0.059927 | 0.060746 | 0.060746 | 0.060746 | 0.060746 | 0.060746 | 0.060746 | 0.060746 | 0.84384 | 23.878 | 21.449 | 22.7885 | 21.9375 | 20.0635 | 18.2649 | 18.0535 | 17.5761 | 18.3179 | 21.3675 | 21.4835 | 23.9049 | 0 | 118.7138 | 104.8246 | 115.4279 | 110.4214 | 113.3222 | 110.2762 | 111.2422 | 108.8718 | 108.4545 | 114.2618 | 109.3653 | 118.1816 | 0.40123
LO5Med | New | Fans | Commercial | HVAC | 0.074403 | 0.055087 | 843.9975 | 124.7417 | All Commercial | Fans-New-All Commercial-Trim | 0.0027688 | 0.0061692 | 0.0099494 | 0.0146 | 0.019892 | 0.026065 | 0.032795 | 0.039644 | 0.046105 | 0.051636 | 0.057982 | 0.063245 | 0.065097 | 0.068301 | 0.070629 | 0.070587 | 0.07054 | 0.070491 | 0.070459 | 0.070625 | 0.92758 | 12.6553 | 11.368 | 12.0779 | 11.6269 | 10.6336 | 9.6804 | 9.5684 | 9.3153 | 9.7085 | 11.3248 | 11.3863 | 12.6696 | 0 | 62.9183 | 55.557 | 61.1768 | 58.5233 | 60.0607 | 58.4464 | 58.9584 | 57.7021 | 57.4809 | 60.5587 | 57.9636 | 62.6363 | 0.31897
LO5Med | NR | Fans | Commercial | HVAC | 0.34956 | 0.25881 | 3965.2296 | -14.0006 | All Commercial | Fans-NR-All Commercial-CS->CS | 0.14037 | 0.31275 | 0.5044 | 0.74017 | 1.0085 | 1.3214 | 1.6626 | 2.0098 | 2.3374 | 2.6178 | 2.9395 | 3.2063 | 3.3002 | 3.4626 | 3.5807 | 3.5785 | 3.5761 | 3.5736 | 3.572 | 3.5804 | 66.4507 | 59.4567 | 53.4086 | 56.7439 | 54.6249 | 49.9584 | 45.48 | 44.9536 | 43.7649 | 45.6119 | 53.2056 | 53.4945 | 59.5238 | 0 | 295.5998 | 261.0155 | 287.418 | 274.9515 | 282.1746 | 274.5902 | 276.9955 | 271.0931 | 270.0539 | 284.5143 | 272.3219 | 294.2747 | 24.4396
LO5Med | NR | Fans | Commercial | HVAC | 0.26122 | 0.1934 | 2963.142 | -13.2713 | All Commercial | Fans-NR-All Commercial-VS->VS | 0.056482 | 0.12585 | 0.20296 | 0.29783 | 0.40579 | 0.53171 | 0.66899 | 0.80872 | 0.94052 | 1.0533 | 1.1828 | 1.2902 | 1.3279 | 1.3933 | 1.4408 | 1.4399 | 1.439 | 1.438 | 1.4373 | 1.4407 | 26.7386 | 44.4309 | 39.9112 | 42.4037 | 40.8201 | 37.333 | 33.9864 | 33.593 | 32.7047 | 34.0849 | 39.7595 | 39.9754 | 44.481 | 0 | 220.8962 | 195.052 | 214.7821 | 205.4661 | 210.8638 | 205.1961 | 206.9935 | 202.5828 | 201.8063 | 212.6122 | 203.5011 | 219.906 | 17.4882
LO5Med | NR | Fans | Commercial | HVAC | 0.80192 | 0.59373 | 9096.7143 | 18.5156 | All Commercial | Fans-NR-All Commercial-CS->VS | 0.032202 | 0.071742 | 0.12013 | 0.17629 | 0.24036 | 0.31526 | 0.39743 | 0.48136 | 0.56047 | 0.62846 | 0.68108 | 0.71719 | 0.7388 | 0.74889 | 0.74889 | 0.74889 | 0.74889 | 0.74889 | 0.74889 | 0.74889 | 14.9778 | 136.4009 | 122.5257 | 130.1773 | 125.316 | 114.6106 | 104.3366 | 103.1289 | 100.4019 | 104.6393 | 122.06 | 122.7228 | 136.5547 | 0 | 678.1415 | 598.8009 | 659.3716 | 630.7719 | 647.3425 | 629.9429 | 635.461 | 621.9203 | 619.5362 | 652.71 | 624.7392 | 675.1017 | 1.3054
LO5Med | NR | Fans | Commercial | HVAC | 0.42502 | 0.31468 | 4821.2586 | 27.3734 | All Commercial | Fans-NR-All Commercial-Trim | 0.034134 | 0.076055 | 0.12266 | 0.17999 | 0.24523 | 0.32133 | 0.4043 | 0.48874 | 0.5684 | 0.63658 | 0.71481 | 0.7797 | 0.80253 | 0.84203 | 0.87074 | 0.87021 | 0.86963 | 0.86903 | 0.86864 | 0.87068 | 16.1593 | 72.2925 | 64.9386 | 68.994 | 66.4175 | 60.7436 | 55.2984 | 54.6583 | 53.213 | 55.4588 | 64.6918 | 65.0431 | 72.374 | 0 | 359.415 | 317.3645 | 349.4669 | 334.3091 | 343.0915 | 333.8697 | 336.7943 | 329.6178 | 328.3542 | 345.9363 | 331.1118 | 357.8039 | 1.0378
RetroEven20 | Retro | Fans | Commercial | HVAC | 0.80192 | 0.59373 | 9096.7143 | 26.1838 | All Commercial | Fans-Retro-All Commercial-SystemUpgrade | 0.79032 | 0.97038 | 1.1875 | 1.3785 | 1.5723 | 1.8382 | 2.0166 | 2.06 | 1.9413 | 1.6688 | 1.2914 | 0.85464 | 0.49625 | 0.23893 | 0.10109 | 0.036759 | 0.011482 | 0.0025025 | 0.00041134 | 4.9375e-05 | 18.3795 | 136.4009 | 122.5257 | 130.1773 | 125.316 | 114.6106 | 104.3366 | 103.1289 | 100.4019 | 104.6393 | 122.06 | 122.7228 | 136.5547 | 0 | 678.1415 | 598.8009 | 659.3716 | 630.7719 | 647.3425 | 629.9429 | 635.461 | 621.9203 | 619.5362 | 652.71 | 624.7392 | 675.1017 | 1.0671
LO5Med | NR | Clean Water Pumps | Commercial | Motors/Drives | 0.20393 | 0.15099 | 2313.3281 | 29.6321 | Commercial | Clean Water Pumps-HVAC-NR-Commercial-VS->VS | 0.0041703 | 0.0098913 | 0.01764 | 0.027564 | 0.03994 | 0.055662 | 0.074466 | 0.095675 | 0.11829 | 0.14078 | 0.16177 | 0.18097 | 0.19833 | 0.26163 | 0.24564 | 0.2276 | 0.20715 | 0.18372 | 0.15899 | 0.13486 | 1.6658 | 34.6873 | 31.1587 | 33.1046 | 31.8683 | 29.1459 | 26.5332 | 26.2261 | 25.5326 | 26.6102 | 31.0403 | 31.2089 | 34.7264 | 0 | 172.4539 | 152.2773 | 167.6806 | 160.4076 | 164.6216 | 160.1968 | 161.6001 | 158.1566 | 157.5504 | 165.9866 | 158.8735 | 171.6809 | 1.0382
LO5Med | NR | Clean Water Pumps | Commercial | Motors/Drives | 0.29018 | 0.21485 | 3291.7352 | 20.5556 | Commercial | Clean Water Pumps-HVAC-NR-Commercial-CS->CS | 0.012891 | 0.028952 | 0.048877 | 0.072269 | 0.099053 | 0.13053 | 0.16505 | 0.20034 | 0.23389 | 0.26272 | 0.28478 | 0.30034 | 0.31012 | 0.33282 | 0.31507 | 0.29362 | 0.26858 | 0.23951 | 0.20629 | 0.17057 | 3.7075 | 49.358 | 44.3371 | 47.1059 | 45.3468 | 41.473 | 37.7552 | 37.3182 | 36.3314 | 37.8647 | 44.1686 | 44.4084 | 49.4136 | 0 | 245.3921 | 216.682 | 238.6001 | 228.251 | 234.2472 | 227.951 | 229.9478 | 225.048 | 224.1852 | 236.1895 | 226.068 | 244.2922 | 1.2955
LO5Med | NR | Clean Water Pumps | Commercial | Motors/Drives | 1.7767 | 1.3154 | 20153.9389 | 6.7898 | Commercial | Clean Water Pumps-HVAC-NR-Commercial-CS->VS | 0.031571 | 0.070905 | 0.1197 | 0.17699 | 0.24258 | 0.31967 | 0.40421 | 0.49064 | 0.57281 | 0.6434 | 0.69745 | 0.73554 | 0.75949 | 0.81509 | 0.77161 | 0.71909 | 0.65775 | 0.58657 | 0.5052 | 0.41774 | 9.0797 | 302.1988 | 271.4579 | 288.4103 | 277.6399 | 253.922 | 231.1597 | 228.484 | 222.4423 | 231.8302 | 270.4261 | 271.8946 | 302.5394 | 0 | 1502.435 | 1326.6544 | 1460.8499 | 1397.4869 | 1434.1993 | 1395.6501 | 1407.8755 | 1377.876 | 1372.594 | 1446.091 | 1384.1212 | 1495.7003 | 2.0756
LO5Med | NR | Clean Water Pumps | Commercial | Motors/Drives | 0.95032 | 0.7036 | 10780.0138 | 26.6704 | Commercial | Clean Water Pumps-HVAC-NR-Commercial-Trim | 0.059104 | 0.13274 | 0.22409 | 0.33134 | 0.45414 | 0.59845 | 0.75672 | 0.91852 | 1.0724 | 1.2045 | 1.3057 | 1.377 | 1.4218 | 1.5259 | 1.4445 | 1.3462 | 1.2314 | 1.0981 | 0.94579 | 0.78205 | 16.998 | 161.6412 | 145.1984 | 154.266 | 148.5051 | 135.8187 | 123.6436 | 122.2124 | 118.9808 | 124.0022 | 144.6465 | 145.432 | 161.8234 | 0 | 803.628 | 709.6059 | 781.3848 | 747.493 | 767.1299 | 746.5105 | 753.0497 | 737.0034 | 734.1782 | 773.4905 | 740.3439 | 800.0257 | 1.1102
LO5Med | NR | Clean Water Pumps | Commercial | Motors/Drives | 0.21311 | 0.16216 | 2182.1685 | 30.723 | Commercial | Clean Water Pumps-DHW-NR-Commercial-VS->VS | 0.0020994 | 0.0049794 | 0.0088805 | 0.013876 | 0.020106 | 0.028021 | 0.037487 | 0.048164 | 0.059549 | 0.070869 | 0.08144 | 0.091102 | 0.099843 | 0.088652 | 0.085069 | 0.080565 | 0.075001 | 0.068118 | 0.060177 | 0.0517 | 0.83859 | 35.9218 | 32.8824 | 36.0719 | 30.2449 | 30.0162 | 26.1831 | 26.052 | 25.4116 | 24.2136 | 26.2036 | 29.6737 | 33.6229 | 0 | 172.0315 | 158.2045 | 173.9418 | 160.6561 | 163.1811 | 143.6539 | 141.0592 | 138.2421 | 131.2319 | 139.0856 | 142.6358 | 161.7475 | 1.0028
LO5Med | NR | Clean Water Pumps | Commercial | Motors/Drives | 0.30191 | 0.22972 | 3091.3424 | 21.4341 | Commercial | Clean Water Pumps-DHW-NR-Commercial-CS->CS | 0.0064609 | 0.014511 | 0.024497 | 0.03622 | 0.049644 | 0.065419 | 0.08272 | 0.10041 | 0.11722 | 0.13167 | 0.14273 | 0.15052 | 0.15543 | 0.16684 | 0.15794 | 0.14718 | 0.13463 | 0.12006 | 0.1034 | 0.085501 | 1.8581 | 50.8881 | 46.5824 | 51.1007 | 42.8461 | 42.5221 | 37.0919 | 36.9063 | 35.999 | 34.3019 | 37.121 | 42.0369 | 47.6314 | 0 | 243.7064 | 224.1185 | 246.4125 | 227.5915 | 231.1686 | 203.5056 | 199.8298 | 195.839 | 185.908 | 197.0339 | 202.0632 | 229.1376 | 1.2426
LO5Med | NR | Clean Water Pumps | Commercial | Motors/Drives | 1.8156 | 1.3815 | 18590.2645 | 6.2997 | Commercial | Clean Water Pumps-DHW-NR-Commercial-CS->VS | 0.015541 | 0.034905 | 0.058925 | 0.087127 | 0.11942 | 0.15736 | 0.19898 | 0.24152 | 0.28198 | 0.31673 | 0.34333 | 0.36208 | 0.37387 | 0.40132 | 0.37991 | 0.35404 | 0.32384 | 0.28879 | 0.24873 | 0.20567 | 4.4696 | 306.0235 | 280.1305 | 307.3022 | 257.6617 | 255.7129 | 223.0581 | 221.9416 | 216.4855 | 206.2795 | 223.2328 | 252.7953 | 286.4388 | 0 | 1465.5658 | 1347.7714 | 1481.8394 | 1368.6566 | 1390.1678 | 1223.8124 | 1201.7074 | 1177.7082 | 1117.9865 | 1184.894 | 1215.1383 | 1377.9542 | 2.0356
LO5Med | NR | Clean Water Pumps | Commercial | Motors/Drives | 0.97111 | 0.73893 | 9943.6299 | 26.9222 | Commercial | Clean Water Pumps-DHW-NR-Commercial-Trim | 0.029095 | 0.065345 | 0.11031 | 0.16311 | 0.22356 | 0.2946 | 0.37251 | 0.45216 | 0.52789 | 0.59294 | 0.64275 | 0.67785 | 0.69993 | 0.75131 | 0.71123 | 0.6628 | 0.60627 | 0.54065 | 0.46565 | 0.38503 | 8.3676 | 163.687 | 149.8372 | 164.371 | 137.819 | 136.7767 | 119.3101 | 118.7129 | 115.7946 | 110.3355 | 119.4036 | 135.2161 | 153.2115 | 0 | 783.9073 | 720.901 | 792.6118 | 732.0722 | 743.5781 | 654.5973 | 642.7737 | 629.937 | 597.9928 | 633.7805 | 649.9577 | 737.0453 | 1.0888
LO12Med | New | Clean Water Pumps | Commercial | Motors/Drives | 0.28084 | 0.20793 | 3185.7273 | 29.6321 | Commercial | Clean Water Pumps-HVAC-New-Commercial-VS->VS | 0.02834 | 0.05772 | 0.088224 | 0.11985 | 0.15238 | 0.1829 | 0.20854 | 0.23031 | 0.24929 | 0.26574 | 0.28002 | 0.29329 | 0.30585 | 0.31777 | 0.32896 | 0.33949 | 0.34695 | 0.35425 | 0.36179 | 0.36974 | 6.1877 | 47.7685 | 42.9093 | 45.5889 | 43.8865 | 40.1374 | 36.5393 | 36.1164 | 35.1614 | 36.6453 | 42.7462 | 42.9783 | 47.8223 | 0 | 237.4895 | 209.7039 | 230.9161 | 220.9003 | 226.7035 | 220.61 | 222.5425 | 217.8005 | 216.9655 | 228.5832 | 218.7876 | 236.4249 | 1.0382
LO12Med | New | Clean Water Pumps | Commercial | Motors/Drives | 0.37696 | 0.27909 | 4276.0377 | 42.8599 | Commercial | Clean Water Pumps-HVAC-New-Commercial-CS->CS | 0.0071781 | 0.014473 | 0.021887 | 0.029403 | 0.036947 | 0.043802 | 0.049297 | 0.053702 | 0.057295 | 0.060157 | 0.062383 | 0.064249 | 0.065822 | 0.067119 | 0.068126 | 0.068857 | 0.068842 | 0.068677 | 0.06844 | 0.068153 | 1.3625 | 64.1172 | 57.5949 | 61.1917 | 58.9065 | 53.8743 | 49.0449 | 48.4772 | 47.1953 | 49.1872 | 57.376 | 57.6876 | 64.1894 | 0 | 318.7699 | 281.4747 | 309.9468 | 296.5032 | 304.2924 | 296.1135 | 298.7073 | 292.3423 | 291.2217 | 306.8154 | 293.6674 | 317.341 | 0.80521
LO12Med | New | Clean Water Pumps | Commercial | Motors/Drives | 0.43714 | 0.32365 | 4958.7116 | 24.8983 | Commercial | Clean Water Pumps-HVAC-New-Commercial-CS->VS | 0.0033297 | 0.0067133 | 0.010153 | 0.013639 | 0.017138 | 0.020318 | 0.022867 | 0.02491 | 0.026577 | 0.027904 | 0.028937 | 0.029803 | 0.030532 | 0.031134 | 0.031601 | 0.03194 | 0.031933 | 0.031857 | 0.031746 | 0.031614 | 0.63203 | 74.3535 | 66.79 | 70.961 | 68.311 | 62.4754 | 56.875 | 56.2166 | 54.7301 | 57.0399 | 66.5361 | 66.8975 | 74.4373 | 0 | 369.6618 | 326.4125 | 359.4302 | 343.8402 | 352.873 | 343.3883 | 346.3962 | 339.0151 | 337.7155 | 355.7988 | 340.5517 | 368.0048 | 1.1582
LO12Med | New | Clean Water Pumps | Commercial | Motors/Drives | 0.23382 | 0.17311 | 2652.3341 | 60.5254 | Commercial | Clean Water Pumps-HVAC-New-Commercial-Trim | 0.0062334 | 0.012568 | 0.019007 | 0.025533 | 0.032085 | 0.038038 | 0.042809 | 0.046634 | 0.049755 | 0.052239 | 0.054173 | 0.055793 | 0.057159 | 0.058285 | 0.05916 | 0.059795 | 0.059782 | 0.059638 | 0.059432 | 0.059183 | 1.1832 | 39.7705 | 35.7249 | 37.9559 | 36.5385 | 33.4171 | 30.4215 | 30.0694 | 29.2742 | 30.5097 | 35.5891 | 35.7824 | 39.8153 | 0 | 197.7261 | 174.5927 | 192.2533 | 183.9145 | 188.746 | 183.6728 | 185.2817 | 181.3337 | 180.6385 | 190.311 | 182.1556 | 196.8398 | 0.61951
LO12Med | New | Clean Water Pumps | Commercial | Motors/Drives | 0.27422 | 0.20866 | 2807.8988 | 30.723 | Commercial | Clean Water Pumps-DHW-New-Commercial-VS->VS | 0.0065686 | 0.013438 | 0.020635 | 0.028165 | 0.035989 | 0.043418 | 0.049767 | 0.055262 | 0.060155 | 0.064498 | 0.068372 | 0.072056 | 0.075621 | 0.079082 | 0.08242 | 0.085646 | 0.08815 | 0.090659 | 0.093279 | 0.096056 | 1.5174 | 46.2222 | 42.3113 | 46.4153 | 38.9176 | 38.6232 | 33.691 | 33.5224 | 32.6983 | 31.1567 | 33.7174 | 38.1825 | 43.2641 | 0 | 221.3611 | 203.5692 | 223.819 | 206.7238 | 209.9728 | 184.8463 | 181.5075 | 177.8826 | 168.8622 | 178.968 | 183.5361 | 208.1281 | 1.0028
LO12Med | New | Clean Water Pumps | Commercial | Motors/Drives | 0.38848 | 0.29559 | 3977.7755 | 21.4341 | Commercial | Clean Water Pumps-DHW-New-Commercial-CS->CS | 0.0035686 | 0.0071951 | 0.010881 | 0.014617 | 0.018368 | 0.021776 | 0.024508 | 0.026698 | 0.028484 | 0.029907 | 0.031014 | 0.031941 | 0.032723 | 0.033368 | 0.033869 | 0.034232 | 0.034225 | 0.034143 | 0.034025 | 0.033882 | 0.67738 | 65.4801 | 59.9398 | 65.7537 | 55.1321 | 54.7151 | 47.7279 | 47.489 | 46.3216 | 44.1378 | 47.7653 | 54.0908 | 61.2896 | 0 | 313.5884 | 288.3838 | 317.0705 | 292.8527 | 297.4554 | 261.8602 | 257.1304 | 251.9953 | 239.2166 | 253.5328 | 260.0042 | 294.8421 | 1.2426
LO12Med | New | Clean Water Pumps | Commercial | Motors/Drives | 0.56008 | 0.42617 | 5734.8871 | 16.7333 | Commercial | Clean Water Pumps-DHW-New-Commercial-CS->VS | 0.002058 | 0.0041493 | 0.0062752 | 0.0084298 | 0.010593 | 0.012558 | 0.014134 | 0.015396 | 0.016427 | 0.017247 | 0.017885 | 0.01842 | 0.018871 | 0.019243 | 0.019532 | 0.019741 | 0.019737 | 0.01969 | 0.019622 | 0.01954 | 0.39064 | 94.4048 | 86.4171 | 94.7993 | 79.4857 | 78.8846 | 68.8109 | 68.4665 | 66.7834 | 63.6349 | 68.8648 | 77.9845 | 88.3631 | 0 | 452.1105 | 415.7723 | 457.1307 | 422.2151 | 428.8511 | 377.5323 | 370.7132 | 363.3097 | 344.8862 | 365.5265 | 374.8565 | 425.0833 | 1.4137
LO12Med | New | Clean Water Pumps | Commercial | Motors/Drives | 0.29958 | 0.22795 | 3067.4977 | 46.4285 | Commercial | Clean Water Pumps-DHW-New-Commercial-Trim | 0.0038527 | 0.007768 | 0.011748 | 0.015781 | 0.019831 | 0.02351 | 0.026459 | 0.028823 | 0.030752 | 0.032288 | 0.033483 | 0.034485 | 0.035329 | 0.036025 | 0.036565 | 0.036958 | 0.03695 | 0.036861 | 0.036734 | 0.03658 | 0.73132 | 50.4956 | 46.2231 | 50.7066 | 42.5156 | 42.1941 | 36.8058 | 36.6216 | 35.7213 | 34.0373 | 36.8347 | 41.7126 | 47.264 | 0 | 241.8266 | 222.3898 | 244.5118 | 225.836 | 229.3855 | 201.9359 | 198.2885 | 194.3285 | 184.474 | 195.5142 | 200.5046 | 227.3702 | 0.75614
LO12Med | New | Clean Water Pumps | Commercial | Motors/Drives | 0.56008 | 0.42617 | 5734.8871 | 50.8828 | Commercial | Clean Water Pumps-DHW-New-Commercial-SystemUpgrade | 0.006174 | 0.012448 | 0.018826 | 0.025289 | 0.031779 | 0.037675 | 0.042401 | 0.046189 | 0.04928 | 0.051741 | 0.053656 | 0.055261 | 0.056614 | 0.057729 | 0.058595 | 0.059224 | 0.059211 | 0.059069 | 0.058865 | 0.058619 | 1.1719 | 94.4048 | 86.4171 | 94.7993 | 79.4857 | 78.8846 | 68.8109 | 68.4665 | 66.7834 | 63.6349 | 68.8648 | 77.9845 | 88.3631 | 0 | 452.1105 | 415.7723 | 457.1307 | 422.2151 | 428.8511 | 377.5323 | 370.7132 | 363.3097 | 344.8862 | 365.5265 | 374.8565 | 425.0833 | 0.70683
Retro5Med | Retro | Clean Water Pumps | Commercial | Motors/Drives | 1.7767 | 1.3154 | 20153.9389 | 29.6525 | Commercial | Clean Water Pumps-HVAC-Retro-Commercial-SystemUpgrade | 0.91523 | 1.1395 | 1.4139 | 1.6641 | 1.9243 | 2.2806 | 2.5357 | 2.6252 | 2.5067 | 2.183 | 1.7113 | 1.1471 | 0.67448 | 0.32882 | 0.14085 | 0.051846 | 0.016391 | 0.0036153 | 0.00060128 | 7.3014e-05 | 27.1786 | 302.1988 | 271.4579 | 288.4103 | 277.6399 | 253.922 | 231.1597 | 228.484 | 222.4423 | 231.8302 | 270.4261 | 271.8946 | 302.5394 | 0 | 1502.435 | 1326.6544 | 1460.8499 | 1397.4869 | 1434.1993 | 1395.6501 | 1407.8755 | 1377.876 | 1372.594 | 1446.091 | 1384.1212 | 1495.7003 | 1.0378
Retro5Med | Retro | Clean Water Pumps | Commercial | Motors/Drives | 1.8156 | 1.3815 | 18590.2645 | 30.0155 | Commercial | Clean Water Pumps-DHW-Retro-Commercial-SystemUpgrade | 0.45054 | 0.56097 | 0.69606 | 0.81925 | 0.94736 | 1.1228 | 1.2484 | 1.2925 | 1.2342 | 1.0748 | 0.84255 | 0.56477 | 0.3321 | 0.16191 | 0.069351 | 0.025529 | 0.0080709 | 0.0017802 | 0.00029608 | 3.5953e-05 | 13.3833 | 306.0235 | 280.1305 | 307.3022 | 257.6617 | 255.7129 | 223.0581 | 221.9416 | 216.4855 | 206.2795 | 223.2328 | 252.7953 | 286.4388 | 0 | 1465.5658 | 1347.7714 | 1481.8394 | 1368.6566 | 1390.1678 | 1223.8124 | 1201.7074 | 1177.7082 | 1117.9865 | 1184.894 | 1215.1383 | 1377.9542 | 1.0178
Retro12Med | Retro | Pre-Rinse Spray Valve | Commercial | Food Preparation | 0.057616 | 0.044599 | 633.7298 | -123.529 | Restaurant | Pre-Rinse Spray Valve_0.81_to_1.0gpm_Electric | 0.069506 | 0.070392 | 0.071265 | 0.072129 | 0.072981 | 0.066442 | 0.053754 | 0.043479 | 0.035159 | 0.028425 | 0.022976 | 0.018568 | 0.015002 | 0.01212 | 0.0097893 | 0.007906 | 5.4431e-05 | 1.962e-05 | 6.5857e-06 | 2.1643e-06 | 0.75615 | 9.1195 | 8.3362 | 9.1826 | 7.5709 | 7.483 | 6.6493 | 6.559 | 6.4278 | 6.1644 | 6.6101 | 7.6667 | 8.5931 | 0 | 50.7073 | 46.8968 | 51.8491 | 47.4962 | 48.1887 | 43.2032 | 41.9242 | 41.4512 | 39.5465 | 41.5283 | 42.5968 | 47.9788 | 4.3306
Retro12Med | Retro | Pre-Rinse Spray Valve | Commercial | Food Preparation | 0.033352 | 0.025816 | 366.8405 | -88.3837 | Restaurant | Pre-Rinse Spray Valve_0.61_to_0.8gpm_Electric | 0.040234 | 0.040747 | 0.041253 | 0.041752 | 0.042246 | 0.038461 | 0.031116 | 0.025168 | 0.020352 | 0.016454 | 0.0133 | 0.010748 | 0.0086842 | 0.0070155 | 0.0056666 | 0.0045765 | 3.1508e-05 | 1.1357e-05 | 3.8122e-06 | 1.2528e-06 | 0.4377 | 5.2789 | 4.8255 | 5.3155 | 4.3825 | 4.3316 | 3.849 | 3.7968 | 3.7208 | 3.5683 | 3.8263 | 4.4379 | 4.9742 | 0 | 29.3524 | 27.1467 | 30.0133 | 27.4936 | 27.8945 | 25.0086 | 24.2682 | 23.9944 | 22.8919 | 24.0391 | 24.6575 | 27.773 | 2.5068
Retro5Med | Retro | ARC | Commercial | HVAC | 6.1215e-06 | 4.5322e-06 | 0.072013 | 21.6679 | Large Off | ARC-Large Off | 0.0062968 | 0.0078177 | 0.0095331 | 0.011004 | 0.012503 | 0.014566 | 0.015944 | 0.016238 | 0.015252 | 0.01306 | 0.010058 | 0.0066286 | 0.0038326 | 0.001837 | 0.00077446 | 0.00028059 | 8.735e-05 | 1.8975e-05 | 3.1094e-06 | 3.7197e-07 | 0.13832 | 0.0010412 | 0.0009353 | 0.00099371 | 0.0009566 | 0.00087488 | 0.00079645 | 0.00078723 | 0.00076642 | 0.00079876 | 0.00093174 | 0.0009368 | 0.0010424 | 0 | 0.0051766 | 0.0045709 | 0.0050333 | 0.004815 | 0.0049415 | 0.0048087 | 0.0048508 | 0.0047474 | 0.0047292 | 0.0049825 | 0.0047689 | 0.0051534 | 1.1907
Retro5Med | Retro | ARC | Commercial | HVAC | 5.2732e-05 | 3.9042e-05 | 0.62075 | 21.773 | Medium Off | ARC-Medium Off | 0.19569 | 0.24451 | 0.29819 | 0.34375 | 0.39001 | 0.45436 | 0.49801 | 0.50697 | 0.47612 | 0.40753 | 0.31345 | 0.20657 | 0.11938 | 0.057174 | 0.024102 | 0.0087275 | 0.0027169 | 0.00059008 | 9.6692e-05 | 1.1565e-05 | 4.3149 | 0.0089692 | 0.0080568 | 0.00856 | 0.0082403 | 0.0075364 | 0.0068608 | 0.0067814 | 0.0066021 | 0.0068807 | 0.0080262 | 0.0080698 | 0.0089793 | 0 | 0.044592 | 0.039375 | 0.043358 | 0.041477 | 0.042567 | 0.041423 | 0.041786 | 0.040895 | 0.040738 | 0.04292 | 0.041081 | 0.044392 | 1.1879
Retro5Med | Retro | ARC | Commercial | HVAC | 7.2304e-06 | 5.3533e-06 | 0.074614 | 25.5815 | Small Off | ARC-Small Off | 0.011837 | 0.014595 | 0.017805 | 0.020582 | 0.023391 | 0.027257 | 0.029829 | 0.030373 | 0.028531 | 0.024445 | 0.01884 | 0.012425 | 0.007188 | 0.0034478 | 0.0014539 | 0.00052689 | 0.00016406 | 3.5644e-05 | 5.8409e-06 | 6.9889e-07 | 0.26033 | 0.0012298 | 0.0011047 | 0.0011737 | 0.0011299 | 0.0010334 | 0.00094073 | 0.00092984 | 0.00090525 | 0.00094346 | 0.0011005 | 0.0011065 | 0.0012312 | 0 | 0.0061143 | 0.005399 | 0.0059451 | 0.0056872 | 0.0058366 | 0.0056797 | 0.0057295 | 0.0056074 | 0.0055859 | 0.005885 | 0.0056328 | 0.0060869 | 1.0939
Retro5Med | Retro | ARC | Commercial | HVAC | 2.9526e-05 | 2.186e-05 | 0.31286 | 28.9692 | XLarge Ret | ARC-XLarge Ret | 0.10087 | 0.12429 | 0.15138 | 0.17527 | 0.19982 | 0.23216 | 0.25422 | 0.2582 | 0.2412 | 0.20702 | 0.15897 | 0.10459 | 0.060304 | 0.02887 | 0.012141 | 0.004391 | 0.0013643 | 0.00029589 | 4.839e-05 | 5.781e-06 | 2.149 | 0.0050221 | 0.0045112 | 0.0047929 | 0.004614 | 0.0042198 | 0.0038415 | 0.0037971 | 0.0036967 | 0.0038527 | 0.0044941 | 0.0045185 | 0.0050277 | 0 | 0.024968 | 0.022047 | 0.024277 | 0.023224 | 0.023834 | 0.023194 | 0.023397 | 0.022898 | 0.02281 | 0.024032 | 0.023002 | 0.024856 | 1.0236
Retro5Med | Retro | ARC | Commercial | HVAC | 2.7737e-06 | 2.0536e-06 | 0.029391 | 29.7715 | Large Ret | ARC-Large Ret | 0.01254 | 0.015403 | 0.018763 | 0.02169 | 0.02465 | 0.028672 | 0.031328 | 0.031838 | 0.029826 | 0.025548 | 0.019655 | 0.01294 | 0.0074713 | 0.0035787 | 0.0015063 | 0.000545 | 0.0001694 | 3.6746e-05 | 6.0113e-06 | 7.182e-07 | 0.26718 | 0.00047179 | 0.0004238 | 0.00045027 | 0.00043345 | 0.00039642 | 0.00036089 | 0.00035671 | 0.00034728 | 0.00036193 | 0.00042219 | 0.00042448 | 0.00047232 | 0 | 0.0023456 | 0.0020712 | 0.0022807 | 0.0021818 | 0.0022391 | 0.0021789 | 0.002198 | 0.0021511 | 0.0021429 | 0.0022576 | 0.0021609 | 0.0023351 | 1.0085
Retro5Med | Retro | ARC | Commercial | HVAC | 4.7631e-05 | 3.5265e-05 | 0.50041 | 28.9096 | Medium Ret | ARC-Medium Ret | 0.059392 | 0.073647 | 0.089707 | 0.10403 | 0.1191 | 0.13813 | 0.15175 | 0.15394 | 0.14326 | 0.12332 | 0.094418 | 0.062064 | 0.035706 | 0.017077 | 0.0071729 | 0.0025922 | 0.00080497 | 0.00017453 | 2.853e-05 | 3.4078e-06 | 1.2657 | 0.0081016 | 0.0072775 | 0.007732 | 0.0074432 | 0.0068074 | 0.0061971 | 0.0061254 | 0.0059634 | 0.0062151 | 0.0072498 | 0.0072892 | 0.0081107 | 0 | 0.040279 | 0.035566 | 0.039164 | 0.037465 | 0.038449 | 0.037416 | 0.037744 | 0.036939 | 0.036798 | 0.038768 | 0.037107 | 0.040098 | 1.0248
Retro5Med | Retro | ARC | Commercial | HVAC | 6.7661e-07 | 5.0095e-07 | 0.0071084 | 27.1879 | Small Ret | ARC-Small Ret | 0.00057389 | 0.00070587 | 0.00085973 | 0.00099439 | 0.0011314 | 0.0013154 | 0.0014386 | 0.0014617 | 0.0013678 | 0.0011726 | 0.00090148 | 0.00059333 | 0.00034241 | 0.00016397 | 6.8992e-05 | 2.4958e-05 | 7.7566e-06 | 1.6824e-06 | 2.7519e-07 | 3.2877e-08 | 0.01224 | 0.00011509 | 0.00010338 | 0.00010983 | 0.00010573 | 9.67e-05 | 8.8032e-05 | 8.7013e-05 | 8.4712e-05 | 8.8287e-05 | 0.00010299 | 0.00010354 | 0.00011522 | 0 | 0.00057217 | 0.00050523 | 0.00055633 | 0.0005322 | 0.00054618 | 0.0005315 | 0.00053616 | 0.00052473 | 0.00052272 | 0.00055071 | 0.00052711 | 0.0005696 | 1.0592
Retro5Med | Retro | ARC | Commercial | HVAC | 9.8085e-06 | 7.2621e-06 | 0.13138 | 19.2778 | School K-12 | ARC-School K-12 | 0.014853 | 0.018325 | 0.022375 | 0.025917 | 0.029494 | 0.034398 | 0.037637 | 0.038351 | 0.036043 | 0.030922 | 0.023859 | 0.015744 | 0.0091172 | 0.0043777 | 0.0018474 | 0.00067013 | 0.00020883 | 4.5413e-05 | 7.4483e-06 | 8.9212e-07 | 0.33193 | 0.0016683 | 0.0014986 | 0.0015922 | 0.0015328 | 0.0014018 | 0.0012762 | 0.0012614 | 0.001228 | 0.0012799 | 0.0014929 | 0.001501 | 0.0016702 | 0 | 0.0082945 | 0.0073241 | 0.0080649 | 0.0077151 | 0.0079178 | 0.007705 | 0.0077725 | 0.0076068 | 0.0075777 | 0.0079834 | 0.0076413 | 0.0082573 | 1.2605
Retro5Med | Retro | ARC | Commercial | HVAC | 9.9717e-06 | 7.3829e-06 | 0.13014 | 19.7726 | University | ARC-University | 0.0069037 | 0.0085029 | 0.010377 | 0.012026 | 0.013679 | 0.015958 | 0.017459 | 0.017784 | 0.016707 | 0.014322 | 0.011051 | 0.0072901 | 0.0042203 | 0.0020259 | 0.00085478 | 0.00031002 | 9.659e-05 | 2.0998e-05 | 3.443e-06 | 4.1225e-07 | 0.15339 | 0.0016961 | 0.0015236 | 0.0016187 | 0.0015583 | 0.0014252 | 0.0012974 | 0.0012824 | 0.0012485 | 0.0013012 | 0.0015178 | 0.001526 | 0.001698 | 0 | 0.0084325 | 0.0074459 | 0.0081991 | 0.0078435 | 0.0080495 | 0.0078332 | 0.0079018 | 0.0077334 | 0.0077038 | 0.0081163 | 0.0077685 | 0.0083947 | 1.2453
Retro5Med | Retro | ARC | Commercial | HVAC | 2.593e-06 | 1.9198e-06 | 0.027409 | 28.7411 | Warehouse | ARC-Warehouse | 0.0026402 | 0.0032466 | 0.0039606 | 0.0045739 | 0.005192 | 0.0060298 | 0.0065867 | 0.0066937 | 0.0062681 | 0.0053643 | 0.0041287 | 0.0027177 | 0.0015695 | 0.0007517 | 0.00031647 | 0.0001145 | 3.5593e-05 | 7.7191e-06 | 1.2627e-06 | 1.5084e-07 | 0.056125 | 0.00044106 | 0.00039619 | 0.00042093 | 0.00040521 | 0.0003706 | 0.00033737 | 0.00033347 | 0.00032465 | 0.00033835 | 0.00039468 | 0.00039683 | 0.00044155 | 0 | 0.0021928 | 0.0019362 | 0.0021321 | 0.0020396 | 0.0020932 | 0.0020369 | 0.0020548 | 0.002011 | 0.0020033 | 0.0021106 | 0.0020201 | 0.002183 | 1.028
Retro5Med | Retro | ARC | Commercial | HVAC | 9.1239e-06 | 6.7552e-06 | 0.095894 | 29.108 | Supermarket | ARC-Supermarket | 0.0081665 | 0.010067 | 0.012261 | 0.014162 | 0.016078 | 0.018716 | 0.020435 | 0.020767 | 0.019439 | 0.016661 | 0.012806 | 0.0084301 | 0.0048632 | 0.0023293 | 0.00098005 | 0.00035451 | 0.00011016 | 2.3892e-05 | 3.9072e-06 | 4.6676e-07 | 0.17363 | 0.0015519 | 0.001394 | 0.0014811 | 0.0014258 | 0.001304 | 0.0011871 | 0.0011733 | 0.0011423 | 0.0011905 | 0.0013887 | 0.0013963 | 0.0015536 | 0 | 0.0077155 | 0.0068128 | 0.007502 | 0.0071766 | 0.0073651 | 0.0071672 | 0.0072299 | 0.0070759 | 0.0070488 | 0.0074262 | 0.0071079 | 0.0076809 | 1.021
Retro5Med | Retro | ARC | Commercial | HVAC | 0.00012136 | 8.9856e-05 | 1.2756 | 25.8269 | MiniMart | ARC-MiniMart | 0.069743 | 0.085861 | 0.10481 | 0.12137 | 0.13807 | 0.16202 | 0.17736 | 0.18053 | 0.16933 | 0.14546 | 0.11204 | 0.073886 | 0.042736 | 0.020508 | 0.0086487 | 0.0031355 | 0.00097656 | 0.00021229 | 3.4799e-05 | 4.1667e-06 | 1.5518 | 0.020643 | 0.018543 | 0.019701 | 0.018966 | 0.017345 | 0.015791 | 0.015608 | 0.015195 | 0.015836 | 0.018473 | 0.018573 | 0.020666 | 0 | 0.10263 | 0.090624 | 0.099791 | 0.095462 | 0.09797 | 0.095337 | 0.096172 | 0.094123 | 0.093762 | 0.098782 | 0.094549 | 0.10217 | 1.0884
Retro5Med | Retro | ARC | Commercial | HVAC | 0.00014377 | 0.00010644 | 1.8903 | 19.4697 | Restaurant | ARC-Restaurant | 0.28005 | 0.3465 | 0.41945 | 0.482 | 0.54472 | 0.63119 | 0.6867 | 0.69424 | 0.64596 | 0.55216 | 0.42216 | 0.27673 | 0.15877 | 0.075714 | 0.031687 | 0.011412 | 0.0035299 | 0.00076225 | 0.0001241 | 1.4761e-05 | 5.4926 | 0.024454 | 0.021966 | 0.023338 | 0.022466 | 0.020547 | 0.018705 | 0.018489 | 0.018 | 0.018759 | 0.021883 | 0.022001 | 0.024481 | 0 | 0.12157 | 0.10735 | 0.11821 | 0.11308 | 0.11605 | 0.11293 | 0.11392 | 0.1115 | 0.11107 | 0.11702 | 0.112 | 0.12103 | 1.2545
Retro5Med | Retro | ARC | Commercial | HVAC | 1.2666e-05 | 9.3776e-06 | 0.15999 | 17.0984 | Lodging | ARC-Lodging | 0.0097223 | 0.012003 | 0.014608 | 0.016877 | 0.019175 | 0.022343 | 0.024436 | 0.024858 | 0.023291 | 0.019994 | 0.015384 | 0.010144 | 0.0058577 | 0.00281 | 0.0011829 | 0.00042855 | 0.0001333 | 2.8941e-05 | 4.7383e-06 | 5.6668e-07 | 0.2109 | 0.0021544 | 0.0019352 | 0.0020561 | 0.0019793 | 0.0018102 | 0.0016479 | 0.0016289 | 0.0015858 | 0.0016527 | 0.0019279 | 0.0019383 | 0.0021568 | 0 | 0.010711 | 0.0094577 | 0.010414 | 0.0099626 | 0.010224 | 0.0099495 | 0.010037 | 0.0098228 | 0.0097852 | 0.010309 | 0.0098674 | 0.010663 | 1.3328
Retro5Med | Retro | ARC | Commercial | HVAC | 1.5404e-05 | 1.1405e-05 | 0.19974 | 20.7638 | Hospital | ARC-Hospital | 0.011532 | 0.014523 | 0.017821 | 0.02066 | 0.023393 | 0.027341 | 0.029951 | 0.030268 | 0.028141 | 0.024034 | 0.018473 | 0.012113 | 0.0069748 | 0.0033326 | 0.0014013 | 0.00050679 | 0.00015756 | 3.4174e-05 | 5.5913e-06 | 6.6826e-07 | 0.24805 | 0.00262 | 0.0023535 | 0.0025005 | 0.0024071 | 0.0022015 | 0.0020041 | 0.0019809 | 0.0019286 | 0.00201 | 0.0023446 | 0.0023573 | 0.002623 | 0 | 0.013026 | 0.011502 | 0.012665 | 0.012116 | 0.012434 | 0.0121 | 0.012206 | 0.011946 | 0.0119 | 0.012538 | 0.012 | 0.012968 | 1.216
Retro5Med | Retro | ARC | Commercial | HVAC | 1.492e-05 | 1.1047e-05 | 0.17074 | 21.2977 | Residential Care | ARC-Residential Care | 0.012591 | 0.015721 | 0.019181 | 0.022193 | 0.025258 | 0.029425 | 0.0322 | 0.032578 | 0.03041 | 0.025983 | 0.019995 | 0.013138 | 0.0075775 | 0.0036251 | 0.0015259 | 0.00055213 | 0.00017172 | 3.7252e-05 | 6.0969e-06 | 7.2873e-07 | 0.27099 | 0.0025378 | 0.0022797 | 0.002422 | 0.0023316 | 0.0021324 | 0.0019412 | 0.0019188 | 0.001868 | 0.0019469 | 0.002271 | 0.0022833 | 0.0025407 | 0 | 0.012617 | 0.011141 | 0.012268 | 0.011736 | 0.012044 | 0.01172 | 0.011823 | 0.011571 | 0.011527 | 0.012144 | 0.011624 | 0.012561 | 1.2009
Retro5Med | Retro | ARC | Commercial | HVAC | 4.0017e-05 | 2.9628e-05 | 0.47028 | 23.8039 | Assembly | ARC-Assembly | 0.15962 | 0.19738 | 0.24229 | 0.27797 | 0.31551 | 0.36767 | 0.4024 | 0.40932 | 0.38378 | 0.32832 | 0.25228 | 0.16575 | 0.095587 | 0.045775 | 0.019254 | 0.0069633 | 0.0021639 | 0.00046932 | 7.6774e-05 | 9.1709e-06 | 3.4099 | 0.0068065 | 0.0061141 | 0.0064959 | 0.0062534 | 0.0057192 | 0.0052065 | 0.0051462 | 0.0050101 | 0.0052216 | 0.0060909 | 0.006124 | 0.0068142 | 0 | 0.03384 | 0.029881 | 0.032903 | 0.031476 | 0.032303 | 0.031435 | 0.03171 | 0.031034 | 0.030915 | 0.032571 | 0.031175 | 0.033688 | 1.1355
Retro5Med | Retro | ARC | Commercial | HVAC | 8.228e-06 | 6.0918e-06 | 0.096697 | 22.4051 | Other | ARC-Other | 0.012427 | 0.015371 | 0.018727 | 0.021475 | 0.024253 | 0.028285 | 0.030734 | 0.03097 | 0.028825 | 0.024585 | 0.018801 | 0.0123 | 0.0070536 | 0.0033592 | 0.0014065 | 0.00050645 | 0.00015663 | 3.3826e-05 | 5.5094e-06 | 6.5502e-07 | 0.2435 | 0.0013995 | 0.0012571 | 0.0013357 | 0.0012858 | 0.0011759 | 0.0010705 | 0.0010581 | 0.0010302 | 0.0010736 | 0.0012524 | 0.0012592 | 0.0014011 | 0 | 0.0069579 | 0.0061439 | 0.0067653 | 0.0064719 | 0.0066419 | 0.0064634 | 0.00652 | 0.0063811 | 0.0063566 | 0.006697 | 0.00641 | 0.0069267 | 1.171
LO3Slow | New | ARC | Commercial | HVAC | 6.1215e-06 | 4.5322e-06 | 0.072013 | 21.6679 | Large Off | ARC-Large Off | 4.6064e-07 | 1.149e-06 | 2.0836e-06 | 3.8785e-06 | 6.7576e-06 | 1.2626e-05 | 2.0438e-05 | 3.125e-05 | 4.3459e-05 | 5.2177e-05 | 6.4191e-05 | 7.4604e-05 | 7.4463e-05 | 8.87e-05 | 9.2787e-05 | 0.00010339 | 0.00010649 | 0.00012091 | 0.00010152 | 0.00010858 | 0.0011099 | 0.0010412 | 0.0009353 | 0.00099371 | 0.0009566 | 0.00087488 | 0.00079645 | 0.00078723 | 0.00076642 | 0.00079876 | 0.00093174 | 0.0009368 | 0.0010424 | 0 | 0.0051766 | 0.0045709 | 0.0050333 | 0.004815 | 0.0049415 | 0.0048087 | 0.0048508 | 0.0047474 | 0.0047292 | 0.0049825 | 0.0047689 | 0.0051534 | 1.1907
LO3Slow | New | ARC | Commercial | HVAC | 5.2732e-05 | 3.9042e-05 | 0.62075 | 21.773 | Medium Off | ARC-Medium Off | 0.00023009 | 0.00058328 | 0.0010541 | 0.001817 | 0.0032225 | 0.0064535 | 0.010186 | 0.015536 | 0.021625 | 0.024746 | 0.031966 | 0.037362 | 0.036351 | 0.044976 | 0.044035 | 0.05083 | 0.051898 | 0.058625 | 0.048068 | 0.051627 | 0.54119 | 0.0089692 | 0.0080568 | 0.00856 | 0.0082403 | 0.0075364 | 0.0068608 | 0.0067814 | 0.0066021 | 0.0068807 | 0.0080262 | 0.0080698 | 0.0089793 | 0 | 0.044592 | 0.039375 | 0.043358 | 0.041477 | 0.042567 | 0.041423 | 0.041786 | 0.040895 | 0.040738 | 0.04292 | 0.041081 | 0.044392 | 1.1879
LO3Slow | New | ARC | Commercial | HVAC | 7.2304e-06 | 5.3533e-06 | 0.074614 | 25.5815 | Small Off | ARC-Small Off | 7.9813e-06 | 2.0451e-05 | 3.8417e-05 | 6.8607e-05 | 0.00011999 | 0.0002318 | 0.00035932 | 0.0005427 | 0.00078065 | 0.00091436 | 0.0011537 | 0.0013442 | 0.0013468 | 0.0016092 | 0.0015964 | 0.0018004 | 0.0018513 | 0.0020358 | 0.0017689 | 0.001863 | 0.019454 | 0.0012298 | 0.0011047 | 0.0011737 | 0.0011299 | 0.0010334 | 0.00094073 | 0.00092984 | 0.00090525 | 0.00094346 | 0.0011005 | 0.0011065 | 0.0012312 | 0 | 0.0061143 | 0.005399 | 0.0059451 | 0.0056872 | 0.0058366 | 0.0056797 | 0.0057295 | 0.0056074 | 0.0055859 | 0.005885 | 0.0056328 | 0.0060869 | 1.0939
LO3Slow | New | ARC | Commercial | HVAC | 2.9526e-05 | 2.186e-05 | 0.31286 | 28.9692 | XLarge Ret | ARC-XLarge Ret | 1.7202e-07 | 4.3942e-07 | 1.236e-06 | 3.5118e-06 | 5.7335e-06 | 1.2047e-05 | 1.8108e-05 | 2.0029e-05 | 4.0031e-05 | 4.5393e-05 | 5.803e-05 | 6.0826e-05 | 7.1845e-05 | 7.4375e-05 | 7.9382e-05 | 8.1387e-05 | 8.6645e-05 | 7.8537e-05 | 7.9854e-05 | 7.8625e-05 | 0.00089621 | 0.0050221 | 0.0045112 | 0.0047929 | 0.004614 | 0.0042198 | 0.0038415 | 0.0037971 | 0.0036967 | 0.0038527 | 0.0044941 | 0.0045185 | 0.0050277 | 0 | 0.024968 | 0.022047 | 0.024277 | 0.023224 | 0.023834 | 0.023194 | 0.023397 | 0.022898 | 0.02281 | 0.024032 | 0.023002 | 0.024856 | 1.0236
LO3Slow | New | ARC | Commercial | HVAC | 2.7737e-06 | 2.0536e-06 | 0.029391 | 29.7715 | Large Ret | ARC-Large Ret | 0 | 0 | 0 | 0 | 0 | 0 | 0 | 0 | 0 | 0 | 0 | 0 | 0 | 0 | 0 | 0 | 0 | 0 | 0 | 0 | 0 | 0.00047179 | 0.0004238 | 0.00045027 | 0.00043345 | 0.00039642 | 0.00036089 | 0.00035671 | 0.00034728 | 0.00036193 | 0.00042219 | 0.00042448 | 0.00047232 | 0 | 0.0023456 | 0.0020712 | 0.0022807 | 0.0021818 | 0.0022391 | 0.0021789 | 0.002198 | 0.0021511 | 0.0021429 | 0.0022576 | 0.0021609 | 0.0023351 | 1.0085
LO3Slow | New | ARC | Commercial | HVAC | 4.7631e-05 | 3.5265e-05 | 0.50041 | 28.9096 | Medium Ret | ARC-Medium Ret | 2.7518e-06 | 7.0967e-06 | 1.9929e-05 | 5.9023e-05 | 9.4464e-05 | 0.00020587 | 0.00030742 | 0.00033667 | 0.00067915 | 0.00076336 | 0.0009889 | 0.0010308 | 0.0012151 | 0.0012539 | 0.0013319 | 0.001368 | 0.0014584 | 0.0013048 | 0.0013081 | 0.0012633 | 0.014999 | 0.0081016 | 0.0072775 | 0.007732 | 0.0074432 | 0.0068074 | 0.0061971 | 0.0061254 | 0.0059634 | 0.0062151 | 0.0072498 | 0.0072892 | 0.0081107 | 0 | 0.040279 | 0.035566 | 0.039164 | 0.037465 | 0.038449 | 0.037416 | 0.037744 | 0.036939 | 0.036798 | 0.038768 | 0.037107 | 0.040098 | 1.0248
LO3Slow | New | ARC | Commercial | HVAC | 6.7661e-07 | 5.0095e-07 | 0.0071084 | 27.1879 | Small Ret | ARC-Small Ret | 2.3642e-07 | 6.0241e-07 | 1.5676e-06 | 4.0773e-06 | 6.7632e-06 | 1.3791e-05 | 2.0648e-05 | 2.3658e-05 | 4.6616e-05 | 5.3623e-05 | 6.8023e-05 | 7.2826e-05 | 8.4288e-05 | 8.774e-05 | 9.2839e-05 | 9.5445e-05 | 0.00010113 | 9.2851e-05 | 9.4424e-05 | 9.1783e-05 | 0.0010529 | 0.00011509 | 0.00010338 | 0.00010983 | 0.00010573 | 9.67e-05 | 8.8032e-05 | 8.7013e-05 | 8.4712e-05 | 8.8287e-05 | 0.00010299 | 0.00010354 | 0.00011522 | 0 | 0.00057217 | 0.00050523 | 0.00055633 | 0.0005322 | 0.00054618 | 0.0005315 | 0.00053616 | 0.00052473 | 0.00052272 | 0.00055071 | 0.00052711 | 0.0005696 | 1.0592
LO3Slow | New | ARC | Commercial | HVAC | 9.8085e-06 | 7.2621e-06 | 0.13138 | 19.2778 | School K-12 | ARC-School K-12 | 1.0807e-06 | 2.7643e-06 | 6.1479e-06 | 1.2049e-05 | 2.1162e-05 | 3.3448e-05 | 5.0274e-05 | 6.9804e-05 | 0.00011014 | 0.00013598 | 0.00015907 | 0.00018649 | 0.00019925 | 0.00021092 | 0.00021992 | 0.00023312 | 0.00023294 | 0.00024193 | 0.00024832 | 0.00025777 | 0.0026326 | 0.0016683 | 0.0014986 | 0.0015922 | 0.0015328 | 0.0014018 | 0.0012762 | 0.0012614 | 0.001228 | 0.0012799 | 0.0014929 | 0.001501 | 0.0016702 | 0 | 0.0082945 | 0.0073241 | 0.0080649 | 0.0077151 | 0.0079178 | 0.007705 | 0.0077725 | 0.0076068 | 0.0075777 | 0.0079834 | 0.0076413 | 0.0082573 | 1.2605
LO3Slow | New | ARC | Commercial | HVAC | 9.9717e-06 | 7.3829e-06 | 0.13014 | 19.7726 | University | ARC-University | 0 | 0 | 0 | 0 | 0 | 0 | 0 | 0 | 0 | 0 | 0 | 0 | 0 | 0 | 0 | 0 | 0 | 0 | 0 | 0 | 0 | 0.0016961 | 0.0015236 | 0.0016187 | 0.0015583 | 0.0014252 | 0.0012974 | 0.0012824 | 0.0012485 | 0.0013012 | 0.0015178 | 0.001526 | 0.001698 | 0 | 0.0084325 | 0.0074459 | 0.0081991 | 0.0078435 | 0.0080495 | 0.0078332 | 0.0079018 | 0.0077334 | 0.0077038 | 0.0081163 | 0.0077685 | 0.0083947 | 1.2453
LO3Slow | New | ARC | Commercial | HVAC | 2.593e-06 | 1.9198e-06 | 0.027409 | 28.7411 | Warehouse | ARC-Warehouse | 2.9666e-07 | 9.6867e-07 | 2.0528e-06 | 4.0826e-06 | 5.5324e-06 | 1.0356e-05 | 1.5433e-05 | 1.6942e-05 | 2.8041e-05 | 3.4839e-05 | 4.072e-05 | 4.3688e-05 | 4.6074e-05 | 5.745e-05 | 5.9625e-05 | 7.1315e-05 | 6.3535e-05 | 6.6117e-05 | 6.608e-05 | 6.5468e-05 | 0.00069861 | 0.00044106 | 0.00039619 | 0.00042093 | 0.00040521 | 0.0003706 | 0.00033737 | 0.00033347 | 0.00032465 | 0.00033835 | 0.00039468 | 0.00039683 | 0.00044155 | 0 | 0.0021928 | 0.0019362 | 0.0021321 | 0.0020396 | 0.0020932 | 0.0020369 | 0.0020548 | 0.002011 | 0.0020033 | 0.0021106 | 0.0020201 | 0.002183 | 1.028
LO3Slow | New | ARC | Commercial | HVAC | 9.1239e-06 | 6.7552e-06 | 0.095894 | 29.108 | Supermarket | ARC-Supermarket | 3.6422e-07 | 9.4462e-07 | 2.0592e-06 | 4.1787e-06 | 8.0311e-06 | 1.3833e-05 | 2.1271e-05 | 2.549e-05 | 4.9666e-05 | 5.5957e-05 | 7.3703e-05 | 7.2787e-05 | 9.0637e-05 | 9.6699e-05 | 0.00010474 | 0.00010819 | 0.00011645 | 9.9348e-05 | 0.0001047 | 0.00010173 | 0.0011508 | 0.0015519 | 0.001394 | 0.0014811 | 0.0014258 | 0.001304 | 0.0011871 | 0.0011733 | 0.0011423 | 0.0011905 | 0.0013887 | 0.0013963 | 0.0015536 | 0 | 0.0077155 | 0.0068128 | 0.007502 | 0.0071766 | 0.0073651 | 0.0071672 | 0.0072299 | 0.0070759 | 0.0070488 | 0.0074262 | 0.0071079 | 0.0076809 | 1.021
LO3Slow | New | ARC | Commercial | HVAC | 0.00012136 | 8.9856e-05 | 1.2756 | 25.8269 | MiniMart | ARC-MiniMart | 8.3004e-06 | 2.1045e-05 | 4.7166e-05 | 9.0858e-05 | 0.00038738 | 0.00068359 | 0.00099103 | 0.0011967 | 0.0022381 | 0.0025434 | 0.0031209 | 0.0034073 | 0.0038579 | 0.0041948 | 0.0044017 | 0.0044642 | 0.0047879 | 0.0043424 | 0.0045212 | 0.0047522 | 0.050058 | 0.020643 | 0.018543 | 0.019701 | 0.018966 | 0.017345 | 0.015791 | 0.015608 | 0.015195 | 0.015836 | 0.018473 | 0.018573 | 0.020666 | 0 | 0.10263 | 0.090624 | 0.099791 | 0.095462 | 0.09797 | 0.095337 | 0.096172 | 0.094123 | 0.093762 | 0.098782 | 0.094549 | 0.10217 | 1.0884
LO3Slow | New | ARC | Commercial | HVAC | 0.00014377 | 0.00010644 | 1.8903 | 19.4697 | Restaurant | ARC-Restaurant | 5.525e-05 | 0.00012661 | 0.00026259 | 0.00051841 | 0.00095934 | 0.0017316 | 0.0025413 | 0.0028375 | 0.0058914 | 0.006681 | 0.0092176 | 0.0091369 | 0.01186 | 0.011414 | 0.013274 | 0.013495 | 0.015342 | 0.01389 | 0.015227 | 0.013312 | 0.14777 | 0.024454 | 0.021966 | 0.023338 | 0.022466 | 0.020547 | 0.018705 | 0.018489 | 0.018 | 0.018759 | 0.021883 | 0.022001 | 0.024481 | 0 | 0.12157 | 0.10735 | 0.11821 | 0.11308 | 0.11605 | 0.11293 | 0.11392 | 0.1115 | 0.11107 | 0.11702 | 0.112 | 0.12103 | 1.2545
LO3Slow | New | ARC | Commercial | HVAC | 1.2666e-05 | 9.3776e-06 | 0.15999 | 17.0984 | Lodging | ARC-Lodging | 1.0255e-05 | 2.1511e-05 | 4.1295e-05 | 8.076e-05 | 0.00015765 | 0.00029785 | 0.00045013 | 0.00048865 | 0.0011278 | 0.0012022 | 0.0017671 | 0.0016417 | 0.0023727 | 0.0019955 | 0.0027049 | 0.0026855 | 0.002903 | 0.0027964 | 0.0032887 | 0.0026802 | 0.028714 | 0.0021544 | 0.0019352 | 0.0020561 | 0.0019793 | 0.0018102 | 0.0016479 | 0.0016289 | 0.0015858 | 0.0016527 | 0.0019279 | 0.0019383 | 0.0021568 | 0 | 0.010711 | 0.0094577 | 0.010414 | 0.0099626 | 0.010224 | 0.0099495 | 0.010037 | 0.0098228 | 0.0097852 | 0.010309 | 0.0098674 | 0.010663 | 1.3328
LO3Slow | New | ARC | Commercial | HVAC | 1.5404e-05 | 1.1405e-05 | 0.19974 | 20.7638 | Hospital | ARC-Hospital | 0 | 0 | 0 | 0 | 0 | 0 | 0 | 0 | 0 | 0 | 0 | 0 | 0 | 0 | 0 | 0 | 0 | 0 | 0 | 0 | 0 | 0.00262 | 0.0023535 | 0.0025005 | 0.0024071 | 0.0022015 | 0.0020041 | 0.0019809 | 0.0019286 | 0.00201 | 0.0023446 | 0.0023573 | 0.002623 | 0 | 0.013026 | 0.011502 | 0.012665 | 0.012116 | 0.012434 | 0.0121 | 0.012206 | 0.011946 | 0.0119 | 0.012538 | 0.012 | 0.012968 | 1.216
LO3Slow | New | ARC | Commercial | HVAC | 1.492e-05 | 1.1047e-05 | 0.17074 | 21.2977 | Residential Care | ARC-Residential Care | 6.4808e-06 | 1.7673e-05 | 4.1281e-05 | 9.0137e-05 | 0.00017005 | 0.00031173 | 0.00040189 | 0.00046952 | 0.00062881 | 0.00083928 | 0.00092816 | 0.0009748 | 0.00092845 | 0.0010197 | 0.0010662 | 0.0012928 | 0.0012539 | 0.0013406 | 0.0013744 | 0.0014786 | 0.014634 | 0.0025378 | 0.0022797 | 0.002422 | 0.0023316 | 0.0021324 | 0.0019412 | 0.0019188 | 0.001868 | 0.0019469 | 0.002271 | 0.0022833 | 0.0025407 | 0 | 0.012617 | 0.011141 | 0.012268 | 0.011736 | 0.012044 | 0.01172 | 0.011823 | 0.011571 | 0.011527 | 0.012144 | 0.011624 | 0.012561 | 1.2009
LO3Slow | New | ARC | Commercial | HVAC | 4.0017e-05 | 2.9628e-05 | 0.47028 | 23.8039 | Assembly | ARC-Assembly | 2.4254e-05 | 0.00010418 | 0.00014532 | 0.00028288 | 0.00057737 | 0.0011609 | 0.0019198 | 0.0028931 | 0.0043167 | 0.0052818 | 0.0059041 | 0.0063175 | 0.0078094 | 0.0084024 | 0.0089637 | 0.0096845 | 0.010227 | 0.010576 | 0.0098022 | 0.010015 | 0.10441 | 0.0068065 | 0.0061141 | 0.0064959 | 0.0062534 | 0.0057192 | 0.0052065 | 0.0051462 | 0.0050101 | 0.0052216 | 0.0060909 | 0.006124 | 0.0068142 | 0 | 0.03384 | 0.029881 | 0.032903 | 0.031476 | 0.032303 | 0.031435 | 0.03171 | 0.031034 | 0.030915 | 0.032571 | 0.031175 | 0.033688 | 1.1355
LO3Slow | New | ARC | Commercial | HVAC | 8.228e-06 | 6.0918e-06 | 0.096697 | 22.4051 | Other | ARC-Other | 5.4326e-06 | 1.7982e-05 | 3.408e-05 | 6.4889e-05 | 0.00016601 | 0.00027799 | 0.0003587 | 0.00045537 | 0.00074838 | 0.00091742 | 0.0010937 | 0.0010827 | 0.0011487 | 0.0012127 | 0.0013573 | 0.0013181 | 0.0015475 | 0.0017523 | 0.0015094 | 0.0015567 | 0.016625 | 0.0013995 | 0.0012571 | 0.0013357 | 0.0012858 | 0.0011759 | 0.0010705 | 0.0010581 | 0.0010302 | 0.0010736 | 0.0012524 | 0.0012592 | 0.0014011 | 0 | 0.0069579 | 0.0061439 | 0.0067653 | 0.0064719 | 0.0066419 | 0.0064634 | 0.00652 | 0.0063811 | 0.0063566 | 0.006697 | 0.00641 | 0.0069267 | 1.171
LOEven20 | NEW | Compressors | Commercial | Compressed Air | 0.67914 | 0.37177 | 9040.4731 | 27.6995 | Commercial Building | Compressors-NEW, Rotary-Commercial Building-CS->CS, Pre-Standard | 0.00022686 | 0.00045897 | 0.00069637 | 0 | 0 | 0 | 0 | 0 | 0 | 0 | 0 | 0 | 0 | 0 | 0 | 0 | 0 | 0 | 0 | 0 | 0.013769 | 73.7876 | 65.5753 | 73.2592 | 60.9394 | 60.3588 | 59.2408 | 61.5291 | 61.3958 | 58.5183 | 62.1757 | 70.5406 | 73.0745 | 0 | 691.6393 | 634.8957 | 702.4635 | 685.9007 | 701.7929 | 693.1622 | 704.2308 | 721.1224 | 678.8007 | 709.4709 | 657.5031 | 679.0956 | 1.077
LOEven20 | NEW | Compressors | Commercial | Compressed Air | 0.76862 | 0.42075 | 10231.5527 | 59.0891 | Commercial Building | Compressors-NEW, Rotary-Commercial Building-VS->VS, Pre-Standard | 0.00015446 | 0.00031251 | 0.00047415 | 0 | 0 | 0 | 0 | 0 | 0 | 0 | 0 | 0 | 0 | 0 | 0 | 0 | 0 | 0 | 0 | 0 | 0.0093753 | 83.5091 | 74.2148 | 82.9111 | 68.9681 | 68.3111 | 67.0458 | 69.6355 | 69.4847 | 66.2281 | 70.3673 | 79.8343 | 82.7021 | 0 | 782.7626 | 718.5431 | 795.0128 | 776.2679 | 794.2539 | 784.4861 | 797.013 | 816.13 | 768.2325 | 802.9435 | 744.129 | 768.5662 | 0.61519
LOEven20 | NEW | Compressors | Commercial | Compressed Air | 0.66255 | 0.36268 | 8819.6002 | 60.1741 | Commercial Building | Compressors-NEW, Rotary-Commercial Building-CS->VS, Pre-Standard | 0.0001234 | 0.00024966 | 0.00037879 | 0 | 0 | 0 | 0 | 0 | 0 | 0 | 0 | 0 | 0 | 0 | 0 | 0 | 0 | 0 | 0 | 0 | 0.0074898 | 71.9849 | 63.9732 | 71.4694 | 59.4505 | 58.8841 | 57.7935 | 60.0258 | 59.8958 | 57.0886 | 60.6566 | 68.8172 | 71.2892 | 0 | 674.7415 | 619.3842 | 685.3012 | 669.1431 | 684.647 | 676.2272 | 687.0253 | 703.5042 | 662.2166 | 692.1374 | 641.4393 | 662.5042 | 0.6062
LOEven20 | NEW | Compressors | Commercial | Compressed Air | 0.4931 | 0.26993 | 6563.9373 | 36.1865 | Commercial Building | Compressors-NEW, Rotary-Commercial Building-CS->CS, Post-Standard | 0 | 0 | 0 | 0.00068181 | 0.00086185 | 0.0010457 | 0.0012334 | 0.001425 | 0.0016203 | 0.0018194 | 0.0020224 | 0.0022293 | 0.0024401 | 0.0026546 | 0.0028729 | 0.003095 | 0.003321 | 0.0035507 | 0.003784 | 0.0040194 | 0.063161 | 53.5743 | 47.6117 | 53.1907 | 44.2457 | 43.8242 | 43.0125 | 44.6739 | 44.5771 | 42.4879 | 45.1434 | 51.2168 | 53.0566 | 0 | 502.1725 | 460.9732 | 510.0315 | 498.006 | 509.5447 | 503.2782 | 511.3147 | 523.579 | 492.8509 | 515.1193 | 477.3876 | 493.065 | 0.89528
LOEven20 | NEW | Compressors | Commercial | Compressed Air | 0.6416 | 0.35122 | 8540.8174 | 66.7626 | Commercial Building | Compressors-NEW, Rotary-Commercial Building-VS->VS, Post-Standard | 0 | 0 | 0 | 0.00053373 | 0.00067466 | 0.0008186 | 0.00096553 | 0.0011155 | 0.0012684 | 0.0014243 | 0.0015831 | 0.0017451 | 0.0019101 | 0.002078 | 0.002249 | 0.0024228 | 0.0025997 | 0.0027795 | 0.0029622 | 0.0031464 | 0.049443 | 69.7095 | 61.951 | 69.2103 | 57.5713 | 57.0228 | 55.9667 | 58.1285 | 58.0025 | 55.2841 | 58.7393 | 66.6419 | 69.0358 | 0 | 653.4133 | 599.8058 | 663.6392 | 647.9919 | 663.0057 | 654.852 | 665.3088 | 681.2668 | 641.2842 | 670.2593 | 621.1638 | 641.5628 | 0.55682
LOEven20 | NEW | Compressors | Commercial | Compressed Air | 0.62476 | 0.342 | 8316.5698 | 65.6926 | Commercial Building | Compressors-NEW, Rotary-Commercial Building-CS->VS, Post-Standard | 0 | 0 | 0 | 0.00048166 | 0.00060884 | 0.00073874 | 0.00087134 | 0.0010067 | 0.0011447 | 0.0012853 | 0.0014287 | 0.0015749 | 0.0017238 | 0.0018753 | 0.0020296 | 0.0021864 | 0.0023461 | 0.0025083 | 0.0026732 | 0.0028395 | 0.04462 | 67.8792 | 60.3244 | 67.3931 | 56.0597 | 55.5257 | 54.4972 | 56.6022 | 56.4796 | 53.8325 | 57.1971 | 64.8921 | 67.2232 | 0 | 636.2573 | 584.0574 | 646.2147 | 630.9782 | 645.5978 | 637.6582 | 647.8405 | 663.3795 | 624.4467 | 652.661 | 604.8545 | 624.718 | 0.56428
LOEven20 | NEW | Compressors | Commercial | Compressed Air | 0.023132 | 0.012663 | 307.9274 | 74.8112 | Commercial Building | Compressors-NEW, Reciprocating-Commercial Building-CS->CS, No Standard Established | 0.0075811 | 0.015162 | 0.022743 | 0.030325 | 0.037906 | 0.045487 | 0.053068 | 0.060649 | 0.06823 | 0.075811 | 0.083393 | 0.090974 | 0.098555 | 0.10614 | 0.11372 | 0.1213 | 0.12888 | 0.13646 | 0.14404 | 0.15162 | 3.0325 | 2.5133 | 2.2336 | 2.4953 | 2.0757 | 2.0559 | 2.0178 | 2.0957 | 2.0912 | 1.9932 | 2.1178 | 2.4027 | 2.489 | 0 | 23.5579 | 21.6252 | 23.9266 | 23.3625 | 23.9038 | 23.6098 | 23.9868 | 24.5621 | 23.1206 | 24.1653 | 22.3952 | 23.1307 | 0.49481
LOEven20 | NR | Compressors | Commercial | Compressed Air | 0.67914 | 0.37177 | 9040.4731 | 27.6995 | Commercial Building | Compressors-NR, Rotary-Commercial Building-CS->CS, Pre-Standard | 0.00096722 | 0.0019569 | 0.002969 | 0 | 0 | 0 | 0 | 0 | 0 | 0 | 0 | 0 | 0 | 0 | 0 | 0 | 0 | 0 | 0 | 0 | 0.058707 | 73.7876 | 65.5753 | 73.2592 | 60.9394 | 60.3588 | 59.2408 | 61.5291 | 61.3958 | 58.5183 | 62.1757 | 70.5406 | 73.0745 | 0 | 691.6393 | 634.8957 | 702.4635 | 685.9007 | 701.7929 | 693.1622 | 704.2308 | 721.1224 | 678.8007 | 709.4709 | 657.5031 | 679.0956 | 1.077
LOEven20 | NR | Compressors | Commercial | Compressed Air | 0.76862 | 0.42075 | 10231.5527 | 59.0891 | Commercial Building | Compressors-NR, Rotary-Commercial Building-VS->VS, Pre-Standard | 0.00065856 | 0.0013324 | 0.0020216 | 0 | 0 | 0 | 0 | 0 | 0 | 0 | 0 | 0 | 0 | 0 | 0 | 0 | 0 | 0 | 0 | 0 | 0.039972 | 83.5091 | 74.2148 | 82.9111 | 68.9681 | 68.3111 | 67.0458 | 69.6355 | 69.4847 | 66.2281 | 70.3673 | 79.8343 | 82.7021 | 0 | 782.7626 | 718.5431 | 795.0128 | 776.2679 | 794.2539 | 784.4861 | 797.013 | 816.13 | 768.2325 | 802.9435 | 744.129 | 768.5662 | 0.61519
LOEven20 | NR | Compressors | Commercial | Compressed Air | 0.66255 | 0.36268 | 8819.6002 | 60.1741 | Commercial Building | Compressors-NR, Rotary-Commercial Building-CS->VS, Pre-Standard | 0.00052612 | 0.0010644 | 0.001615 | 0 | 0 | 0 | 0 | 0 | 0 | 0 | 0 | 0 | 0 | 0 | 0 | 0 | 0 | 0 | 0 | 0 | 0.031933 | 71.9849 | 63.9732 | 71.4694 | 59.4505 | 58.8841 | 57.7935 | 60.0258 | 59.8958 | 57.0886 | 60.6566 | 68.8172 | 71.2892 | 0 | 674.7415 | 619.3842 | 685.3012 | 669.1431 | 684.647 | 676.2272 | 687.0253 | 703.5042 | 662.2166 | 692.1374 | 641.4393 | 662.5042 | 0.6062
LOEven20 | NR | Compressors | Commercial | Compressed Air | 0.4931 | 0.26993 | 6563.9373 | 36.1865 | Commercial Building | Compressors-NR, Rotary-Commercial Building-CS->CS, Post-Standard | 0 | 0 | 0 | 0.002907 | 0.0036746 | 0.0044585 | 0.0052588 | 0.0060754 | 0.0069083 | 0.0077572 | 0.0086226 | 0.0095049 | 0.010403 | 0.011318 | 0.012249 | 0.019406 | 0.019597 | 0.019789 | 0.01998 | 0.020161 | 0.20169 | 53.5743 | 47.6117 | 53.1907 | 44.2457 | 43.8242 | 43.0125 | 44.6739 | 44.5771 | 42.4879 | 45.1434 | 51.2168 | 53.0566 | 0 | 502.1725 | 460.9732 | 510.0315 | 498.006 | 509.5447 | 503.2782 | 511.3147 | 523.579 | 492.8509 | 515.1193 | 477.3876 | 493.065 | 0.89528
LOEven20 | NR | Compressors | Commercial | Compressed Air | 0.6416 | 0.35122 | 8540.8174 | 66.7626 | Commercial Building | Compressors-NR, Rotary-Commercial Building-VS->VS, Post-Standard | 0 | 0 | 0 | 0.0022756 | 0.0028765 | 0.0034901 | 0.0041166 | 0.0047559 | 0.0054079 | 0.0060725 | 0.0067499 | 0.0074405 | 0.0081438 | 0.0088598 | 0.0095886 | 0.015191 | 0.015341 | 0.015491 | 0.01564 | 0.015782 | 0.15789 | 69.7095 | 61.951 | 69.2103 | 57.5713 | 57.0228 | 55.9667 | 58.1285 | 58.0025 | 55.2841 | 58.7393 | 66.6419 | 69.0358 | 0 | 653.4133 | 599.8058 | 663.6392 | 647.9919 | 663.0057 | 654.852 | 665.3088 | 681.2668 | 641.2842 | 670.2593 | 621.1638 | 641.5628 | 0.55682
LOEven20 | NR | Compressors | Commercial | Compressed Air | 0.62476 | 0.342 | 8316.5698 | 65.6926 | Commercial Building | Compressors-NR, Rotary-Commercial Building-CS->VS, Post-Standard | 0 | 0 | 0 | 0.0020536 | 0.0025959 | 0.0031497 | 0.003715 | 0.0042919 | 0.0048803 | 0.00548 | 0.0060914 | 0.0067146 | 0.0073494 | 0.0079955 | 0.0086532 | 0.013709 | 0.013844 | 0.01398 | 0.014114 | 0.014243 | 0.14249 | 67.8792 | 60.3244 | 67.3931 | 56.0597 | 55.5257 | 54.4972 | 56.6022 | 56.4796 | 53.8325 | 57.1971 | 64.8921 | 67.2232 | 0 | 636.2573 | 584.0574 | 646.2147 | 630.9782 | 645.5978 | 637.6582 | 647.8405 | 663.3795 | 624.4467 | 652.661 | 604.8545 | 624.718 | 0.56428
LOEven20 | NR | Compressors | Commercial | Compressed Air | 0.023132 | 0.012663 | 307.9274 | 74.8112 | Commercial Building | Compressors-NR, Reciprocating-Commercial Building-CS->CS, No Standard Established | 0.032323 | 0.065362 | 0.099066 | 0.13342 | 0.16838 | 0.20392 | 0.24001 | 0.27668 | 0.31393 | 0.35185 | 0.39061 | 0.51736 | 0.56099 | 0.60504 | 0.64962 | 0.69451 | 0.73959 | 0.78473 | 0.82983 | 0.8744 | 7.4698 | 2.5133 | 2.2336 | 2.4953 | 2.0757 | 2.0559 | 2.0178 | 2.0957 | 2.0912 | 1.9932 | 2.1178 | 2.4027 | 2.489 | 0 | 23.5579 | 21.6252 | 23.9266 | 23.3625 | 23.9038 | 23.6098 | 23.9868 | 24.5621 | 23.1206 | 24.1653 | 22.3952 | 23.1307 | 0.49481
LO20Fast | NR | Bi-Level Stairwell Lighting | Commercial | Lighting | 0.36206 | 0.29064 | 4104.1395 | 51.5004 | Bi-Level Stairwell Lighting-NR | NR_LFStairwell8760_Fix_Repl_from LFTube to LINEAR_LEDPanel_CONTR | 0.10113 | 0.17125 | 0.21914 | 0.25588 | 0.28766 | 0.31474 | 0.33753 | 0.3565 | 0.37212 | 0.38483 | 0.39507 | 0.40258 | 0.40799 | 0.41177 | 0.41428 | 0.41582 | 0.4166 | 0.41755 | 0.41785 | 0.41898 | 6.6606 | 61.5126 | 55.1103 | 61.4903 | 50.2016 | 50.0925 | 48.1262 | 48.7015 | 48.6865 | 49.1551 | 52.0459 | 57.4509 | 61.3484 | 0 | 297.5933 | 265.1338 | 293.3567 | 289.6329 | 295.3097 | 284.0912 | 287.8271 | 289.6277 | 283.8304 | 297.6678 | 281.0051 | 295.142 | 0.76921
LO20Fast | NR | Bi-Level Stairwell Lighting | Commercial | Lighting | 0.13477 | 0.10819 | 1527.713 | 69.2567 | Bi-Level Stairwell Lighting-NR | NR_LFStairwell3600_Fix_Repl_from LFTube to LINEAR_LEDPanel_CONTR | 0.01179 | 0.019966 | 0.025548 | 0.029833 | 0.033537 | 0.036694 | 0.039352 | 0.041563 | 0.043384 | 0.044866 | 0.04606 | 0.046936 | 0.047566 | 0.048006 | 0.0483 | 0.048479 | 0.04857 | 0.048681 | 0.048716 | 0.048848 | 0.77653 | 22.8973 | 20.5141 | 22.889 | 18.6869 | 18.6463 | 17.9144 | 18.1285 | 18.1229 | 18.2974 | 19.3734 | 21.3854 | 22.8362 | 0 | 110.7753 | 98.6927 | 109.1982 | 107.8121 | 109.9252 | 105.7493 | 107.1399 | 107.8102 | 105.6522 | 110.803 | 104.6005 | 109.8628 | 0.54023
LOEven20 | NR | Chiller-Upgrade | Commercial | HVAC | 2.0704e-05 | 5.7412e-06 | 0.16495 | 48.6859 | Large Off | Chiller-Upgrade-NR-Large Off | 0.0063647 | 0.012691 | 0.01898 | 0.02523 | 0.031443 | 0.037619 | 0.043757 | 0.049858 | 0.055922 | 0.061949 | 0.067939 | 0.073893 | 0.079811 | 0.085692 | 0.091538 | 0.097347 | 0.10312 | 0.10886 | 0.11456 | 0.12023 | 2.4046 | 0.00043053 | 0.00029894 | 0.00044382 | 0.00042953 | 0.00089656 | 0.0016221 | 0.0040882 | 0.0043288 | 0.0017818 | 0.00062883 | 0.00039374 | 0.0004026 | 0 | 0.0050289 | 0.0037273 | 0.0059849 | 0.0058762 | 0.012092 | 0.017846 | 0.031191 | 0.031319 | 0.017769 | 0.0089838 | 0.005034 | 0.0043504 | 0.78454
LOEven20 | NR | Chiller-Upgrade | Commercial | HVAC | 1.9373e-05 | 5.3719e-06 | 0.15434 | 48.6859 | Medium Off | Chiller-Upgrade-NR-Medium Off | 0.0005916 | 0.0011796 | 0.0017642 | 0.0023452 | 0.0029226 | 0.0034967 | 0.0040672 | 0.0046343 | 0.0051979 | 0.0057581 | 0.0063149 | 0.0068684 | 0.0074184 | 0.0079651 | 0.0085084 | 0.0090484 | 0.0095851 | 0.010118 | 0.010649 | 0.011175 | 0.22351 | 0.00040284 | 0.00027972 | 0.00041527 | 0.00040191 | 0.0008389 | 0.0015178 | 0.0038253 | 0.0040504 | 0.0016672 | 0.00058838 | 0.00036841 | 0.00037671 | 0 | 0.0047055 | 0.0034876 | 0.0056 | 0.0054983 | 0.011314 | 0.016698 | 0.029185 | 0.029305 | 0.016626 | 0.008406 | 0.0047102 | 0.0040706 | 0.78454
LOEven20 | NR | Chiller-Upgrade | Commercial | HVAC | 8.5252e-06 | 2.364e-06 | 0.067919 | 48.6859 | Small Off | Chiller-Upgrade-NR-Small Off | 0 | 0 | 0 | 0 | 0 | 0 | 0 | 0 | 0 | 0 | 0 | 0 | 0 | 0 | 0 | 0 | 0 | 0 | 0 | 0 | 0 | 0.00017728 | 0.00012309 | 0.00018275 | 0.00017687 | 0.00036917 | 0.00066794 | 0.0016834 | 0.0017824 | 0.00073368 | 0.00025893 | 0.00016213 | 0.00016578 | 0 | 0.0020707 | 0.0015348 | 0.0024644 | 0.0024196 | 0.0049789 | 0.0073482 | 0.012843 | 0.012896 | 0.0073166 | 0.0036992 | 0.0020728 | 0.0017913 | 0.78454
LOEven20 | NR | Chiller-Upgrade | Commercial | HVAC | 1.5544e-05 | 4.3104e-06 | 0.12384 | 48.6859 | XLarge Ret | Chiller-Upgrade-NR-XLarge Ret | 0.0003588 | 0.00071429 | 0.0010665 | 0.0014155 | 0.0017612 | 0.0021037 | 0.0024431 | 0.0027792 | 0.0031122 | 0.0034421 | 0.0037689 | 0.0040926 | 0.0044133 | 0.0047309 | 0.0050455 | 0.0053571 | 0.0056658 | 0.0059715 | 0.0062742 | 0.0065741 | 0.13148 | 0.00032323 | 0.00022444 | 0.00033321 | 0.00032249 | 0.00067313 | 0.0012179 | 0.0030694 | 0.00325 | 0.0013378 | 0.00047212 | 0.00029561 | 0.00030227 | 0 | 0.0037757 | 0.0027984 | 0.0044934 | 0.0044118 | 0.0090783 | 0.013398 | 0.023418 | 0.023514 | 0.013341 | 0.0067449 | 0.0037794 | 0.0032662 | 0.78454
LOEven20 | NR | Chiller-Upgrade | Commercial | HVAC | 1.3125e-05 | 3.6394e-06 | 0.10456 | 48.6859 | Large Ret | Chiller-Upgrade-NR-Large Ret | 0 | 0 | 0 | 0 | 0 | 0 | 0 | 0 | 0 | 0 | 0 | 0 | 0 | 0 | 0 | 0 | 0 | 0 | 0 | 0 | 0 | 0.00027292 | 0.00018951 | 0.00028134 | 0.00027229 | 0.00056835 | 0.0010283 | 0.0025916 | 0.0027441 | 0.0011295 | 0.00039863 | 0.0002496 | 0.00025522 | 0 | 0.0031879 | 0.0023628 | 0.0037939 | 0.003725 | 0.0076652 | 0.011313 | 0.019772 | 0.019854 | 0.011264 | 0.005695 | 0.0031911 | 0.0027578 | 0.78454
LOEven20 | NR | Chiller-Upgrade | Commercial | HVAC | 6.4495e-06 | 1.7884e-06 | 0.051382 | 48.6859 | Medium Ret | Chiller-Upgrade-NR-Medium Ret | 0 | 0 | 0 | 0 | 0 | 0 | 0 | 0 | 0 | 0 | 0 | 0 | 0 | 0 | 0 | 0 | 0 | 0 | 0 | 0 | 0 | 0.00013411 | 9.3123e-05 | 0.00013825 | 0.0001338 | 0.00027928 | 0.00050531 | 0.0012735 | 0.0013484 | 0.00055505 | 0.00019588 | 0.00012265 | 0.00012541 | 0 | 0.0015666 | 0.0011611 | 0.0018643 | 0.0018305 | 0.0037667 | 0.0055591 | 0.0097162 | 0.0097562 | 0.0055351 | 0.0027985 | 0.0015681 | 0.0013552 | 0.78454
LOEven20 | NR | Chiller-Upgrade | Commercial | HVAC | 4.3882e-06 | 1.2168e-06 | 0.03496 | 48.6859 | Small Ret | Chiller-Upgrade-NR-Small Ret | 0 | 0 | 0 | 0 | 0 | 0 | 0 | 0 | 0 | 0 | 0 | 0 | 0 | 0 | 0 | 0 | 0 | 0 | 0 | 0 | 0 | 9.125e-05 | 6.3361e-05 | 9.4067e-05 | 9.1039e-05 | 0.00019002 | 0.00034381 | 0.00086648 | 0.00091747 | 0.00037765 | 0.00013328 | 8.3451e-05 | 8.5331e-05 | 0 | 0.0010659 | 0.00078999 | 0.0012685 | 0.0012454 | 0.0025628 | 0.0037824 | 0.0066108 | 0.006638 | 0.0037661 | 0.0019041 | 0.0010669 | 0.00092205 | 0.78454
LOEven20 | NR | Chiller-Upgrade | Commercial | HVAC | 1.2046e-06 | 3.3403e-07 | 0.0095968 | 48.6859 | School K-12 | Chiller-Upgrade-NR-School K-12 | 0.00019721 | 0.0003936 | 0.00058916 | 0.00078389 | 0.00097781 | 0.0011709 | 0.0013632 | 0.0015547 | 0.0017453 | 0.0019352 | 0.0021242 | 0.0023125 | 0.0024999 | 0.0026866 | 0.0028724 | 0.0030575 | 0.0032417 | 0.0034252 | 0.0036079 | 0.0037898 | 0.075797 | 2.5048e-05 | 1.7393e-05 | 2.5822e-05 | 2.4991e-05 | 5.2163e-05 | 9.4377e-05 | 0.00023785 | 0.00025185 | 0.00010367 | 3.6586e-05 | 2.2908e-05 | 2.3424e-05 | 0 | 0.00029259 | 0.00021686 | 0.00034821 | 0.00034188 | 0.00070351 | 0.0010383 | 0.0018147 | 0.0018222 | 0.0010338 | 0.00052268 | 0.00029288 | 0.00025311 | 0.78454
LOEven20 | NR | Chiller-Upgrade | Commercial | HVAC | 4.2053e-06 | 1.1661e-06 | 0.033503 | 48.6859 | University | Chiller-Upgrade-NR-University | 0.00029223 | 0.00058305 | 0.00087248 | 0.0011605 | 0.0014472 | 0.0017324 | 0.0020163 | 0.0022988 | 0.00258 | 0.0028598 | 0.0031382 | 0.0034153 | 0.003691 | 0.0039654 | 0.0042384 | 0.0045101 | 0.0047805 | 0.0050496 | 0.0053173 | 0.0055837 | 0.11167 | 8.7447e-05 | 6.072e-05 | 9.0147e-05 | 8.7245e-05 | 0.00018211 | 0.00032948 | 0.00083038 | 0.00087924 | 0.00036191 | 0.00012772 | 7.9974e-05 | 8.1775e-05 | 0 | 0.0010215 | 0.00075707 | 0.0012156 | 0.0011935 | 0.002456 | 0.0036247 | 0.0063354 | 0.0063614 | 0.0036091 | 0.0018247 | 0.0010225 | 0.00088363 | 0.78454
LOEven20 | NR | Chiller-Upgrade | Commercial | HVAC | 4.1439e-08 | 1.1491e-08 | 0.00033014 | 48.6859 | Warehouse | Chiller-Upgrade-NR-Warehouse | 0 | 0 | 0 | 0 | 0 | 0 | 0 | 0 | 0 | 0 | 0 | 0 | 0 | 0 | 0 | 0 | 0 | 0 | 0 | 0 | 0 | 8.6169e-07 | 5.9833e-07 | 8.8829e-07 | 8.597e-07 | 1.7944e-06 | 3.2466e-06 | 8.1824e-06 | 8.6639e-06 | 3.5662e-06 | 1.2586e-06 | 7.8805e-07 | 8.058e-07 | 0 | 1.0065e-05 | 7.46e-06 | 1.1979e-05 | 1.1761e-05 | 2.4201e-05 | 3.5718e-05 | 6.2427e-05 | 6.2684e-05 | 3.5564e-05 | 1.7981e-05 | 1.0075e-05 | 8.7071e-06 | 0.78454
LOEven20 | NR | Chiller-Upgrade | Commercial | HVAC | 3.3157e-06 | 9.1942e-07 | 0.026415 | 48.6859 | Supermarket | Chiller-Upgrade-NR-Supermarket | 3.6516e-06 | 7.2687e-06 | 1.0852e-05 | 1.44e-05 | 1.7916e-05 | 2.1397e-05 | 2.4846e-05 | 2.8261e-05 | 3.1644e-05 | 3.4994e-05 | 3.8311e-05 | 4.1597e-05 | 4.485e-05 | 4.8073e-05 | 5.1263e-05 | 5.4423e-05 | 5.7551e-05 | 6.0649e-05 | 6.3716e-05 | 6.6753e-05 | 0.0013351 | 6.8947e-05 | 4.7874e-05 | 7.1075e-05 | 6.8788e-05 | 0.00014358 | 0.00025978 | 0.0006547 | 0.00069323 | 0.00028535 | 0.0001007 | 6.3055e-05 | 6.4475e-05 | 0 | 0.00080536 | 0.00059691 | 0.00095845 | 0.00094104 | 0.0019364 | 0.0028579 | 0.0049951 | 0.0050156 | 0.0028456 | 0.0014387 | 0.00080617 | 0.00069669 | 0.78454
LOEven20 | NR | Chiller-Upgrade | Commercial | HVAC | 5.127e-06 | 1.4217e-06 | 0.040847 | 48.6859 | MiniMart | Chiller-Upgrade-NR-MiniMart | 0 | 0 | 0 | 0 | 0 | 0 | 0 | 0 | 0 | 0 | 0 | 0 | 0 | 0 | 0 | 0 | 0 | 0 | 0 | 0 | 0 | 0.00010661 | 7.4029e-05 | 0.0001099 | 0.00010637 | 0.00022202 | 0.0004017 | 0.0010124 | 0.0010719 | 0.00044124 | 0.00015572 | 9.7502e-05 | 9.9699e-05 | 0 | 0.0012453 | 0.000923 | 0.0014821 | 0.0014551 | 0.0029943 | 0.0044192 | 0.0077239 | 0.0077557 | 0.0044002 | 0.0022247 | 0.0012466 | 0.0010773 | 0.78454
LOEven20 | NR | Chiller-Upgrade | Commercial | HVAC | 2.1422e-05 | 5.9402e-06 | 0.17066 | 48.6859 | Restaurant | Chiller-Upgrade-NR-Restaurant | 0 | 0 | 0 | 0 | 0 | 0 | 0 | 0 | 0 | 0 | 0 | 0 | 0 | 0 | 0 | 0 | 0 | 0 | 0 | 0 | 0 | 0.00044545 | 0.00030931 | 0.0004592 | 0.00044442 | 0.00092764 | 0.0016784 | 0.0042299 | 0.0044788 | 0.0018436 | 0.00065063 | 0.00040738 | 0.00041656 | 0 | 0.0052033 | 0.0038565 | 0.0061924 | 0.0060799 | 0.012511 | 0.018464 | 0.032272 | 0.032405 | 0.018385 | 0.0092952 | 0.0052085 | 0.0045012 | 0.78454
LOEven20 | NR | Chiller-Upgrade | Commercial | HVAC | 1.0812e-05 | 2.9981e-06 | 0.086137 | 48.6859 | Lodging | Chiller-Upgrade-NR-Lodging | 0.0006088 | 0.0012131 | 0.0018129 | 0.0024083 | 0.0029992 | 0.0035857 | 0.0041678 | 0.0047456 | 0.0053191 | 0.0058882 | 0.0064531 | 0.0070137 | 0.00757 | 0.0081222 | 0.0086701 | 0.0092139 | 0.0097535 | 0.010289 | 0.010821 | 0.011348 | 0.22696 | 0.00022483 | 0.00015611 | 0.00023177 | 0.00022431 | 0.00046819 | 0.0008471 | 0.0021349 | 0.0022605 | 0.00093048 | 0.00032838 | 0.00020561 | 0.00021024 | 0 | 0.0026262 | 0.0019464 | 0.0031254 | 0.0030686 | 0.0063144 | 0.0093192 | 0.016288 | 0.016355 | 0.0092791 | 0.0046914 | 0.0026288 | 0.0022718 | 0.78454
LOEven20 | NR | Chiller-Upgrade | Commercial | HVAC | 0.00011586 | 3.2127e-05 | 0.92303 | 48.6859 | Hospital | Chiller-Upgrade-NR-Hospital | 0.015735 | 0.03134 | 0.046817 | 0.062167 | 0.077391 | 0.092488 | 0.10746 | 0.12231 | 0.13703 | 0.15163 | 0.16611 | 0.18047 | 0.19471 | 0.20883 | 0.22283 | 0.23671 | 0.25047 | 0.26412 | 0.27765 | 0.29106 | 5.8212 | 0.0024092 | 0.0016729 | 0.0024836 | 0.0024036 | 0.0050171 | 0.0090774 | 0.022877 | 0.024223 | 0.0099709 | 0.0035189 | 0.0022033 | 0.0022529 | 0 | 0.028142 | 0.020858 | 0.033491 | 0.032883 | 0.067664 | 0.099863 | 0.17454 | 0.17526 | 0.099433 | 0.050273 | 0.02817 | 0.024344 | 0.78454
LOEven20 | NR | Chiller-Upgrade | Commercial | HVAC | 3.0859e-05 | 8.5569e-06 | 0.24585 | 48.6859 | Residential Care | Chiller-Upgrade-NR-Residential Care | 0.00045485 | 0.00090597 | 0.0013534 | 0.0017971 | 0.0022372 | 0.0026736 | 0.0031064 | 0.0035357 | 0.0039613 | 0.0043834 | 0.004802 | 0.005217 | 0.0056286 | 0.0060367 | 0.0064414 | 0.0068427 | 0.0072405 | 0.007635 | 0.0080261 | 0.0084139 | 0.16828 | 0.00064168 | 0.00044556 | 0.00066149 | 0.0006402 | 0.0013363 | 0.0024177 | 0.0060933 | 0.0064518 | 0.0026557 | 0.00093724 | 0.00058685 | 0.00060006 | 0 | 0.0074954 | 0.0055554 | 0.0089202 | 0.0087582 | 0.018022 | 0.026598 | 0.046489 | 0.04668 | 0.026484 | 0.01339 | 0.0075029 | 0.006484 | 0.78454
LOEven20 | NR | Chiller-Upgrade | Commercial | HVAC | 1.5598e-08 | 4.3253e-09 | 0.00012427 | 48.6859 | Assembly | Chiller-Upgrade-NR-Assembly | 1.6577e-06 | 3.3006e-06 | 4.9287e-06 | 6.5421e-06 | 8.141e-06 | 9.7253e-06 | 1.1295e-05 | 1.2851e-05 | 1.4393e-05 | 1.592e-05 | 1.7433e-05 | 1.8933e-05 | 2.0419e-05 | 2.1891e-05 | 2.3349e-05 | 2.4794e-05 | 2.6225e-05 | 2.7643e-05 | 2.9048e-05 | 3.044e-05 | 0.0006088 | 3.2435e-07 | 2.2522e-07 | 3.3436e-07 | 3.236e-07 | 6.7545e-07 | 1.2221e-06 | 3.08e-06 | 3.2612e-06 | 1.3424e-06 | 4.7375e-07 | 2.9663e-07 | 3.0331e-07 | 0 | 3.7887e-06 | 2.8081e-06 | 4.5089e-06 | 4.427e-06 | 9.1097e-06 | 1.3445e-05 | 2.3499e-05 | 2.3595e-05 | 1.3387e-05 | 6.7682e-06 | 3.7925e-06 | 3.2775e-06 | 0.78454
LOEven20 | NR | Chiller-Upgrade | Commercial | HVAC | 9.0152e-06 | 2.4999e-06 | 0.071823 | 48.6859 | Other | Chiller-Upgrade-NR-Other | 0.0010719 | 0.0021244 | 0.0031579 | 0.0041727 | 0.0051689 | 0.0061469 | 0.0071068 | 0.008049 | 0.0089736 | 0.0098809 | 0.010771 | 0.011645 | 0.012502 | 0.013342 | 0.014166 | 0.014975 | 0.015768 | 0.016545 | 0.017307 | 0.018054 | 0.36107 | 0.00018746 | 0.00013017 | 0.00019325 | 0.00018703 | 0.00039039 | 0.00070632 | 0.0017801 | 0.0018849 | 0.00077585 | 0.00027381 | 0.00017144 | 0.00017531 | 0 | 0.0021897 | 0.001623 | 0.002606 | 0.0025587 | 0.0052651 | 0.0077705 | 0.013581 | 0.013637 | 0.0077371 | 0.0039118 | 0.0021919 | 0.0018943 | 0.78454
Retro12Med | Retro | Chiller-System | Commercial | HVAC | 1.1555e-05 | 3.2043e-06 | 0.09206 | 10.9818 | Large Off | Chiller-System-Retro-Large Off | 0.15541 | 0.15494 | 0.15448 | 0.15402 | 0.15355 | 0.13778 | 0.1099 | 0.087654 | 0.069913 | 0.055762 | 0.044476 | 0.035474 | 0.028294 | 0.022567 | 0.018 | 0.014357 | 9.7629e-05 | 3.4763e-05 | 1.1815e-05 | 3.8413e-06 | 1.3511 | 0.00024029 | 0.00016685 | 0.0002477 | 0.00023973 | 0.00050039 | 0.00090535 | 0.0022817 | 0.002416 | 0.00099447 | 0.00035096 | 0.00021975 | 0.0002247 | 0 | 0.0028068 | 0.0020803 | 0.0033403 | 0.0032796 | 0.0067486 | 0.00996 | 0.017408 | 0.01748 | 0.0099172 | 0.005014 | 0.0028096 | 0.002428 | 1.7138
Retro12Med | Retro | Chiller-System | Commercial | HVAC | 1.0812e-05 | 2.9982e-06 | 0.08614 | 9.0872 | Medium Off | Chiller-System-Retro-Medium Off | 0.014445 | 0.014402 | 0.014359 | 0.014316 | 0.014273 | 0.012807 | 0.010215 | 0.0081474 | 0.0064984 | 0.0051831 | 0.004134 | 0.0032973 | 0.0026299 | 0.0020976 | 0.0016731 | 0.0013344 | 9.0746e-06 | 3.2312e-06 | 1.0982e-06 | 3.5705e-07 | 0.12497 | 0.00022483 | 0.00015612 | 0.00023177 | 0.00022431 | 0.00046821 | 0.00084712 | 0.002135 | 0.0022606 | 0.00093051 | 0.00032839 | 0.00020562 | 0.00021025 | 0 | 0.0026262 | 0.0019465 | 0.0031255 | 0.0030687 | 0.0063146 | 0.0093195 | 0.016289 | 0.016356 | 0.0092793 | 0.0046915 | 0.0026289 | 0.0022719 | 1.8187
Retro12Med | Retro | Chiller-System | Commercial | HVAC | 4.7581e-06 | 1.3194e-06 | 0.037907 | 2.3265 | Small Off | Chiller-System-Retro-Small Off | 0 | 0 | 0 | 0 | 0 | 0 | 0 | 0 | 0 | 0 | 0 | 0 | 0 | 0 | 0 | 0 | 0 | 0 | 0 | 0 | 0 | 9.8941e-05 | 6.8701e-05 | 0.000102 | 9.8713e-05 | 0.00020604 | 0.00037279 | 0.00093952 | 0.00099481 | 0.00040948 | 0.00014451 | 9.0486e-05 | 9.2524e-05 | 0 | 0.0011557 | 0.00085658 | 0.0013754 | 0.0013504 | 0.0027788 | 0.0041012 | 0.0071681 | 0.0071976 | 0.0040835 | 0.0020646 | 0.0011569 | 0.00099977 | 2.327
Retro12Med | Retro | Chiller-System | Commercial | HVAC | 2.0269e-05 | 5.6205e-06 | 0.16148 | 6.6318 | XLarge Ret | Chiller-System-Retro-XLarge Ret | 0.020468 | 0.020374 | 0.020281 | 0.020187 | 0.020094 | 0.018002 | 0.014335 | 0.011415 | 0.0090903 | 0.0072388 | 0.0057644 | 0.0045903 | 0.0036553 | 0.0029108 | 0.0023179 | 0.0018458 | 1.2532e-05 | 4.4551e-06 | 1.5118e-06 | 4.9071e-07 | 0.17172 | 0.00042148 | 0.00029266 | 0.00043449 | 0.00042051 | 0.00087772 | 0.001588 | 0.0040023 | 0.0042378 | 0.0017444 | 0.00061561 | 0.00038546 | 0.00039414 | 0 | 0.0049233 | 0.003649 | 0.0058591 | 0.0057527 | 0.011838 | 0.017471 | 0.030535 | 0.030661 | 0.017395 | 0.008795 | 0.0049282 | 0.0042589 | 1.9754
Retro12Med | Retro | Chiller-System | Commercial | HVAC | 1.7114e-05 | 4.7456e-06 | 0.13634 | 6.6318 | Large Ret | Chiller-System-Retro-Large Ret | 0 | 0 | 0 | 0 | 0 | 0 | 0 | 0 | 0 | 0 | 0 | 0 | 0 | 0 | 0 | 0 | 0 | 0 | 0 | 0 | 0 | 0.00035587 | 0.00024711 | 0.00036686 | 0.00035505 | 0.00074109 | 0.0013408 | 0.0033793 | 0.0035781 | 0.0014728 | 0.00051979 | 0.00032546 | 0.00033279 | 0 | 0.0041569 | 0.003081 | 0.0049471 | 0.0048572 | 0.0099949 | 0.014751 | 0.025782 | 0.025888 | 0.014688 | 0.0074259 | 0.0041611 | 0.003596 | 1.9754
Retro12Med | Retro | Chiller-System | Commercial | HVAC | 8.4098e-06 | 2.332e-06 | 0.067 | 5.4598 | Medium Ret | Chiller-System-Retro-Medium Ret | 0 | 0 | 0 | 0 | 0 | 0 | 0 | 0 | 0 | 0 | 0 | 0 | 0 | 0 | 0 | 0 | 0 | 0 | 0 | 0 | 0 | 0.00017488 | 0.00012143 | 0.00018027 | 0.00017447 | 0.00036417 | 0.00065889 | 0.0016606 | 0.0017583 | 0.00072375 | 0.00025542 | 0.00015993 | 0.00016353 | 0 | 0.0020427 | 0.001514 | 0.002431 | 0.0023868 | 0.0049115 | 0.0072487 | 0.012669 | 0.012721 | 0.0072175 | 0.0036491 | 0.0020447 | 0.0017671 | 2.0602
Retro12Med | Retro | Chiller-System | Commercial | HVAC | 5.722e-06 | 1.5867e-06 | 0.045586 | 5.4598 | Small Ret | Chiller-System-Retro-Small Ret | 0 | 0 | 0 | 0 | 0 | 0 | 0 | 0 | 0 | 0 | 0 | 0 | 0 | 0 | 0 | 0 | 0 | 0 | 0 | 0 | 0 | 0.00011898 | 8.2619e-05 | 0.00012266 | 0.00011871 | 0.00024778 | 0.00044831 | 0.0011298 | 0.0011963 | 0.00049244 | 0.00017379 | 0.00010882 | 0.00011127 | 0 | 0.0013898 | 0.0010301 | 0.001654 | 0.001624 | 0.0033418 | 0.004932 | 0.0086202 | 0.0086556 | 0.0049107 | 0.0024828 | 0.0013912 | 0.0012023 | 2.0602
Retro12Med | Retro | Chiller-System | Commercial | HVAC | 3.8874e-06 | 1.078e-06 | 0.03097 | 4.1443 | School K-12 | Chiller-System-Retro-School K-12 | 0.027844 | 0.027786 | 0.027727 | 0.027669 | 0.027611 | 0.024798 | 0.019797 | 0.015804 | 0.012617 | 0.010072 | 0.0080408 | 0.0064191 | 0.0051245 | 0.004091 | 0.0032659 | 0.0026073 | 1.7746e-05 | 6.3246e-06 | 2.1516e-06 | 7.0013e-07 | 0.24525 | 8.0836e-05 | 5.613e-05 | 8.3331e-05 | 8.0649e-05 | 0.00016834 | 0.00030457 | 0.0007676 | 0.00081277 | 0.00033455 | 0.00011807 | 7.3928e-05 | 7.5593e-05 | 0 | 0.00094423 | 0.00069983 | 0.0011237 | 0.0011033 | 0.0022703 | 0.0033507 | 0.0058564 | 0.0058805 | 0.0033363 | 0.0016868 | 0.00094518 | 0.00081682 | 2.1644
Retro12Med | Retro | Chiller-System | Commercial | HVAC | 1.3571e-05 | 3.7633e-06 | 0.10812 | 7.2138 | University | Chiller-System-Retro-University | 0.041259 | 0.04116 | 0.041061 | 0.040963 | 0.040864 | 0.03669 | 0.029281 | 0.023369 | 0.01865 | 0.014884 | 0.011879 | 0.0094803 | 0.0075661 | 0.0060383 | 0.0048191 | 0.003846 | 2.617e-05 | 9.3239e-06 | 3.171e-06 | 1.0315e-06 | 0.36115 | 0.00028221 | 0.00019595 | 0.00029092 | 0.00028155 | 0.00058769 | 0.0010633 | 0.0026798 | 0.0028375 | 0.001168 | 0.00041219 | 0.00025809 | 0.0002639 | 0 | 0.0032964 | 0.0024432 | 0.003923 | 0.0038518 | 0.007926 | 0.011698 | 0.020445 | 0.020529 | 0.011647 | 0.0058888 | 0.0032997 | 0.0028516 | 1.9359
Retro12Med | Retro | Chiller-System | Commercial | HVAC | 5.4034e-08 | 1.4983e-08 | 0.00043048 | 3.6458 | Warehouse | Chiller-System-Retro-Warehouse | 0 | 0 | 0 | 0 | 0 | 0 | 0 | 0 | 0 | 0 | 0 | 0 | 0 | 0 | 0 | 0 | 0 | 0 | 0 | 0 | 0 | 1.1236e-06 | 7.8018e-07 | 1.1583e-06 | 1.121e-06 | 2.3398e-06 | 4.2334e-06 | 1.0669e-05 | 1.1297e-05 | 4.6502e-06 | 1.6411e-06 | 1.0276e-06 | 1.0507e-06 | 0 | 1.3125e-05 | 9.7275e-06 | 1.5619e-05 | 1.5336e-05 | 3.1557e-05 | 4.6574e-05 | 8.1402e-05 | 8.1737e-05 | 4.6373e-05 | 2.3446e-05 | 1.3138e-05 | 1.1354e-05 | 2.2066
Retro12Med | Retro | Chiller-System | Commercial | HVAC | 4.3234e-06 | 1.1989e-06 | 0.034444 | 11.8066 | Supermarket | Chiller-System-Retro-Supermarket | 0.00020831 | 0.00020733 | 0.00020635 | 0.00020538 | 0.00020441 | 0.0001831 | 0.00014579 | 0.00011608 | 9.2425e-05 | 7.3591e-05 | 5.8595e-05 | 4.6655e-05 | 3.7148e-05 | 2.9578e-05 | 2.3551e-05 | 1.8752e-05 | 1.273e-07 | 4.5248e-08 | 1.5353e-08 | 4.9827e-09 | 0.0017411 | 8.9903e-05 | 6.2426e-05 | 9.2678e-05 | 8.9695e-05 | 0.00018722 | 0.00033873 | 0.0008537 | 0.00090393 | 0.00037208 | 0.00013131 | 8.222e-05 | 8.4072e-05 | 0 | 0.0010501 | 0.00077833 | 0.0012498 | 0.0012271 | 0.002525 | 0.0037265 | 0.0065133 | 0.0065401 | 0.0037105 | 0.001876 | 0.0010512 | 0.00090844 | 1.6718
Retro12Med | Retro | Chiller-System | Commercial | HVAC | 6.6854e-06 | 1.8538e-06 | 0.053262 | 11.8066 | MiniMart | Chiller-System-Retro-MiniMart | 0 | 0 | 0 | 0 | 0 | 0 | 0 | 0 | 0 | 0 | 0 | 0 | 0 | 0 | 0 | 0 | 0 | 0 | 0 | 0 | 0 | 0.00013902 | 9.6529e-05 | 0.00014331 | 0.0001387 | 0.0002895 | 0.00052379 | 0.0013201 | 0.0013978 | 0.00057535 | 0.00020305 | 0.00012714 | 0.00013 | 0 | 0.0016238 | 0.0012035 | 0.0019325 | 0.0018974 | 0.0039044 | 0.0057624 | 0.010072 | 0.010113 | 0.0057376 | 0.0029009 | 0.0016255 | 0.0014047 | 1.6718
Retro12Med | Retro | Chiller-System | Commercial | HVAC | 2.7933e-05 | 7.7456e-06 | 0.22254 | 4.3838 | Restaurant | Chiller-System-Retro-Restaurant | 0 | 0 | 0 | 0 | 0 | 0 | 0 | 0 | 0 | 0 | 0 | 0 | 0 | 0 | 0 | 0 | 0 | 0 | 0 | 0 | 0 | 0.00058084 | 0.00040332 | 0.00059878 | 0.0005795 | 0.0012096 | 0.0021885 | 0.0055156 | 0.0058401 | 0.0024039 | 0.00084838 | 0.00053121 | 0.00054317 | 0 | 0.0067848 | 0.0050286 | 0.0080745 | 0.0079278 | 0.016313 | 0.024076 | 0.042081 | 0.042254 | 0.023973 | 0.01212 | 0.0067916 | 0.0058693 | 2.1446
Retro12Med | Retro | Chiller-System | Commercial | HVAC | 1.5559e-05 | 4.3145e-06 | 0.12396 | 10.1255 | Lodging | Chiller-System-Retro-Lodging | 0.038329 | 0.038188 | 0.038046 | 0.037905 | 0.037765 | 0.033863 | 0.02699 | 0.021512 | 0.017146 | 0.013666 | 0.010892 | 0.0086817 | 0.0069197 | 0.0055153 | 0.0043959 | 0.0035037 | 2.3809e-05 | 8.4719e-06 | 2.8775e-06 | 9.3483e-07 | 0.32724 | 0.00032354 | 0.00022466 | 0.00033353 | 0.00032279 | 0.00067376 | 0.001219 | 0.0030723 | 0.0032531 | 0.001339 | 0.00047256 | 0.00029589 | 0.00030256 | 0 | 0.0037792 | 0.0028011 | 0.0044977 | 0.004416 | 0.0090869 | 0.013411 | 0.02344 | 0.023536 | 0.013353 | 0.0067513 | 0.003783 | 0.0032693 | 1.7597
Retro12Med | Retro | Chiller-System | Commercial | HVAC | 9.0148e-05 | 2.4998e-05 | 0.7182 | 10.6179 | Hospital | Chiller-System-Retro-Hospital | 0.53562 | 0.53342 | 0.53124 | 0.52906 | 0.52689 | 0.47226 | 0.37626 | 0.29977 | 0.23883 | 0.19028 | 0.1516 | 0.12078 | 0.096232 | 0.07667 | 0.061084 | 0.048667 | 0.00033059 | 0.00011758 | 3.9921e-05 | 1.2964e-05 | 4.6772 | 0.0018746 | 0.0013016 | 0.0019324 | 0.0018702 | 0.0039037 | 0.0070629 | 0.0178 | 0.018848 | 0.0077582 | 0.002738 | 0.0017144 | 0.001753 | 0 | 0.021896 | 0.016229 | 0.026059 | 0.025585 | 0.052648 | 0.077702 | 0.13581 | 0.13637 | 0.077367 | 0.039116 | 0.021918 | 0.018942 | 1.733
Retro12Med | Retro | Chiller-System | Commercial | HVAC | 2.401e-05 | 6.658e-06 | 0.19129 | 10.4316 | Residential Care | Chiller-System-Retro-Residential Care | 0.015484 | 0.01542 | 0.015357 | 0.015294 | 0.015231 | 0.013652 | 0.010877 | 0.0086657 | 0.0069041 | 0.0055007 | 0.0043825 | 0.0034916 | 0.0027818 | 0.0022163 | 0.0017658 | 0.0014069 | 9.5565e-06 | 3.399e-06 | 1.154e-06 | 3.7477e-07 | 0.13115 | 0.00049928 | 0.00034668 | 0.0005147 | 0.00049813 | 0.0010397 | 0.0018812 | 0.0047411 | 0.0050201 | 0.0020664 | 0.00072925 | 0.00045661 | 0.0004669 | 0 | 0.005832 | 0.0043225 | 0.0069407 | 0.0068146 | 0.014023 | 0.020696 | 0.036172 | 0.036321 | 0.020606 | 0.010418 | 0.0058379 | 0.0050451 | 1.743
Retro12Med | Retro | Chiller-System | Commercial | HVAC | 1.1936e-07 | 3.3097e-08 | 0.0009509 | 7.3137 | Assembly | Chiller-System-Retro-Assembly | 0.00055497 | 0.00055248 | 0.00055 | 0.00054753 | 0.00054508 | 0.00048837 | 0.00038894 | 0.00030976 | 0.00024669 | 0.00019647 | 0.00015647 | 0.00012461 | 9.9244e-05 | 7.9039e-05 | 6.2948e-05 | 5.0132e-05 | 3.4041e-07 | 1.2103e-07 | 4.1074e-08 | 1.3334e-08 | 0.0046755 | 2.4819e-06 | 1.7234e-06 | 2.5586e-06 | 2.4762e-06 | 5.1685e-06 | 9.3514e-06 | 2.3568e-05 | 2.4955e-05 | 1.0272e-05 | 3.6251e-06 | 2.2698e-06 | 2.321e-06 | 0 | 2.8991e-05 | 2.1487e-05 | 3.4502e-05 | 3.3875e-05 | 6.9707e-05 | 0.00010288 | 0.00017981 | 0.00018055 | 0.00010243 | 5.179e-05 | 2.902e-05 | 2.5079e-05 | 1.9293
Retro12Med | Retro | Chiller-System | Commercial | HVAC | 3.6238e-06 | 1.0049e-06 | 0.02887 | 7.3137 | Other | Chiller-System-Retro-Other | 0.01885 | 0.01868 | 0.018512 | 0.018345 | 0.01818 | 0.016215 | 0.012855 | 0.010192 | 0.0080799 | 0.0064057 | 0.0050785 | 0.0040262 | 0.003192 | 0.0025306 | 0.0020063 | 0.0015906 | 1.0751e-05 | 3.8052e-06 | 1.2855e-06 | 4.1543e-07 | 0.14578 | 7.5355e-05 | 5.2324e-05 | 7.7681e-05 | 7.5181e-05 | 0.00015692 | 0.00028392 | 0.00071555 | 0.00075766 | 0.00031187 | 0.00011006 | 6.8915e-05 | 7.0467e-05 | 0 | 0.00088021 | 0.00065238 | 0.0010475 | 0.0010285 | 0.0021164 | 0.0031235 | 0.0054593 | 0.0054818 | 0.0031101 | 0.0015724 | 0.00088109 | 0.00076144 | 1.9293
LOEven20 | New | Chiller-Upgrade | Commercial | HVAC | 2.0704e-05 | 5.7412e-06 | 0.16495 | 48.6859 | Large Off | Chiller-Upgrade-New-Large Off | 0.0018099 | 0.0035108 | 0.004297 | 0.0054341 | 0.0067133 | 0.0093732 | 0.011959 | 0.01516 | 0.018305 | 0.019882 | 0.02293 | 0.025743 | 0.025437 | 0.030581 | 0.032759 | 0.037768 | 0.040519 | 0.048111 | 0.042322 | 0.047392 | 0.45001 | 0.00043053 | 0.00029894 | 0.00044382 | 0.00042953 | 0.00089656 | 0.0016221 | 0.0040882 | 0.0043288 | 0.0017818 | 0.00062883 | 0.00039374 | 0.0004026 | 0 | 0.0050289 | 0.0037273 | 0.0059849 | 0.0058762 | 0.012092 | 0.017846 | 0.031191 | 0.031319 | 0.017769 | 0.0089838 | 0.005034 | 0.0043504 | 0.78454
LOEven20 | New | Chiller-Upgrade | Commercial | HVAC | 1.9373e-05 | 5.3719e-06 | 0.15434 | 48.6859 | Medium Off | Chiller-Upgrade-New-Medium Off | 0.00024473 | 0.00048244 | 0.00058846 | 0.00068916 | 0.0008666 | 0.0012969 | 0.0016134 | 0.0020401 | 0.0024657 | 0.0025525 | 0.003091 | 0.0034899 | 0.0033614 | 0.0041976 | 0.0042085 | 0.0050262 | 0.0053455 | 0.0063147 | 0.0054244 | 0.0060999 | 0.059399 | 0.00040284 | 0.00027972 | 0.00041527 | 0.00040191 | 0.0008389 | 0.0015178 | 0.0038253 | 0.0040504 | 0.0016672 | 0.00058838 | 0.00036841 | 0.00037671 | 0 | 0.0047055 | 0.0034876 | 0.0056 | 0.0054983 | 0.011314 | 0.016698 | 0.029185 | 0.029305 | 0.016626 | 0.008406 | 0.0047102 | 0.0040706 | 0.78454
LOEven20 | New | Chiller-Upgrade | Commercial | HVAC | 8.5252e-06 | 2.364e-06 | 0.067919 | 48.6859 | Small Off | Chiller-Upgrade-New-Small Off | 0 | 0 | 0 | 0 | 0 | 0 | 0 | 0 | 0 | 0 | 0 | 0 | 0 | 0 | 0 | 0 | 0 | 0 | 0 | 0 | 0 | 0.00017728 | 0.00012309 | 0.00018275 | 0.00017687 | 0.00036917 | 0.00066794 | 0.0016834 | 0.0017824 | 0.00073368 | 0.00025893 | 0.00016213 | 0.00016578 | 0 | 0.0020707 | 0.0015348 | 0.0024644 | 0.0024196 | 0.0049789 | 0.0073482 | 0.012843 | 0.012896 | 0.0073166 | 0.0036992 | 0.0020728 | 0.0017913 | 0.78454
LOEven20 | New | Chiller-Upgrade | Commercial | HVAC | 1.5544e-05 | 4.3104e-06 | 0.12384 | 48.6859 | XLarge Ret | Chiller-Upgrade-New-XLarge Ret | 5.8802e-05 | 0.0001168 | 0.00022176 | 0.00042806 | 0.00049553 | 0.00077802 | 0.00092179 | 0.00084528 | 0.0014669 | 0.0015048 | 0.0018033 | 0.001826 | 0.0021351 | 0.0022308 | 0.0024382 | 0.0025864 | 0.0028681 | 0.0027187 | 0.0028961 | 0.0029856 | 0.031326 | 0.00032323 | 0.00022444 | 0.00033321 | 0.00032249 | 0.00067313 | 0.0012179 | 0.0030694 | 0.00325 | 0.0013378 | 0.00047212 | 0.00029561 | 0.00030227 | 0 | 0.0037757 | 0.0027984 | 0.0044934 | 0.0044118 | 0.0090783 | 0.013398 | 0.023418 | 0.023514 | 0.013341 | 0.0067449 | 0.0037794 | 0.0032662 | 0.78454
LOEven20 | New | Chiller-Upgrade | Commercial | HVAC | 1.3125e-05 | 3.6394e-06 | 0.10456 | 48.6859 | Large Ret | Chiller-Upgrade-New-Large Ret | 0 | 0 | 0 | 0 | 0 | 0 | 0 | 0 | 0 | 0 | 0 | 0 | 0 | 0 | 0 | 0 | 0 | 0 | 0 | 0 | 0 | 0.00027292 | 0.00018951 | 0.00028134 | 0.00027229 | 0.00056835 | 0.0010283 | 0.0025916 | 0.0027441 | 0.0011295 | 0.00039863 | 0.0002496 | 0.00025522 | 0 | 0.0031879 | 0.0023628 | 0.0037939 | 0.003725 | 0.0076652 | 0.011313 | 0.019772 | 0.019854 | 0.011264 | 0.005695 | 0.0031911 | 0.0027578 | 0.78454
LOEven20 | New | Chiller-Upgrade | Commercial | HVAC | 6.4495e-06 | 1.7884e-06 | 0.051382 | 48.6859 | Medium Ret | Chiller-Upgrade-New-Medium Ret | 0 | 0 | 0 | 0 | 0 | 0 | 0 | 0 | 0 | 0 | 0 | 0 | 0 | 0 | 0 | 0 | 0 | 0 | 0 | 0 | 0 | 0.00013411 | 9.3123e-05 | 0.00013825 | 0.0001338 | 0.00027928 | 0.00050531 | 0.0012735 | 0.0013484 | 0.00055505 | 0.00019588 | 0.00012265 | 0.00012541 | 0 | 0.0015666 | 0.0011611 | 0.0018643 | 0.0018305 | 0.0037667 | 0.0055591 | 0.0097162 | 0.0097562 | 0.0055351 | 0.0027985 | 0.0015681 | 0.0013552 | 0.78454
LOEven20 | New | Chiller-Upgrade | Commercial | HVAC | 4.3882e-06 | 1.2168e-06 | 0.03496 | 48.6859 | Small Ret | Chiller-Upgrade-New-Small Ret | 0 | 0 | 0 | 0 | 0 | 0 | 0 | 0 | 0 | 0 | 0 | 0 | 0 | 0 | 0 | 0 | 0 | 0 | 0 | 0 | 0 | 9.125e-05 | 6.3361e-05 | 9.4067e-05 | 9.1039e-05 | 0.00019002 | 0.00034381 | 0.00086648 | 0.00091747 | 0.00037765 | 0.00013328 | 8.3451e-05 | 8.5331e-05 | 0 | 0.0010659 | 0.00078999 | 0.0012685 | 0.0012454 | 0.0025628 | 0.0037824 | 0.0066108 | 0.006638 | 0.0037661 | 0.0019041 | 0.0010669 | 0.00092205 | 0.78454
LOEven20 | New | Chiller-Upgrade | Commercial | HVAC | 1.2046e-06 | 3.3403e-07 | 0.0095968 | 48.6859 | School K-12 | Chiller-Upgrade-New-School K-12 | 2.8294e-05 | 5.628e-05 | 8.4483e-05 | 0.00011249 | 0.00014008 | 0.00016545 | 0.00019601 | 0.00022564 | 0.00030913 | 0.00034527 | 0.00037862 | 0.00042878 | 0.00045353 | 0.00048456 | 0.00051736 | 0.00056741 | 0.00059059 | 0.00064146 | 0.0006898 | 0.00074968 | 0.0071649 | 2.5048e-05 | 1.7393e-05 | 2.5822e-05 | 2.4991e-05 | 5.2163e-05 | 9.4377e-05 | 0.00023785 | 0.00025185 | 0.00010367 | 3.6586e-05 | 2.2908e-05 | 2.3424e-05 | 0 | 0.00029259 | 0.00021686 | 0.00034821 | 0.00034188 | 0.00070351 | 0.0010383 | 0.0018147 | 0.0018222 | 0.0010338 | 0.00052268 | 0.00029288 | 0.00025311 | 0.78454
LOEven20 | New | Chiller-Upgrade | Commercial | HVAC | 4.2053e-06 | 1.1661e-06 | 0.033503 | 48.6859 | University | Chiller-Upgrade-New-University | 3.3588e-05 | 6.4328e-05 | 0.00011072 | 0.00014302 | 0.00019482 | 0.00023738 | 0.00028013 | 0.00031273 | 0.00038225 | 0.00044935 | 0.0004731 | 0.00051453 | 0.00051504 | 0.00057741 | 0.00066159 | 0.00076141 | 0.00078694 | 0.00088403 | 0.00087918 | 0.0010218 | 0.0092833 | 8.7447e-05 | 6.072e-05 | 9.0147e-05 | 8.7245e-05 | 0.00018211 | 0.00032948 | 0.00083038 | 0.00087924 | 0.00036191 | 0.00012772 | 7.9974e-05 | 8.1775e-05 | 0 | 0.0010215 | 0.00075707 | 0.0012156 | 0.0011935 | 0.002456 | 0.0036247 | 0.0063354 | 0.0063614 | 0.0036091 | 0.0018247 | 0.0010225 | 0.00088363 | 0.78454
LOEven20 | New | Chiller-Upgrade | Commercial | HVAC | 4.1439e-08 | 1.1491e-08 | 0.00033014 | 48.6859 | Warehouse | Chiller-Upgrade-New-Warehouse | 0 | 0 | 0 | 0 | 0 | 0 | 0 | 0 | 0 | 0 | 0 | 0 | 0 | 0 | 0 | 0 | 0 | 0 | 0 | 0 | 0 | 8.6169e-07 | 5.9833e-07 | 8.8829e-07 | 8.597e-07 | 1.7944e-06 | 3.2466e-06 | 8.1824e-06 | 8.6639e-06 | 3.5662e-06 | 1.2586e-06 | 7.8805e-07 | 8.058e-07 | 0 | 1.0065e-05 | 7.46e-06 | 1.1979e-05 | 1.1761e-05 | 2.4201e-05 | 3.5718e-05 | 6.2427e-05 | 6.2684e-05 | 3.5564e-05 | 1.7981e-05 | 1.0075e-05 | 8.7071e-06 | 0.78454
LOEven20 | New | Chiller-Upgrade | Commercial | HVAC | 3.3157e-06 | 9.1942e-07 | 0.026415 | 48.6859 | Supermarket | Chiller-Upgrade-New-Supermarket | 6.348e-07 | 1.2803e-06 | 1.8838e-06 | 2.5971e-06 | 3.5391e-06 | 4.5552e-06 | 5.5208e-06 | 5.485e-06 | 9.2794e-06 | 9.4581e-06 | 1.1678e-05 | 1.1141e-05 | 1.3734e-05 | 1.4788e-05 | 1.6403e-05 | 1.753e-05 | 1.9655e-05 | 1.7535e-05 | 1.936e-05 | 1.9697e-05 | 0.00020575 | 6.8947e-05 | 4.7874e-05 | 7.1075e-05 | 6.8788e-05 | 0.00014358 | 0.00025978 | 0.0006547 | 0.00069323 | 0.00028535 | 0.0001007 | 6.3055e-05 | 6.4475e-05 | 0 | 0.00080536 | 0.00059691 | 0.00095845 | 0.00094104 | 0.0019364 | 0.0028579 | 0.0049951 | 0.0050156 | 0.0028456 | 0.0014387 | 0.00080617 | 0.00069669 | 0.78454
LOEven20 | New | Chiller-Upgrade | Commercial | HVAC | 5.127e-06 | 1.4217e-06 | 0.040847 | 48.6859 | MiniMart | Chiller-Upgrade-New-MiniMart | 0 | 0 | 0 | 0 | 0 | 0 | 0 | 0 | 0 | 0 | 0 | 0 | 0 | 0 | 0 | 0 | 0 | 0 | 0 | 0 | 0 | 0.00010661 | 7.4029e-05 | 0.0001099 | 0.00010637 | 0.00022202 | 0.0004017 | 0.0010124 | 0.0010719 | 0.00044124 | 0.00015572 | 9.7502e-05 | 9.9699e-05 | 0 | 0.0012453 | 0.000923 | 0.0014821 | 0.0014551 | 0.0029943 | 0.0044192 | 0.0077239 | 0.0077557 | 0.0044002 | 0.0022247 | 0.0012466 | 0.0010773 | 0.78454
LOEven20 | New | Chiller-Upgrade | Commercial | HVAC | 2.1422e-05 | 5.9402e-06 | 0.17066 | 48.6859 | Restaurant | Chiller-Upgrade-New-Restaurant | 0 | 0 | 0 | 0 | 0 | 0 | 0 | 0 | 0 | 0 | 0 | 0 | 0 | 0 | 0 | 0 | 0 | 0 | 0 | 0 | 0 | 0.00044545 | 0.00030931 | 0.0004592 | 0.00044442 | 0.00092764 | 0.0016784 | 0.0042299 | 0.0044788 | 0.0018436 | 0.00065063 | 0.00040738 | 0.00041656 | 0 | 0.0052033 | 0.0038565 | 0.0061924 | 0.0060799 | 0.012511 | 0.018464 | 0.032272 | 0.032405 | 0.018385 | 0.0092952 | 0.0052085 | 0.0045012 | 0.78454
LOEven20 | New | Chiller-Upgrade | Commercial | HVAC | 1.0812e-05 | 2.9981e-06 | 0.086137 | 48.6859 | Lodging | Chiller-Upgrade-New-Lodging | 0.00011241 | 0.00018337 | 0.0002376 | 0.00031569 | 0.00043695 | 0.00061689 | 0.0007348 | 0.00066134 | 0.0013253 | 0.0012781 | 0.001761 | 0.0015804 | 0.0022612 | 0.0019194 | 0.0026643 | 0.0027369 | 0.0030817 | 0.0031044 | 0.0038249 | 0.0032637 | 0.0321 | 0.00022483 | 0.00015611 | 0.00023177 | 0.00022431 | 0.00046819 | 0.0008471 | 0.0021349 | 0.0022605 | 0.00093048 | 0.00032838 | 0.00020561 | 0.00021024 | 0 | 0.0026262 | 0.0019464 | 0.0031254 | 0.0030686 | 0.0063144 | 0.0093192 | 0.016288 | 0.016355 | 0.0092791 | 0.0046914 | 0.0026288 | 0.0022718 | 0.78454
LOEven20 | New | Chiller-Upgrade | Commercial | HVAC | 0.00011586 | 3.2127e-05 | 0.92303 | 48.6859 | Hospital | Chiller-Upgrade-New-Hospital | 0.011751 | 0.029193 | 0.04782 | 0.05997 | 0.086833 | 0.11939 | 0.12872 | 0.12253 | 0.14748 | 0.17642 | 0.18407 | 0.18931 | 0.18752 | 0.19952 | 0.22054 | 0.26649 | 0.2853 | 0.30161 | 0.3317 | 0.3611 | 3.4573 | 0.0024092 | 0.0016729 | 0.0024836 | 0.0024036 | 0.0050171 | 0.0090774 | 0.022877 | 0.024223 | 0.0099709 | 0.0035189 | 0.0022033 | 0.0022529 | 0 | 0.028142 | 0.020858 | 0.033491 | 0.032883 | 0.067664 | 0.099863 | 0.17454 | 0.17526 | 0.099433 | 0.050273 | 0.02817 | 0.024344 | 0.78454
LOEven20 | New | Chiller-Upgrade | Commercial | HVAC | 3.0859e-05 | 8.5569e-06 | 0.24585 | 48.6859 | Residential Care | Chiller-Upgrade-New-Residential Care | 0.00023951 | 0.00050791 | 0.00080073 | 0.0011879 | 0.0015889 | 0.0021766 | 0.0022118 | 0.0021423 | 0.0024912 | 0.003008 | 0.0031184 | 0.0031637 | 0.0029831 | 0.0033067 | 0.0035405 | 0.0044418 | 0.0044873 | 0.0050174 | 0.005389 | 0.0060703 | 0.057873 | 0.00064168 | 0.00044556 | 0.00066149 | 0.0006402 | 0.0013363 | 0.0024177 | 0.0060933 | 0.0064518 | 0.0026557 | 0.00093724 | 0.00058685 | 0.00060006 | 0 | 0.0074954 | 0.0055554 | 0.0089202 | 0.0087582 | 0.018022 | 0.026598 | 0.046489 | 0.04668 | 0.026484 | 0.01339 | 0.0075029 | 0.006484 | 0.78454
LOEven20 | New | Chiller-Upgrade | Commercial | HVAC | 1.5598e-08 | 4.3253e-09 | 0.00012427 | 48.6859 | Assembly | Chiller-Upgrade-New-Assembly | 3.8696e-07 | 1.2926e-06 | 1.2169e-06 | 1.6093e-06 | 2.329e-06 | 3.4993e-06 | 4.5611e-06 | 5.6988e-06 | 7.3828e-06 | 8.1721e-06 | 8.5635e-06 | 8.8515e-06 | 1.0832e-05 | 1.1763e-05 | 1.285e-05 | 1.4364e-05 | 1.5801e-05 | 1.7088e-05 | 1.6592e-05 | 1.7749e-05 | 0.0001706 | 3.2435e-07 | 2.2522e-07 | 3.3436e-07 | 3.236e-07 | 6.7545e-07 | 1.2221e-06 | 3.08e-06 | 3.2612e-06 | 1.3424e-06 | 4.7375e-07 | 2.9663e-07 | 3.0331e-07 | 0 | 3.7887e-06 | 2.8081e-06 | 4.5089e-06 | 4.427e-06 | 9.1097e-06 | 1.3445e-05 | 2.3499e-05 | 2.3595e-05 | 1.3387e-05 | 6.7682e-06 | 3.7925e-06 | 3.2775e-06 | 0.78454
LOEven20 | New | Chiller-Upgrade | Commercial | HVAC | 9.0152e-06 | 2.4999e-06 | 0.071823 | 48.6859 | Other | Chiller-Upgrade-New-Other | 0.00035246 | 0.00090721 | 0.0011605 | 0.0015012 | 0.0027232 | 0.0034076 | 0.0034656 | 0.0036476 | 0.005205 | 0.0057723 | 0.006451 | 0.0061689 | 0.0064796 | 0.006904 | 0.0079128 | 0.0079502 | 0.0097222 | 0.011513 | 0.01039 | 0.011219 | 0.11285 | 0.00018746 | 0.00013017 | 0.00019325 | 0.00018703 | 0.00039039 | 0.00070632 | 0.0017801 | 0.0018849 | 0.00077585 | 0.00027381 | 0.00017144 | 0.00017531 | 0 | 0.0021897 | 0.001623 | 0.002606 | 0.0025587 | 0.0052651 | 0.0077705 | 0.013581 | 0.013637 | 0.0077371 | 0.0039118 | 0.0021919 | 0.0018943 | 0.78454
LO50Fast | NR | Computers | Commercial | Electronics | 0.00010751 | 7.4534e-05 | 1.3642 | 8.9165 | Office | Laptop | 0.040626 | 0.062205 | 0.076332 | 0.085946 | 0.092779 | 0.096792 | 0.099206 | 0.10083 | 0.10212 | 0.10323 | 0.10429 | 0.10535 | 0.1064 | 0.10745 | 0.10848 | 0.10952 | 0.11055 | 0.11157 | 0.10986 | 0.11072 | 0.47726 | 0.013472 | 0.012049 | 0.013255 | 0.011318 | 0.011228 | 0.010962 | 0.011345 | 0.01141 | 0.010928 | 0.011615 | 0.012724 | 0.013224 | 0 | 0.1036 | 0.094439 | 0.10413 | 0.10121 | 0.10345 | 0.10131 | 0.10336 | 0.10522 | 0.099733 | 0.10463 | 0.097793 | 0.10175 | 2.1827
LO50Fast | NR | Computers | Commercial | Electronics | 0.0043019 | 0.0029824 | 54.5854 | 56.6533 | Office | Desktop | 1.6256 | 2.489 | 3.0543 | 3.439 | 3.7124 | 3.873 | 3.9696 | 4.0348 | 4.0862 | 4.1304 | 4.1732 | 4.2155 | 4.2575 | 4.2993 | 4.3409 | 4.3822 | 4.4234 | 4.4644 | 4.3958 | 4.4301 | 7.3083 | 0.53908 | 0.48214 | 0.53039 | 0.45288 | 0.44928 | 0.43861 | 0.45397 | 0.45654 | 0.43727 | 0.46477 | 0.50915 | 0.52914 | 0 | 4.1454 | 3.7789 | 4.1666 | 4.0498 | 4.1395 | 4.0539 | 4.1356 | 4.2104 | 3.9907 | 4.1868 | 3.9131 | 4.0715 | 0.72564
LO50Fast | NR | Computers | Commercial | Electronics | 0.0034409 | 0.0023854 | 43.6599 | 74.6484 | Office | Desktop-WA | 0.60742 | 0.84626 | 1.0507 | 1.1967 | 1.3067 | 1.3745 | 1.4146 | 1.4379 | 1.4564 | 1.4722 | 1.4876 | 1.5027 | 1.5178 | 1.5328 | 1.5477 | 1.5625 | 1.5772 | 1.5919 | 1.5675 | 1.5798 | 6.6662 | 0.43118 | 0.38564 | 0.42423 | 0.36224 | 0.35936 | 0.35082 | 0.36311 | 0.36516 | 0.34975 | 0.37174 | 0.40724 | 0.42323 | 0 | 3.3157 | 3.0225 | 3.3326 | 3.2392 | 3.311 | 3.2425 | 3.3079 | 3.3677 | 3.1919 | 3.3488 | 3.1298 | 3.2565 | 0.5804
Retro12Med | Retro | ConnectedThermostats | Commercial | HVAC | 3.1858e-05 | 2.3587e-05 | 0.36138 | 92.8238 | Large Off | ConnectedThermostats-Large Off | 0 | 0 | 0 | 0 | 0 | 0 | 0 | 0 | 0 | 0 | 0 | 0 | 0 | 0 | 0 | 0 | 0 | 0 | 0 | 0 | 0 | 0.0054188 | 0.0048676 | 0.0051715 | 0.0049784 | 0.0045531 | 0.004145 | 0.004097 | 0.0039887 | 0.004157 | 0.0048491 | 0.0048754 | 0.0054249 | 0 | 0.02694 | 0.023788 | 0.026195 | 0.025059 | 0.025717 | 0.025026 | 0.025245 | 0.024707 | 0.024612 | 0.02593 | 0.024819 | 0.02682 | 0.52919
Retro12Med | Retro | ConnectedThermostats | Commercial | HVAC | 3.1377e-05 | 2.3231e-05 | 0.35593 | 94.196 | Medium Off | ConnectedThermostats-Medium Off | 0.12379 | 0.12597 | 0.12555 | 0.12469 | 0.12406 | 0.11132 | 0.08908 | 0.071116 | 0.056818 | 0.045374 | 0.036131 | 0.02887 | 0.023042 | 0.018333 | 0.014668 | 0.011683 | 7.9657e-05 | 2.8366e-05 | 9.6687e-06 | 3.128e-06 | 1.069 | 0.0053369 | 0.004794 | 0.0050934 | 0.0049032 | 0.0044844 | 0.0040824 | 0.0040351 | 0.0039284 | 0.0040942 | 0.0047758 | 0.0048018 | 0.005343 | 0 | 0.026534 | 0.023429 | 0.025799 | 0.02468 | 0.025328 | 0.024648 | 0.024864 | 0.024334 | 0.02424 | 0.025538 | 0.024444 | 0.026415 | 0.5248
Retro12Med | Retro | ConnectedThermostats | Commercial | HVAC | 3.6256e-05 | 2.6844e-05 | 0.41128 | 82.0454 | Small Off | ConnectedThermostats-Small Off | 0.30647 | 0.30772 | 0.30677 | 0.30549 | 0.30438 | 0.27307 | 0.21798 | 0.17388 | 0.13873 | 0.1107 | 0.088248 | 0.070408 | 0.056163 | 0.044768 | 0.035732 | 0.02849 | 0.00019386 | 6.9034e-05 | 2.3478e-05 | 7.6252e-06 | 2.6465 | 0.0061669 | 0.0055396 | 0.0058855 | 0.0056657 | 0.0051817 | 0.0047172 | 0.0046626 | 0.0045393 | 0.0047309 | 0.0055185 | 0.0055485 | 0.0061738 | 0 | 0.03066 | 0.027073 | 0.029811 | 0.028518 | 0.029267 | 0.028481 | 0.02873 | 0.028118 | 0.02801 | 0.02951 | 0.028245 | 0.030522 | 0.56852
Retro12Med | Retro | ConnectedThermostats | Commercial | HVAC | 1.817e-05 | 1.3453e-05 | 0.20612 | 164.5356 | XLarge Ret | ConnectedThermostats-XLarge Ret | 0 | 0 | 0 | 0 | 0 | 0 | 0 | 0 | 0 | 0 | 0 | 0 | 0 | 0 | 0 | 0 | 0 | 0 | 0 | 0 | 0 | 0.0030906 | 0.0027762 | 0.0029496 | 0.0028394 | 0.0025969 | 0.0023641 | 0.0023367 | 0.0022749 | 0.0023709 | 0.0027657 | 0.0027807 | 0.0030941 | 0 | 0.015365 | 0.013568 | 0.01494 | 0.014292 | 0.014668 | 0.014273 | 0.014398 | 0.014092 | 0.014038 | 0.014789 | 0.014155 | 0.015297 | 0.38359
Retro12Med | Retro | ConnectedThermostats | Commercial | HVAC | 1.5261e-05 | 1.1299e-05 | 0.17312 | 196.093 | Large Ret | ConnectedThermostats-Large Ret | 0 | 0 | 0 | 0 | 0 | 0 | 0 | 0 | 0 | 0 | 0 | 0 | 0 | 0 | 0 | 0 | 0 | 0 | 0 | 0 | 0 | 0.0025959 | 0.0023318 | 0.0024774 | 0.0023849 | 0.0021812 | 0.0019856 | 0.0019627 | 0.0019108 | 0.0019914 | 0.0023229 | 0.0023355 | 0.0025988 | 0 | 0.012906 | 0.011396 | 0.012549 | 0.012004 | 0.01232 | 0.011988 | 0.012093 | 0.011836 | 0.01179 | 0.012422 | 0.011889 | 0.012848 | 0.35369
Retro12Med | Retro | ConnectedThermostats | Commercial | HVAC | 1.9805e-05 | 1.4663e-05 | 0.22466 | 150.8808 | Medium Ret | ConnectedThermostats-Medium Ret | 0.044915 | 0.04536 | 0.045151 | 0.045109 | 0.045304 | 0.040478 | 0.032499 | 0.025876 | 0.020463 | 0.016516 | 0.013104 | 0.01047 | 0.0083121 | 0.0066369 | 0.005279 | 0.0042068 | 2.8563e-05 | 1.0173e-05 | 3.437e-06 | 1.1156e-06 | 0.37621 | 0.0033686 | 0.0030259 | 0.0032149 | 0.0030948 | 0.0028305 | 0.0025767 | 0.0025469 | 0.0024796 | 0.0025842 | 0.0030144 | 0.0030308 | 0.0033724 | 0 | 0.016748 | 0.014788 | 0.016284 | 0.015578 | 0.015987 | 0.015557 | 0.015694 | 0.015359 | 0.0153 | 0.01612 | 0.015429 | 0.016673 | 0.40034
Retro12Med | Retro | ConnectedThermostats | Commercial | HVAC | 2.6482e-05 | 1.9607e-05 | 0.3004 | 112.5779 | Small Ret | ConnectedThermostats-Small Ret | 0.078238 | 0.078373 | 0.078005 | 0.077725 | 0.077543 | 0.069422 | 0.055405 | 0.044118 | 0.035061 | 0.028044 | 0.02231 | 0.017781 | 0.014149 | 0.011275 | 0.0089757 | 0.007149 | 4.8538e-05 | 1.7265e-05 | 5.8517e-06 | 1.8997e-06 | 0.65533 | 0.0045043 | 0.0040461 | 0.0042988 | 0.0041383 | 0.0037848 | 0.0034455 | 0.0034056 | 0.0033155 | 0.0034555 | 0.0040308 | 0.0040526 | 0.0045094 | 0 | 0.022394 | 0.019774 | 0.021774 | 0.02083 | 0.021377 | 0.020802 | 0.020985 | 0.020538 | 0.020459 | 0.021554 | 0.020631 | 0.022294 | 0.46897
Retro12Med | Retro | ConnectedThermostats | Commercial | HVAC | 2.0745e-05 | 1.5359e-05 | 0.23532 | 143.1307 | School K-12 | ConnectedThermostats-School K-12 | 0.10822 | 0.10873 | 0.1085 | 0.10827 | 0.10803 | 0.097016 | 0.077436 | 0.06182 | 0.04935 | 0.039448 | 0.031491 | 0.025138 | 0.020073 | 0.016021 | 0.01279 | 0.01021 | 6.951e-05 | 2.4769e-05 | 8.4281e-06 | 2.743e-06 | 0.95067 | 0.0035285 | 0.0031696 | 0.0033675 | 0.0032418 | 0.0029648 | 0.0026991 | 0.0026678 | 0.0025973 | 0.0027069 | 0.0031575 | 0.0031747 | 0.0035325 | 0 | 0.017543 | 0.01549 | 0.017057 | 0.016317 | 0.016746 | 0.016296 | 0.016439 | 0.016088 | 0.016027 | 0.016885 | 0.016161 | 0.017464 | 0.4148
Retro12Med | Retro | ConnectedThermostats | Commercial | HVAC | 2.2667e-05 | 1.6782e-05 | 0.25712 | 130.9748 | University | ConnectedThermostats-University | 0 | 0 | 0 | 0 | 0 | 0 | 0 | 0 | 0 | 0 | 0 | 0 | 0 | 0 | 0 | 0 | 0 | 0 | 0 | 0 | 0 | 0.0038555 | 0.0034633 | 0.0036796 | 0.0035421 | 0.0032395 | 0.0029491 | 0.002915 | 0.0028379 | 0.0029577 | 0.0034501 | 0.0034688 | 0.0038598 | 0 | 0.019168 | 0.016926 | 0.018638 | 0.017829 | 0.018298 | 0.017806 | 0.017962 | 0.017579 | 0.017512 | 0.018449 | 0.017659 | 0.019082 | 0.43414
Retro12Med | Retro | ConnectedThermostats | Commercial | HVAC | 1.938e-05 | 1.4349e-05 | 0.21984 | 154.2312 | Warehouse | ConnectedThermostats-Warehouse | 0.1369 | 0.1371 | 0.13668 | 0.13599 | 0.13536 | 0.12103 | 0.096458 | 0.076803 | 0.061066 | 0.048692 | 0.038772 | 0.03087 | 0.024571 | 0.01956 | 0.01559 | 0.012413 | 8.4369e-05 | 2.9959e-05 | 1.0167e-05 | 3.2997e-06 | 1.1441 | 0.0032965 | 0.0029611 | 0.0031461 | 0.0030286 | 0.0027698 | 0.0025216 | 0.0024924 | 0.0024265 | 0.0025289 | 0.0029499 | 0.0029659 | 0.0033002 | 0 | 0.016389 | 0.014472 | 0.015935 | 0.015244 | 0.015645 | 0.015224 | 0.015357 | 0.01503 | 0.014973 | 0.015774 | 0.015098 | 0.016315 | 0.39585
Retro12Med | Retro | ConnectedThermostats | Commercial | HVAC | 5.2471e-05 | 3.8849e-05 | 0.59521 | 42.085 | Supermarket | ConnectedThermostats-Supermarket | 0.039756 | 0.039912 | 0.039726 | 0.039532 | 0.039356 | 0.03528 | 0.028108 | 0.022388 | 0.0178 | 0.014237 | 0.011322 | 0.0090283 | 0.0071761 | 0.0057234 | 0.0045573 | 0.0036307 | 2.4649e-05 | 8.7694e-06 | 2.9685e-06 | 9.6405e-07 | 0.33223 | 0.0089249 | 0.0080171 | 0.0085177 | 0.0081996 | 0.0074992 | 0.0068269 | 0.0067479 | 0.0065695 | 0.0068467 | 0.0079866 | 0.00803 | 0.008935 | 0 | 0.044372 | 0.039181 | 0.043144 | 0.041272 | 0.042357 | 0.041218 | 0.041579 | 0.040693 | 0.040537 | 0.042708 | 0.040878 | 0.044173 | 0.94601
Retro12Med | Retro | ConnectedThermostats | Commercial | HVAC | 9.2991e-05 | 6.8849e-05 | 1.0548 | 23.4974 | MiniMart | ConnectedThermostats-MiniMart | 0.080504 | 0.080716 | 0.080512 | 0.080317 | 0.080111 | 0.072391 | 0.05782 | 0.046119 | 0.036745 | 0.029439 | 0.023464 | 0.018732 | 0.014941 | 0.011928 | 0.0095217 | 0.0075996 | 5.1702e-05 | 1.8433e-05 | 6.2605e-06 | 2.0374e-06 | 0.70319 | 0.015817 | 0.014208 | 0.015095 | 0.014532 | 0.01329 | 0.012099 | 0.011959 | 0.011643 | 0.012134 | 0.014154 | 0.014231 | 0.015835 | 0 | 0.078637 | 0.069437 | 0.07646 | 0.073144 | 0.075065 | 0.073048 | 0.073688 | 0.072117 | 0.071841 | 0.075688 | 0.072444 | 0.078284 | 1.2896
Retro12Med | Retro | ConnectedThermostats | Commercial | HVAC | 2.2789e-05 | 1.6872e-05 | 0.2585 | 130.3121 | Restaurant | ConnectedThermostats-Restaurant | 0.012197 | 0.012291 | 0.01216 | 0.012039 | 0.011932 | 0.01065 | 0.0084595 | 0.0067059 | 0.0052997 | 0.004236 | 0.0033529 | 0.0026677 | 0.0021092 | 0.0016789 | 0.001328 | 0.0010558 | 7.1353e-06 | 2.5333e-06 | 8.535e-07 | 2.765e-07 | 0.093914 | 0.0038761 | 0.0034819 | 0.0036993 | 0.0035611 | 0.0032569 | 0.002965 | 0.0029306 | 0.0028532 | 0.0029736 | 0.0034686 | 0.0034875 | 0.0038805 | 0 | 0.019271 | 0.017016 | 0.018738 | 0.017925 | 0.018396 | 0.017901 | 0.018058 | 0.017673 | 0.017606 | 0.018548 | 0.017753 | 0.019185 | 0.43514
Retro12Med | Retro | ConnectedThermostats | Commercial | HVAC | 4.2145e-05 | 3.1203e-05 | 0.47807 | 70.0676 | Lodging | ConnectedThermostats-Lodging | 0 | 0 | 0 | 0 | 0 | 0 | 0 | 0 | 0 | 0 | 0 | 0 | 0 | 0 | 0 | 0 | 0 | 0 | 0 | 0 | 0 | 0.0071685 | 0.0064393 | 0.0068414 | 0.0065859 | 0.0060233 | 0.0054834 | 0.0054199 | 0.0052766 | 0.0054993 | 0.0064148 | 0.0064496 | 0.0071766 | 0 | 0.035639 | 0.03147 | 0.034653 | 0.03315 | 0.034021 | 0.033106 | 0.033396 | 0.032685 | 0.032559 | 0.034303 | 0.032833 | 0.03548 | 0.63321
Retro12Med | Retro | ConnectedThermostats | Commercial | HVAC | 2.0706e-05 | 1.533e-05 | 0.23488 | 142.3142 | Hospital | ConnectedThermostats-Hospital | 0 | 0 | 0 | 0 | 0 | 0 | 0 | 0 | 0 | 0 | 0 | 0 | 0 | 0 | 0 | 0 | 0 | 0 | 0 | 0 | 0 | 0.0035219 | 0.0031636 | 0.0033612 | 0.0032356 | 0.0029592 | 0.002694 | 0.0026628 | 0.0025924 | 0.0027018 | 0.0031516 | 0.0031687 | 0.0035258 | 0 | 0.01751 | 0.015461 | 0.017025 | 0.016286 | 0.016714 | 0.016265 | 0.016408 | 0.016058 | 0.015996 | 0.016853 | 0.016131 | 0.017431 | 0.42042
Retro12Med | Retro | ConnectedThermostats | Commercial | HVAC | 3.7809e-05 | 2.7993e-05 | 0.42889 | 78.4098 | Residential Care | ConnectedThermostats-Residential Care | 0.038561 | 0.039215 | 0.039105 | 0.038989 | 0.03893 | 0.034956 | 0.027957 | 0.022184 | 0.017601 | 0.014033 | 0.011204 | 0.008913 | 0.0070893 | 0.0056319 | 0.0044899 | 0.0035775 | 2.4392e-05 | 8.6661e-06 | 2.9464e-06 | 9.5734e-07 | 0.32609 | 0.0064309 | 0.0057768 | 0.0061375 | 0.0059083 | 0.0054036 | 0.0049192 | 0.0048623 | 0.0047337 | 0.0049335 | 0.0057548 | 0.0057861 | 0.0064382 | 0 | 0.031973 | 0.028232 | 0.031088 | 0.029739 | 0.03052 | 0.0297 | 0.02996 | 0.029322 | 0.029209 | 0.030774 | 0.029455 | 0.031829 | 0.58674
Retro12Med | Retro | ConnectedThermostats | Commercial | HVAC | 2.1798e-05 | 1.6139e-05 | 0.24727 | 136.605 | Assembly | ConnectedThermostats-Assembly | 0.16292 | 0.16408 | 0.16459 | 0.16268 | 0.16193 | 0.14534 | 0.11613 | 0.092648 | 0.073896 | 0.059015 | 0.046987 | 0.037376 | 0.029732 | 0.023741 | 0.018912 | 0.01507 | 0.00010246 | 3.6463e-05 | 1.2383e-05 | 4.0118e-06 | 1.3675 | 0.0037077 | 0.0033306 | 0.0035386 | 0.0034064 | 0.0031154 | 0.0028361 | 0.0028033 | 0.0027292 | 0.0028444 | 0.0033179 | 0.0033359 | 0.0037119 | 0 | 0.018434 | 0.016277 | 0.017923 | 0.017146 | 0.017596 | 0.017124 | 0.017274 | 0.016905 | 0.016841 | 0.017742 | 0.016982 | 0.018351 | 0.42306
Retro12Med | Retro | ConnectedThermostats | Commercial | HVAC | 2.8107e-05 | 2.081e-05 | 0.31883 | 105.6288 | Other | ConnectedThermostats-Other | 0.16129 | 0.16248 | 0.16178 | 0.15984 | 0.15832 | 0.14232 | 0.11294 | 0.089237 | 0.070615 | 0.056294 | 0.044626 | 0.035396 | 0.027972 | 0.022163 | 0.01757 | 0.013954 | 9.4208e-05 | 3.3469e-05 | 1.1347e-05 | 3.6514e-06 | 1.2419 | 0.0047807 | 0.0042944 | 0.0045626 | 0.0043922 | 0.004017 | 0.0036569 | 0.0036146 | 0.003519 | 0.0036675 | 0.0042781 | 0.0043013 | 0.0047861 | 0 | 0.023768 | 0.020987 | 0.02311 | 0.022108 | 0.022689 | 0.022079 | 0.022272 | 0.021798 | 0.021714 | 0.022877 | 0.021897 | 0.023662 | 0.48854
LO5Med | New | ConnectedThermostats | Commercial | HVAC | 3.1858e-05 | 2.3587e-05 | 0.36138 | 92.8238 | Large Off | ConnectedThermostats-Large Off | 0 | 0 | 0 | 0 | 0 | 0 | 0 | 0 | 0 | 0 | 0 | 0 | 0 | 0 | 0 | 0 | 0 | 0 | 0 | 0 | 0 | 0.0054188 | 0.0048676 | 0.0051715 | 0.0049784 | 0.0045531 | 0.004145 | 0.004097 | 0.0039887 | 0.004157 | 0.0048491 | 0.0048754 | 0.0054249 | 0 | 0.02694 | 0.023788 | 0.026195 | 0.025059 | 0.025717 | 0.025026 | 0.025245 | 0.024707 | 0.024612 | 0.02593 | 0.024819 | 0.02682 | 0.52919
LO5Med | New | ConnectedThermostats | Commercial | HVAC | 3.1377e-05 | 2.3231e-05 | 0.35593 | 94.196 | Medium Off | ConnectedThermostats-Medium Off | 0.0009376 | 0.0020588 | 0.0028033 | 0.0036135 | 0.0049562 | 0.0081067 | 0.010898 | 0.014604 | 0.018268 | 0.019084 | 0.022769 | 0.024814 | 0.022727 | 0.026713 | 0.024997 | 0.027988 | 0.028015 | 0.031256 | 0.025436 | 0.027174 | 0.34722 | 0.0053369 | 0.004794 | 0.0050934 | 0.0049032 | 0.0044844 | 0.0040824 | 0.0040351 | 0.0039284 | 0.0040942 | 0.0047758 | 0.0048018 | 0.005343 | 0 | 0.026534 | 0.023429 | 0.025799 | 0.02468 | 0.025328 | 0.024648 | 0.024864 | 0.024334 | 0.02424 | 0.025538 | 0.024444 | 0.026415 | 0.5248
LO5Med | New | ConnectedThermostats | Commercial | HVAC | 3.6256e-05 | 2.6844e-05 | 0.41128 | 82.0454 | Small Off | ConnectedThermostats-Small Off | 0.00080671 | 0.0017906 | 0.0025342 | 0.0033843 | 0.0045775 | 0.0072226 | 0.0095354 | 0.012654 | 0.016357 | 0.017492 | 0.020383 | 0.022144 | 0.020887 | 0.023708 | 0.022479 | 0.02459 | 0.024789 | 0.026922 | 0.023219 | 0.024322 | 0.3098 | 0.0061669 | 0.0055396 | 0.0058855 | 0.0056657 | 0.0051817 | 0.0047172 | 0.0046626 | 0.0045393 | 0.0047309 | 0.0055185 | 0.0055485 | 0.0061738 | 0 | 0.03066 | 0.027073 | 0.029811 | 0.028518 | 0.029267 | 0.028481 | 0.02873 | 0.028118 | 0.02801 | 0.02951 | 0.028245 | 0.030522 | 0.56852
LO5Med | New | ConnectedThermostats | Commercial | HVAC | 1.817e-05 | 1.3453e-05 | 0.20612 | 164.5356 | XLarge Ret | ConnectedThermostats-XLarge Ret | 0 | 0 | 0 | 0 | 0 | 0 | 0 | 0 | 0 | 0 | 0 | 0 | 0 | 0 | 0 | 0 | 0 | 0 | 0 | 0 | 0 | 0.0030906 | 0.0027762 | 0.0029496 | 0.0028394 | 0.0025969 | 0.0023641 | 0.0023367 | 0.0022749 | 0.0023709 | 0.0027657 | 0.0027807 | 0.0030941 | 0 | 0.015365 | 0.013568 | 0.01494 | 0.014292 | 0.014668 | 0.014273 | 0.014398 | 0.014092 | 0.014038 | 0.014789 | 0.014155 | 0.015297 | 0.38359
LO5Med | New | ConnectedThermostats | Commercial | HVAC | 1.5261e-05 | 1.1299e-05 | 0.17312 | 196.0929 | Large Ret | ConnectedThermostats-Large Ret | 0 | 0 | 0 | 0 | 0 | 0 | 0 | 0 | 0 | 0 | 0 | 0 | 0 | 0 | 0 | 0 | 0 | 0 | 0 | 0 | 0 | 0.0025959 | 0.0023318 | 0.0024774 | 0.0023849 | 0.0021812 | 0.0019856 | 0.0019627 | 0.0019108 | 0.0019914 | 0.0023229 | 0.0023355 | 0.0025988 | 0 | 0.012906 | 0.011396 | 0.012549 | 0.012004 | 0.01232 | 0.011988 | 0.012093 | 0.011836 | 0.01179 | 0.012422 | 0.011889 | 0.012848 | 0.35369
LO5Med | New | ConnectedThermostats | Commercial | HVAC | 1.9805e-05 | 1.4663e-05 | 0.22466 | 150.8808 | Medium Ret | ConnectedThermostats-Medium Ret | 0.00024002 | 0.00053618 | 0.0011345 | 0.0025125 | 0.0031098 | 0.0055357 | 0.0070401 | 0.0067743 | 0.01228 | 0.012602 | 0.015077 | 0.014655 | 0.016261 | 0.015942 | 0.016184 | 0.016123 | 0.016851 | 0.014891 | 0.014817 | 0.014233 | 0.2068 | 0.0033686 | 0.0030259 | 0.0032149 | 0.0030948 | 0.0028305 | 0.0025767 | 0.0025469 | 0.0024796 | 0.0025842 | 0.0030144 | 0.0030308 | 0.0033724 | 0 | 0.016748 | 0.014788 | 0.016284 | 0.015578 | 0.015987 | 0.015557 | 0.015694 | 0.015359 | 0.0153 | 0.01612 | 0.015429 | 0.016673 | 0.40034
LO5Med | New | ConnectedThermostats | Commercial | HVAC | 2.6482e-05 | 1.9607e-05 | 0.3004 | 112.5779 | Small Ret | ConnectedThermostats-Small Ret | 0.00018228 | 0.00040231 | 0.00078879 | 0.0015341 | 0.0019681 | 0.0032778 | 0.0041796 | 0.0042077 | 0.0074505 | 0.0078246 | 0.0091672 | 0.0091514 | 0.0099706 | 0.0098599 | 0.0099714 | 0.0099434 | 0.010329 | 0.0093663 | 0.0094539 | 0.0091403 | 0.12817 | 0.0045043 | 0.0040461 | 0.0042988 | 0.0041383 | 0.0037848 | 0.0034455 | 0.0034056 | 0.0033155 | 0.0034555 | 0.0040308 | 0.0040526 | 0.0045094 | 0 | 0.022394 | 0.019774 | 0.021774 | 0.02083 | 0.021377 | 0.020802 | 0.020985 | 0.020538 | 0.020459 | 0.021554 | 0.020631 | 0.022294 | 0.46897
LO5Med | New | ConnectedThermostats | Commercial | HVAC | 2.0745e-05 | 1.5359e-05 | 0.23532 | 143.1307 | School K-12 | ConnectedThermostats-School K-12 | 0.00027365 | 0.00060633 | 0.001016 | 0.0014891 | 0.0020225 | 0.002611 | 0.0033423 | 0.0040776 | 0.0057818 | 0.006517 | 0.0070408 | 0.0076966 | 0.007741 | 0.0077848 | 0.0077577 | 0.0079765 | 0.0078139 | 0.0080154 | 0.0081658 | 0.008431 | 0.10616 | 0.0035285 | 0.0031696 | 0.0033675 | 0.0032418 | 0.0029648 | 0.0026991 | 0.0026678 | 0.0025973 | 0.0027069 | 0.0031575 | 0.0031747 | 0.0035325 | 0 | 0.017543 | 0.01549 | 0.017057 | 0.016317 | 0.016746 | 0.016296 | 0.016439 | 0.016088 | 0.016027 | 0.016885 | 0.016161 | 0.017464 | 0.4148
LO5Med | New | ConnectedThermostats | Commercial | HVAC | 2.2667e-05 | 1.6782e-05 | 0.25712 | 130.9748 | University | ConnectedThermostats-University | 0 | 0 | 0 | 0 | 0 | 0 | 0 | 0 | 0 | 0 | 0 | 0 | 0 | 0 | 0 | 0 | 0 | 0 | 0 | 0 | 0 | 0.0038555 | 0.0034633 | 0.0036796 | 0.0035421 | 0.0032395 | 0.0029491 | 0.002915 | 0.0028379 | 0.0029577 | 0.0034501 | 0.0034688 | 0.0038598 | 0 | 0.019168 | 0.016926 | 0.018638 | 0.017829 | 0.018298 | 0.017806 | 0.017962 | 0.017579 | 0.017512 | 0.018449 | 0.017659 | 0.019082 | 0.43414
LO5Med | New | ConnectedThermostats | Commercial | HVAC | 1.938e-05 | 1.4349e-05 | 0.21984 | 154.2312 | Warehouse | ConnectedThermostats-Warehouse | 0.00031283 | 0.00088482 | 0.0014128 | 0.0021011 | 0.0022019 | 0.0033667 | 0.0042729 | 0.0041215 | 0.00613 | 0.0069532 | 0.0075057 | 0.0075088 | 0.0074545 | 0.0088303 | 0.0087591 | 0.010162 | 0.0088755 | 0.0091222 | 0.0090492 | 0.0089173 | 0.11794 | 0.0032965 | 0.0029611 | 0.0031461 | 0.0030286 | 0.0027698 | 0.0025216 | 0.0024924 | 0.0024265 | 0.0025289 | 0.0029499 | 0.0029659 | 0.0033002 | 0 | 0.016389 | 0.014472 | 0.015935 | 0.015244 | 0.015645 | 0.015224 | 0.015357 | 0.01503 | 0.014973 | 0.015774 | 0.015098 | 0.016315 | 0.39585
LO5Med | New | ConnectedThermostats | Commercial | HVAC | 5.2471e-05 | 3.8849e-05 | 0.59521 | 42.085 | Supermarket | ConnectedThermostats-Supermarket | 0.00012653 | 0.00028426 | 0.00046689 | 0.00070849 | 0.0010531 | 0.0014815 | 0.0019402 | 0.0020429 | 0.0035769 | 0.0036793 | 0.0044757 | 0.0041214 | 0.0048312 | 0.0048965 | 0.005069 | 0.0050788 | 0.0053593 | 0.0045158 | 0.0047234 | 0.0045652 | 0.062996 | 0.0089249 | 0.0080171 | 0.0085177 | 0.0081996 | 0.0074992 | 0.0068269 | 0.0067479 | 0.0065695 | 0.0068467 | 0.0079866 | 0.00803 | 0.008935 | 0 | 0.044372 | 0.039181 | 0.043144 | 0.041272 | 0.042357 | 0.041218 | 0.041579 | 0.040693 | 0.040537 | 0.042708 | 0.040878 | 0.044173 | 0.94601
LO5Med | New | ConnectedThermostats | Commercial | HVAC | 9.2991e-05 | 6.8849e-05 | 1.0548 | 23.4974 | MiniMart | ConnectedThermostats-MiniMart | 0.00014988 | 0.00032917 | 0.00055583 | 0.00080068 | 0.0026401 | 0.0038051 | 0.0046982 | 0.0049848 | 0.0083777 | 0.0086921 | 0.0098504 | 0.010028 | 0.010688 | 0.01104 | 0.011072 | 0.010892 | 0.011453 | 0.010259 | 0.010602 | 0.011084 | 0.142 | 0.015817 | 0.014208 | 0.015095 | 0.014532 | 0.01329 | 0.012099 | 0.011959 | 0.011643 | 0.012134 | 0.014154 | 0.014231 | 0.015835 | 0 | 0.078637 | 0.069437 | 0.07646 | 0.073144 | 0.075065 | 0.073048 | 0.073688 | 0.072117 | 0.071841 | 0.075688 | 0.072444 | 0.078284 | 1.2896
LO5Med | New | ConnectedThermostats | Commercial | HVAC | 2.2789e-05 | 1.6872e-05 | 0.2585 | 130.3121 | Restaurant | ConnectedThermostats-Restaurant | 7.5014e-05 | 0.00014891 | 0.00023269 | 0.00034351 | 0.00049162 | 0.00072477 | 0.0009059 | 0.00088876 | 0.0016582 | 0.0017168 | 0.0021876 | 0.0020219 | 0.0024706 | 0.0022588 | 0.0025108 | 0.0024759 | 0.0027594 | 0.0024675 | 0.0026849 | 0.0023347 | 0.031358 | 0.0038761 | 0.0034819 | 0.0036993 | 0.0035611 | 0.0032569 | 0.002965 | 0.0029306 | 0.0028532 | 0.0029736 | 0.0034686 | 0.0034875 | 0.0038805 | 0 | 0.019271 | 0.017016 | 0.018738 | 0.017925 | 0.018396 | 0.017901 | 0.018058 | 0.017673 | 0.017606 | 0.018548 | 0.017753 | 0.019185 | 0.43514
LO5Med | New | ConnectedThermostats | Commercial | HVAC | 4.2145e-05 | 3.1203e-05 | 0.47807 | 70.0676 | Lodging | ConnectedThermostats-Lodging | 0 | 0 | 0 | 0 | 0 | 0 | 0 | 0 | 0 | 0 | 0 | 0 | 0 | 0 | 0 | 0 | 0 | 0 | 0 | 0 | 0 | 0.0071685 | 0.0064393 | 0.0068414 | 0.0065859 | 0.0060233 | 0.0054834 | 0.0054199 | 0.0052766 | 0.0054993 | 0.0064148 | 0.0064496 | 0.0071766 | 0 | 0.035639 | 0.03147 | 0.034653 | 0.03315 | 0.034021 | 0.033106 | 0.033396 | 0.032685 | 0.032559 | 0.034303 | 0.032833 | 0.03548 | 0.63321
LO5Med | New | ConnectedThermostats | Commercial | HVAC | 2.0706e-05 | 1.533e-05 | 0.23488 | 142.3142 | Hospital | ConnectedThermostats-Hospital | 0 | 0 | 0 | 0 | 0 | 0 | 0 | 0 | 0 | 0 | 0 | 0 | 0 | 0 | 0 | 0 | 0 | 0 | 0 | 0 | 0 | 0.0035219 | 0.0031636 | 0.0033612 | 0.0032356 | 0.0029592 | 0.002694 | 0.0026628 | 0.0025924 | 0.0027018 | 0.0031516 | 0.0031687 | 0.0035258 | 0 | 0.01751 | 0.015461 | 0.017025 | 0.016286 | 0.016714 | 0.016265 | 0.016408 | 0.016058 | 0.015996 | 0.016853 | 0.016131 | 0.017431 | 0.42042
LO5Med | New | ConnectedThermostats | Commercial | HVAC | 3.7809e-05 | 2.7993e-05 | 0.42889 | 78.4098 | Residential Care | ConnectedThermostats-Residential Care | 0.00029787 | 0.00070363 | 0.0012383 | 0.0020219 | 0.0029499 | 0.0044169 | 0.0048498 | 0.0049784 | 0.0059914 | 0.0073009 | 0.0074569 | 0.0073025 | 0.0065474 | 0.0068313 | 0.0068268 | 0.0080292 | 0.0076345 | 0.008062 | 0.0082034 | 0.0087784 | 0.11042 | 0.0064309 | 0.0057768 | 0.0061375 | 0.0059083 | 0.0054036 | 0.0049192 | 0.0048623 | 0.0047337 | 0.0049335 | 0.0057548 | 0.0057861 | 0.0064382 | 0 | 0.031973 | 0.028232 | 0.031088 | 0.029739 | 0.03052 | 0.0297 | 0.02996 | 0.029322 | 0.029209 | 0.030774 | 0.029455 | 0.031829 | 0.58674
LO5Med | New | ConnectedThermostats | Commercial | HVAC | 2.1798e-05 | 1.6139e-05 | 0.24727 | 136.605 | Assembly | ConnectedThermostats-Assembly | 0.00069623 | 0.0025906 | 0.0027225 | 0.003963 | 0.0062556 | 0.010273 | 0.014469 | 0.019159 | 0.025688 | 0.028696 | 0.029625 | 0.029558 | 0.034396 | 0.035156 | 0.035846 | 0.037565 | 0.038891 | 0.039723 | 0.036541 | 0.037134 | 0.46895 | 0.0037077 | 0.0033306 | 0.0035386 | 0.0034064 | 0.0031154 | 0.0028361 | 0.0028033 | 0.0027292 | 0.0028444 | 0.0033179 | 0.0033359 | 0.0037119 | 0 | 0.018434 | 0.016277 | 0.017923 | 0.017146 | 0.017596 | 0.017124 | 0.017274 | 0.016905 | 0.016841 | 0.017742 | 0.016982 | 0.018351 | 0.42306
LO5Med | New | ConnectedThermostats | Commercial | HVAC | 2.8107e-05 | 2.081e-05 | 0.31883 | 105.6288 | Other | ConnectedThermostats-Other | 0.00097105 | 0.0027841 | 0.0039756 | 0.0056606 | 0.0112 | 0.015318 | 0.016834 | 0.018777 | 0.027731 | 0.031036 | 0.034172 | 0.031543 | 0.031504 | 0.031596 | 0.033799 | 0.031836 | 0.036642 | 0.040979 | 0.035037 | 0.035941 | 0.47734 | 0.0047807 | 0.0042944 | 0.0045626 | 0.0043922 | 0.004017 | 0.0036569 | 0.0036146 | 0.003519 | 0.0036675 | 0.0042781 | 0.0043013 | 0.0047861 | 0 | 0.023768 | 0.020987 | 0.02311 | 0.022108 | 0.022689 | 0.022079 | 0.022272 | 0.021798 | 0.021714 | 0.022877 | 0.021897 | 0.023662 | 0.48854
LO12Med | NR | Cooking | Commercial | Food Preparation | 1.8992 | 1.0354 | 20016.6488 | -53.8001 | Restaurant | Steamer | 0.098825 | 0.20017 | 0.30398 | 0.41021 | 0.51883 | 0.61929 | 0.70271 | 0.7723 | 0.83065 | 0.87986 | 0.92164 | 0.95741 | 0.98829 | 1.0152 | 1.0389 | 1.0601 | 1.0701 | 1.08 | 1.0634 | 1.0718 | 7.7407 | 318.3912 | 286.423 | 313.8904 | 258.2685 | 255.416 | 249.7458 | 257.857 | 260.4259 | 248.5797 | 266.2859 | 302.6082 | 312.3889 | 0 | 1404.3439 | 1274.7047 | 1394.4047 | 1383.671 | 1433.7808 | 1395.0683 | 1425.2504 | 1444.0211 | 1389.2382 | 1436.0515 | 1328.5671 | 1377.2666 | 22.6438
LO5Med | NR | Cooking | Commercial | Food Preparation | 0.58432 | 0.31984 | 6156.5355 | -85.3383 | Restaurant | Combo Oven | 0.03858 | 0.087045 | 0.14756 | 0.21917 | 0.30236 | 0.40116 | 0.51143 | 0.62629 | 0.7371 | 0.83528 | 0.91459 | 0.97287 | 1.0122 | 1.0361 | 1.0461 | 1.056 | 1.066 | 1.0758 | 1.0593 | 1.0676 | 7.6864 | 97.4994 | 87.7474 | 96.2491 | 79.2957 | 78.5468 | 77.0492 | 79.6802 | 80.501 | 76.7173 | 81.8886 | 92.7317 | 95.6834 | 0 | 430.9973 | 391.2763 | 428.3202 | 425.1893 | 440.9905 | 429.8939 | 439.7329 | 445.644 | 428.2942 | 441.8809 | 407.9363 | 422.7898 | 8.1508
LO5Med | NR | Cooking | Commercial | Food Preparation | 0.34034 | 0.18486 | 3588.1374 | 12.142 | Restaurant | Griddle | 0.006968 | 0.015721 | 0.026651 | 0.039586 | 0.054609 | 0.072454 | 0.09237 | 0.11312 | 0.13313 | 0.15086 | 0.16519 | 0.17571 | 0.18281 | 0.18713 | 0.18894 | 0.19073 | 0.19253 | 0.19431 | 0.19132 | 0.19281 | 2.3138 | 57.3031 | 51.5295 | 56.4246 | 46.3716 | 45.7915 | 44.6434 | 46.0245 | 46.4686 | 44.42 | 47.7408 | 54.4276 | 56.2111 | 0 | 252.2408 | 228.9206 | 250.256 | 248.2407 | 257.0154 | 249.6427 | 254.7558 | 258.0469 | 248.4942 | 257.3198 | 238.5258 | 247.3225 | 1.6652
LO5Med | NR | Cooking | Commercial | Food Preparation | 0.30002 | 0.16296 | 3163.0197 | 11.8803 | Restaurant | HFHC | 0.027695 | 0.062486 | 0.10593 | 0.15734 | 0.21705 | 0.28797 | 0.36713 | 0.44959 | 0.52913 | 0.59961 | 0.65654 | 0.69838 | 0.7266 | 0.74375 | 0.75093 | 0.75808 | 0.7652 | 0.77229 | 0.76041 | 0.76635 | 7.97 | 50.5139 | 45.4244 | 49.7395 | 40.8775 | 40.3662 | 39.3541 | 40.5716 | 40.9631 | 39.1572 | 42.0846 | 47.979 | 49.5512 | 0 | 222.3557 | 201.7984 | 220.606 | 218.8295 | 226.5645 | 220.0653 | 224.5727 | 227.4738 | 219.0529 | 226.8329 | 210.2656 | 218.02 | 1.6544
LO5Med | NR | Cooking | Commercial | Food Preparation | 0.18669 | 0.10799 | 1764.2173 | 17.9999 | Restaurant | Overwrapper | 0.0072303 | 0.016313 | 0.027654 | 0.041076 | 0.056665 | 0.075182 | 0.095848 | 0.11737 | 0.13814 | 0.15654 | 0.17141 | 0.18233 | 0.18969 | 0.19417 | 0.19605 | 0.19792 | 0.19977 | 0.20162 | 0.19852 | 0.20007 | 2.0007 | 32.9303 | 29.5416 | 32.4397 | 29.0904 | 29.4265 | 28.6223 | 29.7636 | 29.7161 | 28.5744 | 29.9971 | 31.4782 | 32.9202 | 0 | 119.2778 | 106.8844 | 117.4438 | 114.92 | 118.9663 | 115.5911 | 119.9324 | 119.5739 | 115.2281 | 118.724 | 113.9129 | 119.2625 | 1.3603
LO5Med | NR | Cooking | Commercial | Food Preparation | 0.076203 | 0.04139 | 803.3896 | 77.4541 | Restaurant | Convection Oven | 0.0090623 | 0.020447 | 0.034661 | 0.051484 | 0.071023 | 0.094231 | 0.12013 | 0.14711 | 0.17314 | 0.19621 | 0.21484 | 0.22853 | 0.23776 | 0.24337 | 0.24572 | 0.24806 | 0.25039 | 0.25271 | 0.24882 | 0.25077 | 1.9058 | 12.8303 | 11.5375 | 12.6336 | 10.3827 | 10.2528 | 9.9957 | 10.305 | 10.4044 | 9.9457 | 10.6892 | 12.1864 | 12.5857 | 0 | 56.4771 | 51.2557 | 56.0327 | 55.5815 | 57.5461 | 55.8954 | 57.0402 | 57.7771 | 55.6382 | 57.6143 | 53.4063 | 55.3759 | 0.53094
LO12Med | NR | Cooking | Commercial | Food Preparation | 0.17509 | 0.095104 | 1845.9781 | 143.226 | Restaurant | Fryer | 0.0068048 | 0.013783 | 0.020931 | 0.028246 | 0.035725 | 0.042643 | 0.048387 | 0.053179 | 0.057196 | 0.060585 | 0.063462 | 0.065925 | 0.068051 | 0.069905 | 0.071539 | 0.072994 | 0.073685 | 0.074369 | 0.073226 | 0.073798 | 0.41456 | 29.4806 | 26.5102 | 29.0286 | 23.8566 | 23.5582 | 22.9675 | 23.6781 | 23.9066 | 22.8526 | 24.5611 | 28.0012 | 28.9187 | 0 | 129.7696 | 117.7721 | 128.7484 | 127.7117 | 132.2259 | 128.4329 | 131.0634 | 132.7566 | 127.842 | 132.3825 | 122.7137 | 127.2392 | 0.33279
LO12Med | New | DHP | Commercial | HVAC | 0.00020784 | 0.00010448 | 1.6263 | 69.8542 | Small Off | DHP-New-Small Off | 0.0048792 | 0.0097223 | 0.012327 | 0.014956 | 0.018546 | 0.026327 | 0.030936 | 0.036845 | 0.043524 | 0.043505 | 0.048499 | 0.051455 | 0.048154 | 0.054852 | 0.052715 | 0.058283 | 0.058759 | 0.063817 | 0.05504 | 0.057655 | 0.7908 | 0.040099 | 0.025507 | 0.015639 | 0.01458 | 0.0036178 | 0.0011073 | 0.0002267 | 0.00021247 | 0.0012271 | 0.010089 | 0.020355 | 0.056544 | 0 | 0.26615 | 0.19037 | 0.13395 | 0.13067 | 0.047957 | 0.02474 | 0.0113 | 0.011186 | 0.024982 | 0.089922 | 0.15692 | 0.34893 | 0.5709
LO12Med | New | DHP | Commercial | HVAC | 0.00020784 | 0.00010448 | 1.6263 | 69.8542 | Small Ret | DHP-New-Small Ret | 0.0027113 | 0.0053724 | 0.0094359 | 0.016674 | 0.019611 | 0.029384 | 0.033348 | 0.030131 | 0.048756 | 0.047862 | 0.053644 | 0.052297 | 0.056532 | 0.056104 | 0.057509 | 0.057962 | 0.060215 | 0.054603 | 0.055114 | 0.053286 | 0.80055 | 0.040099 | 0.025507 | 0.015639 | 0.01458 | 0.0036178 | 0.0011073 | 0.0002267 | 0.00021247 | 0.0012271 | 0.010089 | 0.020355 | 0.056544 | 0 | 0.26615 | 0.19037 | 0.13395 | 0.13067 | 0.047957 | 0.02474 | 0.0113 | 0.011186 | 0.024982 | 0.089922 | 0.15692 | 0.34893 | 0.5709
LO12Med | New | DHP | Commercial | HVAC | 0.00020784 | 0.00010448 | 1.6263 | 69.8542 | MiniMart | DHP-New-MiniMart | 0.00036744 | 0.00072448 | 0.0010959 | 0.0014343 | 0.0043358 | 0.0056221 | 0.0061785 | 0.0058832 | 0.0090358 | 0.0087631 | 0.0095004 | 0.009445 | 0.009988 | 0.010354 | 0.010525 | 0.010465 | 0.011004 | 0.0098573 | 0.010187 | 0.01065 | 0.14542 | 0.040099 | 0.025507 | 0.015639 | 0.01458 | 0.0036178 | 0.0011073 | 0.0002267 | 0.00021247 | 0.0012271 | 0.010089 | 0.020355 | 0.056544 | 0 | 0.26615 | 0.19037 | 0.13395 | 0.13067 | 0.047957 | 0.02474 | 0.0113 | 0.011186 | 0.024982 | 0.089922 | 0.15692 | 0.34893 | 0.5709
LO12Med | New | DHP | Commercial | HVAC | 0.00020784 | 0.00010448 | 1.6263 | 69.8542 | Restaurant | DHP-New-Restaurant | 0.00040391 | 0.00071979 | 0.0010076 | 0.0013514 | 0.0017733 | 0.0023519 | 0.0026165 | 0.0023037 | 0.003928 | 0.0038014 | 0.0046339 | 0.0041827 | 0.0050708 | 0.0046524 | 0.0052418 | 0.0052244 | 0.005823 | 0.0052071 | 0.0056659 | 0.0049269 | 0.070886 | 0.040099 | 0.025507 | 0.015639 | 0.01458 | 0.0036178 | 0.0011073 | 0.0002267 | 0.00021247 | 0.0012271 | 0.010089 | 0.020355 | 0.056544 | 0 | 0.26615 | 0.19037 | 0.13395 | 0.13067 | 0.047957 | 0.02474 | 0.0113 | 0.011186 | 0.024982 | 0.089922 | 0.15692 | 0.34893 | 0.5709
LO12Med | New | DHP | Commercial | HVAC | 0.00020784 | 0.00010448 | 1.6263 | 69.8542 | Other | DHP-New-Other | 0.00074281 | 0.0019119 | 0.0024458 | 0.0031638 | 0.0057391 | 0.0070618 | 0.0069072 | 0.0069147 | 0.0093322 | 0.009763 | 0.010284 | 0.00927 | 0.0091861 | 0.0092456 | 0.010024 | 0.0095435 | 0.010985 | 0.012286 | 0.010504 | 0.010775 | 0.15609 | 0.040099 | 0.025507 | 0.015639 | 0.01458 | 0.0036178 | 0.0011073 | 0.0002267 | 0.00021247 | 0.0012271 | 0.010089 | 0.020355 | 0.056544 | 0 | 0.26615 | 0.19037 | 0.13395 | 0.13067 | 0.047957 | 0.02474 | 0.0113 | 0.011186 | 0.024982 | 0.089922 | 0.15692 | 0.34893 | 0.5709
Retro12Med | Retro | DHP | Commercial | HVAC | 0.00044527 | 0.00022384 | 3.4841 | 100.87 | Small Off | DHP-Retro-Small Off | 1.4541 | 1.4497 | 1.4454 | 1.4411 | 1.4367 | 1.2892 | 1.0282 | 0.82013 | 0.65414 | 0.52174 | 0.41614 | 0.33191 | 0.26473 | 0.21115 | 0.16841 | 0.13433 | 0.00091347 | 0.00032526 | 0.00011055 | 3.5941e-05 | 12.5791 | 0.085907 | 0.054646 | 0.033504 | 0.031236 | 0.0077508 | 0.0023724 | 0.00048569 | 0.00045519 | 0.0026289 | 0.021615 | 0.043609 | 0.12114 | 0 | 0.5702 | 0.40784 | 0.28696 | 0.27994 | 0.10274 | 0.053004 | 0.024208 | 0.023964 | 0.053521 | 0.19265 | 0.33618 | 0.74754 | 0.42655
Retro12Med | Retro | DHP | Commercial | HVAC | 0.00043701 | 0.00021969 | 3.4195 | 103.187 | Small Ret | DHP-Retro-Small Ret | 0.83667 | 0.83282 | 0.82899 | 0.82517 | 0.82138 | 0.73584 | 0.58596 | 0.46662 | 0.37158 | 0.29589 | 0.23563 | 0.18763 | 0.14942 | 0.11898 | 0.094748 | 0.07545 | 0.00051226 | 0.00018211 | 6.1797e-05 | 2.0058e-05 | 7.0276 | 0.084314 | 0.053633 | 0.032883 | 0.030657 | 0.0076071 | 0.0023284 | 0.00047669 | 0.00044676 | 0.0025802 | 0.021214 | 0.0428 | 0.11889 | 0 | 0.55963 | 0.40028 | 0.28164 | 0.27475 | 0.10084 | 0.052021 | 0.023759 | 0.02352 | 0.052529 | 0.18908 | 0.32994 | 0.73368 | 0.41864
Retro12Med | Retro | DHP | Commercial | HVAC | 0.00078117 | 0.0003927 | 6.1124 | 48.1221 | MiniMart | DHP-Retro-MiniMart | 0.27019 | 0.26954 | 0.26889 | 0.26825 | 0.2676 | 0.24027 | 0.19175 | 0.15303 | 0.12213 | 0.097471 | 0.07779 | 0.062083 | 0.049547 | 0.039542 | 0.031558 | 0.025186 | 0.00017137 | 6.1058e-05 | 2.0765e-05 | 6.755e-06 | 2.3661 | 0.15071 | 0.09587 | 0.058779 | 0.0548 | 0.013598 | 0.0041621 | 0.00085209 | 0.00079858 | 0.0046121 | 0.037921 | 0.076506 | 0.21253 | 0 | 1.0004 | 0.71551 | 0.50344 | 0.49112 | 0.18025 | 0.092989 | 0.04247 | 0.042042 | 0.093897 | 0.33798 | 0.58978 | 1.3115 | 0.74833
Retro12Med | Retro | DHP | Commercial | HVAC | 0.00078117 | 0.0003927 | 6.1124 | 48.1221 | Restaurant | DHP-Retro-Restaurant | 0.083371 | 0.08262 | 0.081877 | 0.08114 | 0.08041 | 0.071717 | 0.056858 | 0.045077 | 0.035737 | 0.028332 | 0.022462 | 0.017808 | 0.014118 | 0.011193 | 0.0088735 | 0.0070349 | 4.7552e-05 | 1.683e-05 | 5.6859e-06 | 1.8374e-06 | 0.64233 | 0.15071 | 0.09587 | 0.058779 | 0.0548 | 0.013598 | 0.0041621 | 0.00085209 | 0.00079858 | 0.0046121 | 0.037921 | 0.076506 | 0.21253 | 0 | 1.0004 | 0.71551 | 0.50344 | 0.49112 | 0.18025 | 0.092989 | 0.04247 | 0.042042 | 0.093897 | 0.33798 | 0.58978 | 1.3115 | 0.74833
Retro12Med | Retro | DHP | Commercial | HVAC | 0.00043701 | 0.00021969 | 3.4195 | 103.187 | Other | DHP-Retro-Other | 0.094996 | 0.094141 | 0.093293 | 0.092454 | 0.091622 | 0.081717 | 0.064785 | 0.051362 | 0.04072 | 0.032283 | 0.025594 | 0.020291 | 0.016086 | 0.012753 | 0.010111 | 0.0080159 | 5.4182e-05 | 1.9177e-05 | 6.4787e-06 | 2.0936e-06 | 0.73159 | 0.084314 | 0.053633 | 0.032883 | 0.030657 | 0.0076071 | 0.0023284 | 0.00047669 | 0.00044676 | 0.0025802 | 0.021214 | 0.0428 | 0.11889 | 0 | 0.55963 | 0.40028 | 0.28164 | 0.27475 | 0.10084 | 0.052021 | 0.023759 | 0.02352 | 0.052529 | 0.18908 | 0.32994 | 0.73368 | 0.41864
Retro3Slow | Retro | Commercial EM | Commercial | HVAC | 7.6247e-05 | 5.6452e-05 | 0.86492 | 56.9996 | Large Off | Commercial EM-Large Off-Retro | 0.087703 | 0.13745 | 0.27407 | 0.47818 | 0.74161 | 1.0351 | 1.3135 | 1.5278 | 1.6404 | 1.6355 | 1.5219 | 1.3276 | 1.0901 | 0.84529 | 0.62098 | 0.43338 | 0.28805 | 0.18276 | 0.11091 | 0.07487 | 14.9739 | 0.012969 | 0.01165 | 0.012377 | 0.011915 | 0.010897 | 0.0099204 | 0.0098055 | 0.0095462 | 0.0099491 | 0.011605 | 0.011669 | 0.012984 | 0 | 0.064478 | 0.056934 | 0.062693 | 0.059974 | 0.061549 | 0.059895 | 0.06042 | 0.059132 | 0.058906 | 0.06206 | 0.0594 | 0.064189 | 0.79382
Retro3Slow | Retro | Commercial EM | Commercial | HVAC | 8.4279e-05 | 6.2399e-05 | 0.95603 | 45.6227 | Medium Off | Commercial EM-Medium Off-Retro | 0.0077259 | 0.012108 | 0.024143 | 0.042124 | 0.06533 | 0.091188 | 0.11571 | 0.13459 | 0.14451 | 0.14407 | 0.13406 | 0.11695 | 0.096027 | 0.074463 | 0.054703 | 0.038177 | 0.025375 | 0.016099 | 0.0097703 | 0.0065954 | 1.3191 | 0.014335 | 0.012877 | 0.013681 | 0.01317 | 0.012045 | 0.010965 | 0.010838 | 0.010552 | 0.010997 | 0.012828 | 0.012898 | 0.014351 | 0 | 0.07127 | 0.062931 | 0.069297 | 0.066291 | 0.068033 | 0.066204 | 0.066784 | 0.065361 | 0.065111 | 0.068597 | 0.065657 | 0.07095 | 0.91294
Retro3Slow | Retro | Commercial EM | Commercial | HVAC | 6.2784e-05 | 4.6484e-05 | 0.7122 | 61.1886 | Small Off | Commercial EM-Small Off-Retro | 0 | 0 | 0 | 0 | 0 | 0 | 0 | 0 | 0 | 0 | 0 | 0 | 0 | 0 | 0 | 0 | 0 | 0 | 0 | 0 | 0 | 0.010679 | 0.0095927 | 0.010192 | 0.0098112 | 0.0089731 | 0.0081687 | 0.0080741 | 0.0078606 | 0.0081924 | 0.0095563 | 0.0096082 | 0.010691 | 0 | 0.053093 | 0.046881 | 0.051623 | 0.049384 | 0.050682 | 0.049319 | 0.049751 | 0.048691 | 0.048505 | 0.051102 | 0.048912 | 0.052855 | 0.76405
Retro3Slow | Retro | Commercial EM | Commercial | HVAC | 8.4984e-05 | 6.2921e-05 | 0.96402 | 48.5785 | XLarge Ret | Commercial EM-XLarge Ret-Retro | 0.0026599 | 0.0041619 | 0.0082855 | 0.014433 | 0.022348 | 0.031143 | 0.039455 | 0.045819 | 0.049116 | 0.04889 | 0.045421 | 0.03956 | 0.032429 | 0.025107 | 0.018415 | 0.012831 | 0.0085146 | 0.0053935 | 0.0032679 | 0.0022025 | 0.44049 | 0.014455 | 0.012985 | 0.013796 | 0.01328 | 0.012146 | 0.011057 | 0.010929 | 0.01064 | 0.011089 | 0.012935 | 0.013006 | 0.014471 | 0 | 0.071866 | 0.063458 | 0.069877 | 0.066846 | 0.068602 | 0.066758 | 0.067343 | 0.065908 | 0.065655 | 0.069171 | 0.066207 | 0.071544 | 0.87893
Retro3Slow | Retro | Commercial EM | Commercial | HVAC | 5.3965e-05 | 3.9955e-05 | 0.61216 | 86.1897 | Large Ret | Commercial EM-Large Ret-Retro | 0.017073 | 0.026714 | 0.053183 | 0.092642 | 0.14345 | 0.1999 | 0.25325 | 0.2941 | 0.31527 | 0.31382 | 0.29155 | 0.25393 | 0.20816 | 0.16116 | 0.1182 | 0.082359 | 0.054654 | 0.03462 | 0.020976 | 0.014137 | 2.8274 | 0.009179 | 0.0082453 | 0.0087602 | 0.008433 | 0.0077126 | 0.0070212 | 0.00694 | 0.0067565 | 0.0070416 | 0.0082139 | 0.0082585 | 0.0091893 | 0 | 0.045635 | 0.040296 | 0.044372 | 0.042447 | 0.043562 | 0.042391 | 0.042763 | 0.041852 | 0.041691 | 0.043924 | 0.042041 | 0.04543 | 0.61474
Retro3Slow | Retro | Commercial EM | Commercial | HVAC | 5.2984e-05 | 3.9228e-05 | 0.60102 | 70.8446 | Medium Ret | Commercial EM-Medium Ret-Retro | 0.00070081 | 0.0010965 | 0.002183 | 0.0038027 | 0.0058881 | 0.0082054 | 0.010395 | 0.012072 | 0.012941 | 0.012881 | 0.011967 | 0.010423 | 0.0085442 | 0.006615 | 0.0048518 | 0.0033806 | 0.0022434 | 0.001421 | 0.000861 | 0.00058029 | 0.11606 | 0.0090121 | 0.0080953 | 0.0086009 | 0.0082797 | 0.0075724 | 0.0068936 | 0.0068138 | 0.0066336 | 0.0069136 | 0.0080646 | 0.0081084 | 0.0090222 | 0 | 0.044805 | 0.039563 | 0.043565 | 0.041675 | 0.04277 | 0.041621 | 0.041985 | 0.041091 | 0.040933 | 0.043125 | 0.041277 | 0.044604 | 0.70419
Retro3Slow | Retro | Commercial EM | Commercial | HVAC | 8.7712e-05 | 6.494e-05 | 0.99497 | 25.6991 | Small Ret | Commercial EM-Small Ret-Retro | 0 | 0 | 0 | 0 | 0 | 0 | 0 | 0 | 0 | 0 | 0 | 0 | 0 | 0 | 0 | 0 | 0 | 0 | 0 | 0 | 0 | 0.014919 | 0.013401 | 0.014238 | 0.013707 | 0.012536 | 0.011412 | 0.01128 | 0.010982 | 0.011445 | 0.013351 | 0.013423 | 0.014936 | 0 | 0.074173 | 0.065495 | 0.07212 | 0.068992 | 0.070804 | 0.068901 | 0.069505 | 0.068024 | 0.067763 | 0.071391 | 0.068332 | 0.07384 | 1.2491
Retro3Slow | Retro | Commercial EM | Commercial | HVAC | 4.7418e-05 | 3.5107e-05 | 0.53789 | 7.8803 | School K-12 | Commercial EM-School K-12-Retro | 0.017854 | 0.028006 | 0.055895 | 0.09761 | 0.15152 | 0.21168 | 0.26885 | 0.313 | 0.33637 | 0.33566 | 0.31262 | 0.27297 | 0.22433 | 0.17411 | 0.12802 | 0.089428 | 0.059493 | 0.03778 | 0.022948 | 0.015505 | 3.101 | 0.0080654 | 0.007245 | 0.0076974 | 0.00741 | 0.0067769 | 0.0061694 | 0.006098 | 0.0059368 | 0.0061873 | 0.0072174 | 0.0072566 | 0.0080745 | 0 | 0.040099 | 0.035407 | 0.038989 | 0.037298 | 0.038277 | 0.037249 | 0.037575 | 0.036774 | 0.036633 | 0.038595 | 0.036941 | 0.039919 | 1.6769
Retro3Slow | Retro | Commercial EM | Commercial | HVAC | 4.7796e-05 | 3.5387e-05 | 0.54217 | 99.4901 | University | Commercial EM-University-Retro | 0.028978 | 0.045442 | 0.090665 | 0.15828 | 0.24563 | 0.34305 | 0.43557 | 0.50694 | 0.54463 | 0.54332 | 0.50588 | 0.44158 | 0.36278 | 0.28149 | 0.20691 | 0.14449 | 0.096097 | 0.061006 | 0.037045 | 0.025022 | 5.0045 | 0.0081297 | 0.0073027 | 0.0077587 | 0.007469 | 0.0068309 | 0.0062186 | 0.0061466 | 0.0059841 | 0.0062366 | 0.0072749 | 0.0073144 | 0.0081388 | 0 | 0.040418 | 0.035689 | 0.039299 | 0.037595 | 0.038582 | 0.037545 | 0.037874 | 0.037067 | 0.036925 | 0.038902 | 0.037235 | 0.040237 | 0.5622
Retro3Slow | Retro | Commercial EM | Commercial | HVAC | 4.5452e-05 | 3.3652e-05 | 0.51559 | 10.201 | Warehouse | Commercial EM-Warehouse-Retro | 0 | 0 | 0 | 0 | 0 | 0 | 0 | 0 | 0 | 0 | 0 | 0 | 0 | 0 | 0 | 0 | 0 | 0 | 0 | 0 | 0 | 0.007731 | 0.0069446 | 0.0073782 | 0.0071027 | 0.0064959 | 0.0059136 | 0.0058452 | 0.0056906 | 0.0059308 | 0.0069182 | 0.0069557 | 0.0077397 | 0 | 0.038436 | 0.033939 | 0.037372 | 0.035751 | 0.03669 | 0.035704 | 0.036017 | 0.035249 | 0.035114 | 0.036995 | 0.035409 | 0.038264 | 1.721
Retro3Slow | Retro | Commercial EM | Commercial | HVAC | 0.00017526 | 0.00012976 | 1.9881 | 173.3893 | Supermarket | Commercial EM-Supermarket-Retro | 0.0032901 | 0.0051473 | 0.010246 | 0.017846 | 0.027629 | 0.038498 | 0.048766 | 0.056626 | 0.060693 | 0.060407 | 0.056114 | 0.048868 | 0.040054 | 0.031006 | 0.022739 | 0.015842 | 0.010512 | 0.0066576 | 0.0040333 | 0.002718 | 0.5436 | 0.029811 | 0.026778 | 0.028451 | 0.027388 | 0.025048 | 0.022803 | 0.022539 | 0.021943 | 0.022869 | 0.026676 | 0.026821 | 0.029844 | 0 | 0.14821 | 0.13087 | 0.14411 | 0.13786 | 0.14148 | 0.13768 | 0.13888 | 0.13592 | 0.1354 | 0.14265 | 0.13654 | 0.14755 | 0.33003
Retro3Slow | Retro | Commercial EM | Commercial | HVAC | 0.00017526 | 0.00012976 | 1.9881 | 173.3893 | MiniMart | Commercial EM-MiniMart-Retro | 0 | 0 | 0 | 0 | 0 | 0 | 0 | 0 | 0 | 0 | 0 | 0 | 0 | 0 | 0 | 0 | 0 | 0 | 0 | 0 | 0 | 0.029811 | 0.026778 | 0.028451 | 0.027388 | 0.025048 | 0.022803 | 0.022539 | 0.021943 | 0.022869 | 0.026676 | 0.026821 | 0.029844 | 0 | 0.14821 | 0.13087 | 0.14411 | 0.13786 | 0.14148 | 0.13768 | 0.13888 | 0.13592 | 0.1354 | 0.14265 | 0.13654 | 0.14755 | 0.33003
Retro3Slow | Retro | Commercial EM | Commercial | HVAC | 0.00012499 | 9.2539e-05 | 1.4178 | 162.1458 | Restaurant | Commercial EM-Restaurant-Retro | 0.00076258 | 0.0011879 | 0.0023544 | 0.0040832 | 0.0062945 | 0.0087329 | 0.011015 | 0.012735 | 0.013591 | 0.013469 | 0.012458 | 0.010802 | 0.0088159 | 0.0067951 | 0.0049618 | 0.003442 | 0.002274 | 0.0014341 | 0.00086507 | 0.00058045 | 0.11609 | 0.021259 | 0.019097 | 0.020289 | 0.019532 | 0.017863 | 0.016262 | 0.016074 | 0.015649 | 0.016309 | 0.019024 | 0.019128 | 0.021283 | 0 | 0.1057 | 0.093329 | 0.10277 | 0.098312 | 0.10089 | 0.098183 | 0.099043 | 0.096933 | 0.096561 | 0.10173 | 0.097372 | 0.10522 | 0.36327
Retro3Slow | Retro | Commercial EM | Commercial | HVAC | 0.00011677 | 8.6451e-05 | 1.3245 | -0.84845 | Lodging | Commercial EM-Lodging-Retro | 0.0091931 | 0.014397 | 0.028688 | 0.050018 | 0.077518 | 0.10812 | 0.1371 | 0.15936 | 0.17098 | 0.17035 | 0.15841 | 0.13809 | 0.1133 | 0.087799 | 0.064454 | 0.044951 | 0.029857 | 0.018929 | 0.01148 | 0.0077439 | 1.5488 | 0.019861 | 0.01784 | 0.018955 | 0.018247 | 0.016688 | 0.015192 | 0.015016 | 0.014619 | 0.015236 | 0.017773 | 0.017869 | 0.019883 | 0 | 0.098742 | 0.087189 | 0.096009 | 0.091844 | 0.094257 | 0.091724 | 0.092527 | 0.090555 | 0.090208 | 0.095039 | 0.090966 | 0.098299 | 2.5986
Retro3Slow | Retro | Commercial EM | Commercial | HVAC | 0.00016442 | 0.00012173 | 1.8651 | 81.4105 | Hospital | Commercial EM-Hospital-Retro | 0.093096 | 0.14574 | 0.29028 | 0.50591 | 0.78375 | 1.0927 | 1.3851 | 1.6093 | 1.726 | 1.7189 | 1.5977 | 1.3923 | 1.1419 | 0.88449 | 0.64906 | 0.45248 | 0.30041 | 0.19039 | 0.11541 | 0.077824 | 15.5649 | 0.027966 | 0.025122 | 0.02669 | 0.025694 | 0.023499 | 0.021392 | 0.021145 | 0.020586 | 0.021454 | 0.025026 | 0.025162 | 0.027998 | 0 | 0.13904 | 0.12277 | 0.13519 | 0.12933 | 0.13273 | 0.12916 | 0.13029 | 0.12751 | 0.12702 | 0.13383 | 0.12809 | 0.13842 | 0.61266
Retro3Slow | Retro | Commercial EM | Commercial | HVAC | 0.00012021 | 8.9004e-05 | 1.3637 | 55.1905 | Residential Care | Commercial EM-Residential Care-Retro | 0.0061851 | 0.0096825 | 0.019286 | 0.033611 | 0.05207 | 0.072599 | 0.09202 | 0.10692 | 0.11467 | 0.1142 | 0.10615 | 0.092499 | 0.075863 | 0.058763 | 0.043121 | 0.030061 | 0.019959 | 0.012649 | 0.0076678 | 0.0051704 | 1.0341 | 0.020447 | 0.018367 | 0.019514 | 0.018786 | 0.017181 | 0.015641 | 0.01546 | 0.015051 | 0.015686 | 0.018297 | 0.018397 | 0.02047 | 0 | 0.10166 | 0.089764 | 0.098844 | 0.094556 | 0.09704 | 0.094432 | 0.095259 | 0.093229 | 0.092872 | 0.097845 | 0.093652 | 0.1012 | 0.81556
Retro3Slow | Retro | Commercial EM | Commercial | HVAC | 0.00011145 | 8.2513e-05 | 1.2642 | 36.1283 | Assembly | Commercial EM-Assembly-Retro | 0 | 0 | 0 | 0 | 0 | 0 | 0 | 0 | 0 | 0 | 0 | 0 | 0 | 0 | 0 | 0 | 0 | 0 | 0 | 0 | 0 | 0.018956 | 0.017028 | 0.018091 | 0.017416 | 0.015928 | 0.0145 | 0.014332 | 0.013953 | 0.014542 | 0.016963 | 0.017055 | 0.018978 | 0 | 0.094244 | 0.083218 | 0.091635 | 0.087661 | 0.089964 | 0.087546 | 0.088313 | 0.086431 | 0.086099 | 0.09071 | 0.086822 | 0.093822 | 1.0468
Retro3Slow | Retro | Commercial EM | Commercial | HVAC | 0.00011145 | 8.2513e-05 | 1.2642 | 29.8098 | Other | Commercial EM-Other-Retro | 0 | 0 | 0 | 0 | 0 | 0 | 0 | 0 | 0 | 0 | 0 | 0 | 0 | 0 | 0 | 0 | 0 | 0 | 0 | 0 | 0 | 0.018956 | 0.017028 | 0.018091 | 0.017416 | 0.015928 | 0.0145 | 0.014332 | 0.013953 | 0.014542 | 0.016963 | 0.017055 | 0.018978 | 0 | 0.094244 | 0.083218 | 0.091635 | 0.087661 | 0.089964 | 0.087546 | 0.088313 | 0.086431 | 0.086099 | 0.09071 | 0.086822 | 0.093822 | 1.1431
LO5Med | New | Commercial EM | Commercial | HVAC | 6.8622e-05 | 5.0807e-05 | 0.86492 | 63.0731 | Large Off | Commercial EM-Large Off-New | 0.0082874 | 0.017907 | 0.024465 | 0.034054 | 0.045887 | 0.070028 | 0.09654 | 0.1297 | 0.16209 | 0.17767 | 0.20187 | 0.21876 | 0.20555 | 0.2326 | 0.23256 | 0.25136 | 0.25381 | 0.28461 | 0.23719 | 0.25233 | 3.1373 | 0.011672 | 0.010485 | 0.01114 | 0.010724 | 0.0098075 | 0.0089283 | 0.008825 | 0.0085916 | 0.0089542 | 0.010445 | 0.010502 | 0.011685 | 0 | 0.05803 | 0.051241 | 0.056424 | 0.053977 | 0.055395 | 0.053906 | 0.054378 | 0.053219 | 0.053015 | 0.055854 | 0.05346 | 0.05777 | 0.70134
LO5Med | New | Commercial EM | Commercial | HVAC | 7.5851e-05 | 5.6159e-05 | 0.95603 | 45.8146 | Medium Off | Commercial EM-Medium Off-New | 0.0012087 | 0.0026542 | 0.0036139 | 0.0046585 | 0.0063894 | 0.010451 | 0.014049 | 0.018827 | 0.023551 | 0.024603 | 0.029353 | 0.03199 | 0.029299 | 0.034438 | 0.032226 | 0.036081 | 0.036116 | 0.040294 | 0.032792 | 0.035032 | 0.44763 | 0.012902 | 0.011589 | 0.012313 | 0.011853 | 0.010841 | 0.0098688 | 0.0097546 | 0.0094966 | 0.0098974 | 0.011545 | 0.011608 | 0.012916 | 0 | 0.064143 | 0.056638 | 0.062367 | 0.059662 | 0.06123 | 0.059584 | 0.060106 | 0.058825 | 0.0586 | 0.061737 | 0.059092 | 0.063855 | 0.89448
LO5Med | New | Commercial EM | Commercial | HVAC | 5.6506e-05 | 4.1836e-05 | 0.7122 | 54.328 | Small Off | Commercial EM-Small Off-New | 0 | 0 | 0 | 0 | 0 | 0 | 0 | 0 | 0 | 0 | 0 | 0 | 0 | 0 | 0 | 0 | 0 | 0 | 0 | 0 | 0 | 0.0096111 | 0.0086335 | 0.0091726 | 0.0088301 | 0.0080757 | 0.0073518 | 0.0072667 | 0.0070746 | 0.0073731 | 0.0086006 | 0.0086474 | 0.009622 | 0 | 0.047784 | 0.042193 | 0.046461 | 0.044446 | 0.045613 | 0.044387 | 0.044776 | 0.043822 | 0.043654 | 0.045992 | 0.044021 | 0.047569 | 0.7875
LO5Med | New | Commercial EM | Commercial | HVAC | 7.6485e-05 | 5.6628e-05 | 0.96402 | 45.2948 | XLarge Ret | Commercial EM-XLarge Ret-New | 0.00014485 | 0.00032052 | 0.00067928 | 0.0014432 | 0.0018222 | 0.0031272 | 0.0040035 | 0.0038907 | 0.0069881 | 0.0072344 | 0.0085415 | 0.0083482 | 0.0092822 | 0.0091286 | 0.0093122 | 0.0092606 | 0.0096654 | 0.0086528 | 0.0087323 | 0.0085519 | 0.11913 | 0.01301 | 0.011686 | 0.012416 | 0.011952 | 0.010931 | 0.0099513 | 0.0098362 | 0.0095761 | 0.0099802 | 0.011642 | 0.011705 | 0.013024 | 0 | 0.064679 | 0.057112 | 0.062889 | 0.060161 | 0.061742 | 0.060082 | 0.060609 | 0.059317 | 0.05909 | 0.062254 | 0.059586 | 0.064389 | 0.90196
LO5Med | New | Commercial EM | Commercial | HVAC | 4.8568e-05 | 3.5959e-05 | 0.61216 | 81.0185 | Large Ret | Commercial EM-Large Ret-New | 0.00056718 | 0.0012716 | 0.0023396 | 0.0041658 | 0.0054667 | 0.0084656 | 0.010721 | 0.011418 | 0.019411 | 0.020623 | 0.023802 | 0.023823 | 0.02569 | 0.025757 | 0.025866 | 0.025987 | 0.026578 | 0.024885 | 0.025421 | 0.025133 | 0.33739 | 0.0082611 | 0.0074207 | 0.0078841 | 0.0075897 | 0.0069414 | 0.0063191 | 0.006246 | 0.0060808 | 0.0063374 | 0.0073925 | 0.0074327 | 0.0082704 | 0 | 0.041071 | 0.036266 | 0.039935 | 0.038202 | 0.039206 | 0.038152 | 0.038486 | 0.037666 | 0.037522 | 0.039531 | 0.037837 | 0.040887 | 0.57274
LO5Med | New | Commercial EM | Commercial | HVAC | 4.7685e-05 | 3.5305e-05 | 0.60102 | 63.6606 | Medium Ret | Commercial EM-Medium Ret-New | 7.2977e-05 | 0.00016303 | 0.00034493 | 0.00076392 | 0.00094555 | 0.0016831 | 0.0021405 | 0.0020597 | 0.0037338 | 0.0038315 | 0.0045842 | 0.0044558 | 0.0049442 | 0.0048471 | 0.0049206 | 0.0049023 | 0.0051235 | 0.0045275 | 0.0045052 | 0.0043275 | 0.062877 | 0.0081109 | 0.0072858 | 0.0077408 | 0.0074517 | 0.0068151 | 0.0062042 | 0.0061324 | 0.0059702 | 0.0062222 | 0.0072581 | 0.0072975 | 0.00812 | 0 | 0.040325 | 0.035607 | 0.039209 | 0.037508 | 0.038493 | 0.037459 | 0.037787 | 0.036982 | 0.03684 | 0.038812 | 0.037149 | 0.040144 | 0.69622
LO5Med | New | Commercial EM | Commercial | HVAC | 7.8941e-05 | 5.8446e-05 | 0.99497 | 20.2015 | Small Ret | Commercial EM-Small Ret-New | 0 | 0 | 0 | 0 | 0 | 0 | 0 | 0 | 0 | 0 | 0 | 0 | 0 | 0 | 0 | 0 | 0 | 0 | 0 | 0 | 0 | 0.013427 | 0.012061 | 0.012815 | 0.012336 | 0.011282 | 0.010271 | 0.010152 | 0.0098835 | 0.010301 | 0.012015 | 0.012081 | 0.013442 | 0 | 0.066756 | 0.058945 | 0.064908 | 0.062093 | 0.063724 | 0.062011 | 0.062554 | 0.061221 | 0.060987 | 0.064252 | 0.061499 | 0.066456 | 1.5127
LO5Med | New | Commercial EM | Commercial | HVAC | 4.2676e-05 | 3.1597e-05 | 0.53789 | 25.986 | School K-12 | Commercial EM-School K-12-New | 0.0010024 | 0.0022211 | 0.0037218 | 0.0054547 | 0.0074087 | 0.0095644 | 0.012244 | 0.014937 | 0.02118 | 0.023873 | 0.025792 | 0.028194 | 0.028357 | 0.028517 | 0.028418 | 0.029219 | 0.028624 | 0.029362 | 0.029913 | 0.030884 | 0.38889 | 0.0072589 | 0.0065205 | 0.0069277 | 0.006669 | 0.0060993 | 0.0055525 | 0.0054882 | 0.0053431 | 0.0055686 | 0.0064957 | 0.006531 | 0.007267 | 0 | 0.036089 | 0.031866 | 0.03509 | 0.033568 | 0.03445 | 0.033524 | 0.033817 | 0.033097 | 0.03297 | 0.034735 | 0.033247 | 0.035927 | 1.3085
LO5Med | New | Commercial EM | Commercial | HVAC | 4.3016e-05 | 3.1848e-05 | 0.54217 | 102.1519 | University | Commercial EM-University-New | 0.0010655 | 0.0022731 | 0.0043673 | 0.0062094 | 0.0092256 | 0.012287 | 0.015668 | 0.018536 | 0.02345 | 0.027819 | 0.028856 | 0.030293 | 0.028834 | 0.030427 | 0.032539 | 0.035107 | 0.03415 | 0.036232 | 0.034137 | 0.037689 | 0.44916 | 0.0073167 | 0.0065724 | 0.0069828 | 0.0067221 | 0.0061478 | 0.0055967 | 0.0055319 | 0.0053857 | 0.005613 | 0.0065474 | 0.006583 | 0.0073249 | 0 | 0.036376 | 0.03212 | 0.035369 | 0.033835 | 0.034724 | 0.033791 | 0.034087 | 0.03336 | 0.033233 | 0.035012 | 0.033512 | 0.036213 | 0.47104
LO5Med | New | Commercial EM | Commercial | HVAC | 4.0907e-05 | 3.0287e-05 | 0.51559 | 1.0227 | Warehouse | Commercial EM-Warehouse-New | 0 | 0 | 0 | 0 | 0 | 0 | 0 | 0 | 0 | 0 | 0 | 0 | 0 | 0 | 0 | 0 | 0 | 0 | 0 | 0 | 0 | 0.0069579 | 0.0062501 | 0.0066404 | 0.0063924 | 0.0058464 | 0.0053223 | 0.0052607 | 0.0051216 | 0.0053377 | 0.0062263 | 0.0062602 | 0.0069657 | 0 | 0.034592 | 0.030545 | 0.033635 | 0.032176 | 0.033021 | 0.032134 | 0.032415 | 0.031725 | 0.031603 | 0.033295 | 0.031868 | 0.034437 | 3.1356
LO5Med | New | Commercial EM | Commercial | HVAC | 0.00015774 | 0.00011679 | 1.9881 | 175.5521 | Supermarket | Commercial EM-Supermarket-New | 0.00020649 | 0.0004639 | 0.00076194 | 0.0011562 | 0.0017185 | 0.0024177 | 0.0031662 | 0.0033338 | 0.0058372 | 0.0060043 | 0.0073039 | 0.0067258 | 0.0078841 | 0.0079908 | 0.0082722 | 0.0082882 | 0.008746 | 0.0073694 | 0.0077082 | 0.0074501 | 0.1028 | 0.02683 | 0.0241 | 0.025606 | 0.024649 | 0.022544 | 0.020523 | 0.020285 | 0.019749 | 0.020582 | 0.024009 | 0.024139 | 0.02686 | 0 | 0.13339 | 0.11778 | 0.1297 | 0.12407 | 0.12733 | 0.12391 | 0.12499 | 0.12233 | 0.12186 | 0.12839 | 0.12288 | 0.13279 | 0.29134
LO5Med | New | Commercial EM | Commercial | HVAC | 0.00015774 | 0.00011679 | 1.9881 | 175.5521 | MiniMart | Commercial EM-MiniMart-New | 0 | 0 | 0 | 0 | 0 | 0 | 0 | 0 | 0 | 0 | 0 | 0 | 0 | 0 | 0 | 0 | 0 | 0 | 0 | 0 | 0 | 0.02683 | 0.0241 | 0.025606 | 0.024649 | 0.022544 | 0.020523 | 0.020285 | 0.019749 | 0.020582 | 0.024009 | 0.024139 | 0.02686 | 0 | 0.13339 | 0.11778 | 0.1297 | 0.12407 | 0.12733 | 0.12391 | 0.12499 | 0.12233 | 0.12186 | 0.12839 | 0.12288 | 0.13279 | 0.29134
LO5Med | New | Commercial EM | Commercial | HVAC | 0.00011249 | 8.3285e-05 | 1.4178 | 155.4268 | Restaurant | Commercial EM-Restaurant-New | 9.1092e-05 | 0.00018082 | 0.00028256 | 0.00041714 | 0.00059699 | 0.00088011 | 0.0011001 | 0.0010793 | 0.0020136 | 0.0020848 | 0.0026565 | 0.0024553 | 0.0030002 | 0.0027429 | 0.0030489 | 0.0030066 | 0.0033508 | 0.0029964 | 0.0032603 | 0.0028351 | 0.03808 | 0.019134 | 0.017187 | 0.018261 | 0.017579 | 0.016077 | 0.014636 | 0.014466 | 0.014084 | 0.014678 | 0.017122 | 0.017215 | 0.019155 | 0 | 0.095126 | 0.083996 | 0.092493 | 0.088481 | 0.090805 | 0.088365 | 0.089139 | 0.087239 | 0.086905 | 0.091558 | 0.087635 | 0.094699 | 0.32538
LO5Med | New | Commercial EM | Commercial | HVAC | 0.00010509 | 7.7806e-05 | 1.3245 | 4.0221 | Lodging | Commercial EM-Lodging-New | 0.00057522 | 0.0010452 | 0.0015118 | 0.0022109 | 0.0033378 | 0.0051506 | 0.0066293 | 0.0063233 | 0.013114 | 0.012764 | 0.017326 | 0.015009 | 0.02042 | 0.016315 | 0.021137 | 0.020356 | 0.021572 | 0.020524 | 0.023956 | 0.019419 | 0.2487 | 0.017875 | 0.016056 | 0.017059 | 0.016422 | 0.015019 | 0.013673 | 0.013515 | 0.013157 | 0.013713 | 0.015995 | 0.016082 | 0.017895 | 0 | 0.088867 | 0.07847 | 0.086408 | 0.08266 | 0.084831 | 0.082551 | 0.083274 | 0.0815 | 0.081187 | 0.085535 | 0.081869 | 0.088469 | 2.6851
LO5Med | New | Commercial EM | Commercial | HVAC | 0.00014798 | 0.00010956 | 1.8651 | 62.218 | Hospital | Commercial EM-Hospital-New | 0.018511 | 0.051227 | 0.093672 | 0.1293 | 0.2042 | 0.30688 | 0.35751 | 0.36066 | 0.4493 | 0.54239 | 0.55754 | 0.55349 | 0.52135 | 0.52211 | 0.53864 | 0.6102 | 0.61482 | 0.61387 | 0.63958 | 0.66146 | 8.3467 | 0.02517 | 0.022609 | 0.024021 | 0.023124 | 0.021149 | 0.019253 | 0.01903 | 0.018527 | 0.019309 | 0.022524 | 0.022646 | 0.025198 | 0 | 0.12514 | 0.1105 | 0.12167 | 0.1164 | 0.11945 | 0.11624 | 0.11726 | 0.11476 | 0.11432 | 0.12044 | 0.11528 | 0.12458 | 0.70892
LO5Med | New | Commercial EM | Commercial | HVAC | 0.00010819 | 8.0103e-05 | 1.3637 | 47.3596 | Residential Care | Commercial EM-Residential Care-New | 0.00099589 | 0.0023525 | 0.0041401 | 0.0067599 | 0.0098627 | 0.014767 | 0.016215 | 0.016645 | 0.020032 | 0.02441 | 0.024931 | 0.024415 | 0.021891 | 0.02284 | 0.022825 | 0.026845 | 0.025525 | 0.026954 | 0.027427 | 0.02935 | 0.36918 | 0.018403 | 0.016531 | 0.017563 | 0.016907 | 0.015463 | 0.014077 | 0.013914 | 0.013546 | 0.014117 | 0.016468 | 0.016557 | 0.018423 | 0 | 0.091492 | 0.080787 | 0.088959 | 0.085101 | 0.087336 | 0.084989 | 0.085733 | 0.083907 | 0.083585 | 0.08806 | 0.084287 | 0.091081 | 0.87296
LO5Med | New | Commercial EM | Commercial | HVAC | 0.0001003 | 7.4262e-05 | 1.2642 | 37.8286 | Assembly | Commercial EM-Assembly-New | 0 | 0 | 0 | 0 | 0 | 0 | 0 | 0 | 0 | 0 | 0 | 0 | 0 | 0 | 0 | 0 | 0 | 0 | 0 | 0 | 0 | 0.017061 | 0.015325 | 0.016282 | 0.015674 | 0.014335 | 0.01305 | 0.012899 | 0.012558 | 0.013088 | 0.015267 | 0.01535 | 0.01708 | 0 | 0.08482 | 0.074896 | 0.082472 | 0.078895 | 0.080967 | 0.078791 | 0.079481 | 0.077788 | 0.077489 | 0.081639 | 0.07814 | 0.084439 | 1.0251
LO5Med | New | Commercial EM | Commercial | HVAC | 0.0001003 | 7.4262e-05 | 1.2642 | 37.8286 | Other | Commercial EM-Other-New | 0 | 0 | 0 | 0 | 0 | 0 | 0 | 0 | 0 | 0 | 0 | 0 | 0 | 0 | 0 | 0 | 0 | 0 | 0 | 0 | 0 | 0.017061 | 0.015325 | 0.016282 | 0.015674 | 0.014335 | 0.01305 | 0.012899 | 0.012558 | 0.013088 | 0.015267 | 0.01535 | 0.01708 | 0 | 0.08482 | 0.074896 | 0.082472 | 0.078895 | 0.080967 | 0.078791 | 0.079481 | 0.077788 | 0.077489 | 0.081639 | 0.07814 | 0.084439 | 1.0251
Retro3Slow | Retro | Elevators | Commercial | Process Loads | 1.5157 | 1.0311 | 15590.5805 | 199.2331 | All | High-Rise_Hydraulic_Elevator_Efficiency | 0.28981 | 0.46136 | 0.93416 | 1.6546 | 2.6042 | 3.6881 | 4.7469 | 5.5993 | 6.0953 | 6.1598 | 5.8088 | 5.1343 | 4.2704 | 3.354 | 2.4953 | 1.7633 | 1.1866 | 0.76209 | 0.45675 | 0.31167 | 62.3343 | 249.1906 | 204.497 | 205.2915 | 174.6055 | 158.3663 | 153.6494 | 168.8728 | 168.8381 | 155.7695 | 172.4807 | 202.5713 | 275.1568 | 0 | 1350.2587 | 1111.0059 | 1107.6701 | 1078.8919 | 1003.1974 | 969.7303 | 1043.5221 | 1038.5385 | 972.9565 | 1056.3503 | 1103.1969 | 1465.9723 | 0.21531
Retro3Slow | Retro | Elevators | Commercial | Process Loads | 0.024041 | 0.016355 | 247.2927 | 199.2331 | All | Low-Rise_Hydraulic_Elevator_Efficiency | 5.9104e-06 | 9.4089e-06 | 1.9051e-05 | 3.3744e-05 | 5.3111e-05 | 7.5214e-05 | 9.6808e-05 | 0.00011419 | 0.00012431 | 0.00012562 | 0.00011846 | 0.00010471 | 8.709e-05 | 6.8402e-05 | 5.0888e-05 | 3.5961e-05 | 2.4199e-05 | 1.5542e-05 | 9.3148e-06 | 6.3562e-06 | 0.0012712 | 3.9526 | 3.2437 | 3.2563 | 2.7695 | 2.512 | 2.4371 | 2.6786 | 2.6781 | 2.4708 | 2.7358 | 3.2131 | 4.3644 | 0 | 21.4174 | 17.6224 | 17.5695 | 17.113 | 15.9124 | 15.3815 | 16.552 | 16.473 | 15.4327 | 16.7555 | 17.4986 | 23.2528 | 0.21531
Retro3Slow | Retro | Elevators | Commercial | Process Loads | 0.80903 | 0.55037 | 8321.9771 | 199.2331 | All | Mid-Rise_Hydraulic_Elevator_Efficiency | 0.00092688 | 0.0014755 | 0.0029877 | 0.0052918 | 0.008329 | 0.011795 | 0.015182 | 0.017908 | 0.019494 | 0.019701 | 0.018578 | 0.016421 | 0.013658 | 0.010727 | 0.0079805 | 0.0056395 | 0.003795 | 0.0024374 | 0.0014608 | 0.0009968 | 0.19936 | 133.0136 | 109.1569 | 109.581 | 93.2013 | 84.5331 | 82.0154 | 90.1413 | 90.1228 | 83.147 | 92.0672 | 108.129 | 146.8738 | 0 | 720.7443 | 593.0353 | 591.2548 | 575.8935 | 535.4891 | 517.6249 | 557.0137 | 554.3536 | 519.347 | 563.8612 | 588.8671 | 782.5102 | 0.21531
Retro5Med | Retro | EBHeaterControl | Commercial | Process Loads | 0.41435 | 0.5305 | 2748.4311 | -13.3855 | Other | Wall-Mounted Vehicle Engine Block Heater Control_School Bus_HZ1 | 0 | 0 | 0 | 0 | 0 | 0 | 0 | 0 | 0 | 0 | 0 | 0 | 0 | 0 | 0 | 0 | 0 | 0 | 0 | 0 | 0 | 136.0276 | 116.372 | 38.632 | 0 | 0 | 0 | 0 | 0 | 0 | 0 | 117.346 | 147.7068 | 0 | 553.2435 | 459.9213 | 153.787 | 0.19037 | 0 | 0 | 0 | 0 | 0 | 0 | 453.0687 | 572.1359 | 4.6683
Retro5Med | Retro | EBHeaterControl | Commercial | Process Loads | 0.40651 | 0.53205 | 2171.0299 | -15.6903 | Other | Wall-Mounted Vehicle Engine Block Heater Control_Delivery_HZ1 | 0 | 0 | 0 | 0 | 0 | 0 | 0 | 0 | 0 | 0 | 0 | 0 | 0 | 0 | 0 | 0 | 0 | 0 | 0 | 0 | 0 | 136.0302 | 116.385 | 38.6464 | 0 | 0 | 0 | 0 | 0 | 0 | 0 | 117.3618 | 147.7204 | 0 | 401.5359 | 338.9801 | 111.3047 | 0.19038 | 0 | 0 | 0 | 0 | 0 | 0 | 340.9866 | 421.8884 | 4.0969
Retro5Med | Retro | EBHeaterControl | Commercial | Process Loads | 0.26085 | 0.5397 | 1790.5412 | -7.4677 | Other | Wall-Mounted Vehicle Engine Block Heater Control_Mass Transit_HZ1 | 0 | 0 | 0 | 0 | 0 | 0 | 0 | 0 | 0 | 0 | 0 | 0 | 0 | 0 | 0 | 0 | 0 | 0 | 0 | 0 | 0 | 149.0603 | 123.1629 | 39.8465 | 0 | 0 | 0 | 0 | 0 | 0 | 0 | 122.2051 | 156.6329 | 0 | 288.2766 | 257.6449 | 89.7369 | 0.19041 | 0 | 0 | 0 | 0 | 0 | 0 | 256.7699 | 307.0149 | 3.1784
Retro5Med | Retro | EBHeaterControl | Commercial | Process Loads | 0.27259 | 0.35677 | 1455.8206 | -7.9493 | Other | Wall-Mounted Vehicle Engine Block Heater Control_Residential_HZ1 | 0 | 0 | 0 | 0 | 0 | 0 | 0 | 0 | 0 | 0 | 0 | 0 | 0 | 0 | 0 | 0 | 0 | 0 | 0 | 0 | 0 | 91.2173 | 78.0439 | 25.915 | 0 | 0 | 0 | 0 | 0 | 0 | 0 | 78.699 | 99.0564 | 0 | 269.2566 | 227.3088 | 74.6373 | 0.12766 | 0 | 0 | 0 | 0 | 0 | 0 | 228.6543 | 282.9044 | 2.7473
Retro5Med | Retro | EBHeaterControl | Commercial | Process Loads | 0.47436 | 0.54308 | 3103.8557 | -14.6894 | Other | Wall-Mounted Vehicle Engine Block Heater Control_School Bus_HZ2 | 0.011488 | 0.014285 | 0.017697 | 0.020792 | 0.023997 | 0.028379 | 0.031484 | 0.032519 | 0.030977 | 0.026909 | 0.021039 | 0.014066 | 0.0082486 | 0.0040105 | 0.0017132 | 0.00062889 | 0.00019828 | 4.3617e-05 | 7.0591e-06 | 8.5395e-07 | 0.31788 | 104.7011 | 114.015 | 136.0763 | 0 | 0 | 0 | 0 | 0 | 0 | 6.3521 | 126.6138 | 117.8002 | 0 | 470.1583 | 465.8736 | 516.7922 | 0.1267 | 0 | 0 | 0 | 0 | 0 | 23.411 | 518.1263 | 503.8091 | 5.0829
Retro5Med | Retro | EBHeaterControl | Commercial | Process Loads | 0.45718 | 0.54181 | 2374.9498 | -17.3625 | Other | Wall-Mounted Vehicle Engine Block Heater Control_Delivery_HZ2 | 0.18825 | 0.23409 | 0.29 | 0.34073 | 0.39324 | 0.46505 | 0.51594 | 0.53289 | 0.50762 | 0.44096 | 0.34477 | 0.2305 | 0.13517 | 0.065721 | 0.028074 | 0.010306 | 0.0032493 | 0.00071476 | 0.00011568 | 1.3994e-05 | 5.2091 | 104.7149 | 114.0412 | 136.0869 | 0 | 0 | 0 | 0 | 0 | 0 | 6.3527 | 126.7508 | 117.8094 | 0 | 326.1907 | 330.4939 | 369.6257 | 0.12671 | 0 | 0 | 0 | 0 | 0 | 15.9088 | 370.0837 | 356.7643 | 4.3652
Retro5Med | Retro | EBHeaterControl | Commercial | Process Loads | 0.3194 | 0.56804 | 1946.18 | -11.2202 | Other | Wall-Mounted Vehicle Engine Block Heater Control_Mass Transit_HZ2 | 0.0021009 | 0.0026124 | 0.0032364 | 0.0038025 | 0.0043885 | 0.00519 | 0.0057578 | 0.0059471 | 0.005665 | 0.0049211 | 0.0038477 | 0.0025723 | 0.0015085 | 0.00073345 | 0.0003133 | 0.00011501 | 3.6262e-05 | 7.9767e-06 | 1.291e-06 | 1.5617e-07 | 0.058133 | 136.018 | 131.1663 | 142.6024 | 0 | 0 | 0 | 0 | 0 | 0 | 6.3946 | 141.9389 | 142.346 | 0 | 214.2259 | 226.0539 | 286.7669 | 0.12675 | 0 | 0 | 0 | 0 | 0 | 13.8769 | 263.4709 | 241.1925 | 3.4894
Retro5Med | Retro | EBHeaterControl | Commercial | Process Loads | 0.30354 | 0.35973 | 1576.8444 | -10.0721 | Other | Wall-Mounted Vehicle Engine Block Heater Control_Residential_HZ2 | 0.072614 | 0.090294 | 0.11186 | 0.13143 | 0.15168 | 0.17939 | 0.19901 | 0.20555 | 0.19581 | 0.17009 | 0.13299 | 0.08891 | 0.05214 | 0.025351 | 0.010829 | 0.0039753 | 0.0012534 | 0.00027571 | 4.4621e-05 | 5.3979e-06 | 2.0093 | 69.5253 | 75.7175 | 90.3547 | 0 | 0 | 0 | 0 | 0 | 0 | 4.2179 | 84.156 | 78.2194 | 0 | 216.5738 | 219.4309 | 245.4124 | 0.084127 | 0 | 0 | 0 | 0 | 0 | 10.5626 | 245.7165 | 236.8732 | 2.8983
Retro5Med | Retro | EBHeaterControl | Commercial | Process Loads | 0.54059 | 0.60156 | 3416.5602 | -16.5574 | Other | Wall-Mounted Vehicle Engine Block Heater Control_School Bus_HZ3 | 0.0084299 | 0.010483 | 0.012987 | 0.015258 | 0.017609 | 0.020825 | 0.023104 | 0.023863 | 0.022732 | 0.019747 | 0.015439 | 0.010322 | 0.0060531 | 0.002943 | 0.0012572 | 0.0004615 | 0.00014551 | 3.2008e-05 | 5.1802e-06 | 6.2666e-07 | 0.23327 | 102.6717 | 101.4077 | 121.2166 | 0 | 0 | 0 | 0 | 0 | 0 | 127.154 | 114.2636 | 97.2248 | 0 | 450.0806 | 425.8696 | 482.9697 | 0 | 0 | 0 | 0 | 0 | 0 | 468.6736 | 480.2864 | 444.7421 | 5.7957
Retro5Med | Retro | EBHeaterControl | Commercial | Process Loads | 0.51798 | 0.60226 | 2580.7657 | -19.7995 | Other | Wall-Mounted Vehicle Engine Block Heater Control_Delivery_HZ3 | 0.13638 | 0.16958 | 0.21009 | 0.24684 | 0.28488 | 0.3369 | 0.37376 | 0.38605 | 0.36774 | 0.31945 | 0.24977 | 0.16698 | 0.097924 | 0.047611 | 0.020338 | 0.007466 | 0.0023539 | 0.0005178 | 8.3803e-05 | 1.0138e-05 | 3.7737 | 102.8009 | 101.3889 | 121.1909 | 0 | 0 | 0 | 0 | 0 | 0 | 127.1284 | 114.2552 | 97.2159 | 0 | 315.3932 | 299.348 | 337.2043 | 0 | 0 | 0 | 0 | 0 | 0 | 318.3985 | 338.7013 | 307.7402 | 4.9285
Retro5Med | Retro | EBHeaterControl | Commercial | Process Loads | 0.39039 | 0.63238 | 2129.9658 | -15.5407 | Other | Wall-Mounted Vehicle Engine Block Heater Control_Mass Transit_HZ3 | 0.0015328 | 0.0019061 | 0.0023614 | 0.0027744 | 0.003202 | 0.0037867 | 0.004201 | 0.0043391 | 0.0041333 | 0.0035906 | 0.0028073 | 0.0018768 | 0.0011006 | 0.00053514 | 0.00022859 | 8.3916e-05 | 2.6458e-05 | 5.82e-06 | 9.4193e-07 | 1.1395e-07 | 0.042415 | 134.5962 | 124.8677 | 139.0063 | 0 | 0 | 0 | 0 | 0 | 0 | 127.9833 | 132.9932 | 132.0443 | 0 | 201.2276 | 195.904 | 232.9299 | 0 | 0 | 0 | 0 | 0 | 0 | 277.7816 | 233.4578 | 197.1738 | 4.0873
Retro5Med | Retro | EBHeaterControl | Commercial | Process Loads | 0.34339 | 0.39927 | 1710.9319 | -13.0606 | Other | Wall-Mounted Vehicle Engine Block Heater Control_Residential_HZ3 | 0.052526 | 0.065315 | 0.080917 | 0.09507 | 0.10972 | 0.12976 | 0.14396 | 0.14869 | 0.14164 | 0.12304 | 0.096199 | 0.064313 | 0.037716 | 0.018338 | 0.0078332 | 0.0028755 | 0.00090662 | 0.00019943 | 3.2277e-05 | 3.9046e-06 | 1.4535 | 68.1524 | 67.2163 | 80.3442 | 0 | 0 | 0 | 0 | 0 | 0 | 84.2805 | 75.7461 | 64.4498 | 0 | 209.0915 | 198.4543 | 223.5513 | 0 | 0 | 0 | 0 | 0 | 0 | 211.0839 | 224.5437 | 204.0179 | 3.2674
Retro5Med | Retro | EBHeaterControl | Commercial | Process Loads | 0.41435 | 0.5305 | 2748.4311 | -13.3855 | Other | Engine-Mounted Vehicle Engine Block Heater Control_School Bus_HZ1 | 0 | 0 | 0 | 0 | 0 | 0 | 0 | 0 | 0 | 0 | 0 | 0 | 0 | 0 | 0 | 0 | 0 | 0 | 0 | 0 | 0 | 136.0276 | 116.372 | 38.632 | 0 | 0 | 0 | 0 | 0 | 0 | 0 | 117.346 | 147.7068 | 0 | 553.2435 | 459.9213 | 153.787 | 0.19037 | 0 | 0 | 0 | 0 | 0 | 0 | 453.0687 | 572.1359 | 4.6683
Retro5Med | Retro | EBHeaterControl | Commercial | Process Loads | 0.40651 | 0.53205 | 2171.0299 | -15.6903 | Other | Engine-Mounted Vehicle Engine Block Heater Control_Delivery_HZ1 | 0 | 0 | 0 | 0 | 0 | 0 | 0 | 0 | 0 | 0 | 0 | 0 | 0 | 0 | 0 | 0 | 0 | 0 | 0 | 0 | 0 | 136.0302 | 116.385 | 38.6464 | 0 | 0 | 0 | 0 | 0 | 0 | 0 | 117.3618 | 147.7204 | 0 | 401.5359 | 338.9801 | 111.3047 | 0.19038 | 0 | 0 | 0 | 0 | 0 | 0 | 340.9866 | 421.8884 | 4.0969
Retro5Med | Retro | EBHeaterControl | Commercial | Process Loads | 0.26085 | 0.5397 | 1790.5412 | -7.4677 | Other | Engine-Mounted Vehicle Engine Block Heater Control_Mass Transit_HZ1 | 0 | 0 | 0 | 0 | 0 | 0 | 0 | 0 | 0 | 0 | 0 | 0 | 0 | 0 | 0 | 0 | 0 | 0 | 0 | 0 | 0 | 149.0603 | 123.1629 | 39.8465 | 0 | 0 | 0 | 0 | 0 | 0 | 0 | 122.2051 | 156.6329 | 0 | 288.2766 | 257.6449 | 89.7369 | 0.19041 | 0 | 0 | 0 | 0 | 0 | 0 | 256.7699 | 307.0149 | 3.1784
Retro5Med | Retro | EBHeaterControl | Commercial | Process Loads | 0.27259 | 0.35677 | 1455.8206 | -7.9493 | Other | Engine-Mounted Vehicle Engine Block Heater Control_Residential_HZ1 | 0 | 0 | 0 | 0 | 0 | 0 | 0 | 0 | 0 | 0 | 0 | 0 | 0 | 0 | 0 | 0 | 0 | 0 | 0 | 0 | 0 | 91.2173 | 78.0439 | 25.915 | 0 | 0 | 0 | 0 | 0 | 0 | 0 | 78.699 | 99.0564 | 0 | 269.2566 | 227.3088 | 74.6373 | 0.12766 | 0 | 0 | 0 | 0 | 0 | 0 | 228.6543 | 282.9044 | 2.7473
Retro5Med | Retro | EBHeaterControl | Commercial | Process Loads | 0.47436 | 0.54308 | 3103.8557 | -14.6894 | Other | Engine-Mounted Vehicle Engine Block Heater Control_School Bus_HZ2 | 0.011488 | 0.014285 | 0.017697 | 0.020792 | 0.023997 | 0.028379 | 0.031484 | 0.032519 | 0.030977 | 0.026909 | 0.021039 | 0.014066 | 0.0082486 | 0.0040105 | 0.0017132 | 0.00062889 | 0.00019828 | 4.3617e-05 | 7.0591e-06 | 8.5395e-07 | 0.31788 | 104.7011 | 114.015 | 136.0763 | 0 | 0 | 0 | 0 | 0 | 0 | 6.3521 | 126.6138 | 117.8002 | 0 | 470.1583 | 465.8736 | 516.7922 | 0.1267 | 0 | 0 | 0 | 0 | 0 | 23.411 | 518.1263 | 503.8091 | 5.0829
Retro5Med | Retro | EBHeaterControl | Commercial | Process Loads | 0.45718 | 0.54181 | 2374.9498 | -17.3625 | Other | Engine-Mounted Vehicle Engine Block Heater Control_Delivery_HZ2 | 0.18825 | 0.23409 | 0.29 | 0.34073 | 0.39324 | 0.46505 | 0.51594 | 0.53289 | 0.50762 | 0.44096 | 0.34477 | 0.2305 | 0.13517 | 0.065721 | 0.028074 | 0.010306 | 0.0032493 | 0.00071476 | 0.00011568 | 1.3994e-05 | 5.2091 | 104.7149 | 114.0412 | 136.0869 | 0 | 0 | 0 | 0 | 0 | 0 | 6.3527 | 126.7508 | 117.8094 | 0 | 326.1907 | 330.4939 | 369.6257 | 0.12671 | 0 | 0 | 0 | 0 | 0 | 15.9088 | 370.0837 | 356.7643 | 4.3652
Retro5Med | Retro | EBHeaterControl | Commercial | Process Loads | 0.3194 | 0.56804 | 1946.18 | -11.2202 | Other | Engine-Mounted Vehicle Engine Block Heater Control_Mass Transit_HZ2 | 0.0021009 | 0.0026124 | 0.0032364 | 0.0038025 | 0.0043885 | 0.00519 | 0.0057578 | 0.0059471 | 0.005665 | 0.0049211 | 0.0038477 | 0.0025723 | 0.0015085 | 0.00073345 | 0.0003133 | 0.00011501 | 3.6262e-05 | 7.9767e-06 | 1.291e-06 | 1.5617e-07 | 0.058133 | 136.018 | 131.1663 | 142.6024 | 0 | 0 | 0 | 0 | 0 | 0 | 6.3946 | 141.9389 | 142.346 | 0 | 214.2259 | 226.0539 | 286.7669 | 0.12675 | 0 | 0 | 0 | 0 | 0 | 13.8769 | 263.4709 | 241.1925 | 3.4894
Retro5Med | Retro | EBHeaterControl | Commercial | Process Loads | 0.30354 | 0.35973 | 1576.8444 | -10.0721 | Other | Engine-Mounted Vehicle Engine Block Heater Control_Residential_HZ2 | 0.072614 | 0.090294 | 0.11186 | 0.13143 | 0.15168 | 0.17939 | 0.19901 | 0.20555 | 0.19581 | 0.17009 | 0.13299 | 0.08891 | 0.05214 | 0.025351 | 0.010829 | 0.0039753 | 0.0012534 | 0.00027571 | 4.4621e-05 | 5.3979e-06 | 2.0093 | 69.5253 | 75.7175 | 90.3547 | 0 | 0 | 0 | 0 | 0 | 0 | 4.2179 | 84.156 | 78.2194 | 0 | 216.5738 | 219.4309 | 245.4124 | 0.084127 | 0 | 0 | 0 | 0 | 0 | 10.5626 | 245.7165 | 236.8732 | 2.8983
Retro5Med | Retro | EBHeaterControl | Commercial | Process Loads | 0.54059 | 0.60156 | 3416.5602 | -16.5574 | Other | Engine-Mounted Vehicle Engine Block Heater Control_School Bus_HZ3 | 0.0084299 | 0.010483 | 0.012987 | 0.015258 | 0.017609 | 0.020825 | 0.023104 | 0.023863 | 0.022732 | 0.019747 | 0.015439 | 0.010322 | 0.0060531 | 0.002943 | 0.0012572 | 0.0004615 | 0.00014551 | 3.2008e-05 | 5.1802e-06 | 6.2666e-07 | 0.23327 | 102.6717 | 101.4077 | 121.2166 | 0 | 0 | 0 | 0 | 0 | 0 | 127.154 | 114.2636 | 97.2248 | 0 | 450.0806 | 425.8696 | 482.9697 | 0 | 0 | 0 | 0 | 0 | 0 | 468.6736 | 480.2864 | 444.7421 | 5.7957
Retro5Med | Retro | EBHeaterControl | Commercial | Process Loads | 0.51798 | 0.60226 | 2580.7657 | -19.7995 | Other | Engine-Mounted Vehicle Engine Block Heater Control_Delivery_HZ3 | 0.13638 | 0.16958 | 0.21009 | 0.24684 | 0.28488 | 0.3369 | 0.37376 | 0.38605 | 0.36774 | 0.31945 | 0.24977 | 0.16698 | 0.097924 | 0.047611 | 0.020338 | 0.007466 | 0.0023539 | 0.0005178 | 8.3803e-05 | 1.0138e-05 | 3.7737 | 102.8009 | 101.3889 | 121.1909 | 0 | 0 | 0 | 0 | 0 | 0 | 127.1284 | 114.2552 | 97.2159 | 0 | 315.3932 | 299.348 | 337.2043 | 0 | 0 | 0 | 0 | 0 | 0 | 318.3985 | 338.7013 | 307.7402 | 4.9285
Retro5Med | Retro | EBHeaterControl | Commercial | Process Loads | 0.39039 | 0.63238 | 2129.9658 | -15.5407 | Other | Engine-Mounted Vehicle Engine Block Heater Control_Mass Transit_HZ3 | 0.0015328 | 0.0019061 | 0.0023614 | 0.0027744 | 0.003202 | 0.0037867 | 0.004201 | 0.0043391 | 0.0041333 | 0.0035906 | 0.0028073 | 0.0018768 | 0.0011006 | 0.00053514 | 0.00022859 | 8.3916e-05 | 2.6458e-05 | 5.82e-06 | 9.4193e-07 | 1.1395e-07 | 0.042415 | 134.5962 | 124.8677 | 139.0063 | 0 | 0 | 0 | 0 | 0 | 0 | 127.9833 | 132.9932 | 132.0443 | 0 | 201.2276 | 195.904 | 232.9299 | 0 | 0 | 0 | 0 | 0 | 0 | 277.7816 | 233.4578 | 197.1738 | 4.0873
Retro5Med | Retro | EBHeaterControl | Commercial | Process Loads | 0.34339 | 0.39927 | 1710.9319 | -13.0606 | Other | Engine-Mounted Vehicle Engine Block Heater Control_Residential_HZ3 | 0.052526 | 0.065315 | 0.080917 | 0.09507 | 0.10972 | 0.12976 | 0.14396 | 0.14869 | 0.14164 | 0.12304 | 0.096199 | 0.064313 | 0.037716 | 0.018338 | 0.0078332 | 0.0028755 | 0.00090662 | 0.00019943 | 3.2277e-05 | 3.9046e-06 | 1.4535 | 68.1524 | 67.2163 | 80.3442 | 0 | 0 | 0 | 0 | 0 | 0 | 84.2805 | 75.7461 | 64.4498 | 0 | 209.0915 | 198.4543 | 223.5513 | 0 | 0 | 0 | 0 | 0 | 0 | 211.0839 | 224.5437 | 204.0179 | 3.2674
LO20Fast | New | LEC Exit Sign | Commercial | Lighting | 0.0075783 | 0.0075275 | 66.512 | -61.1575 | All Buildings | LEC Exit Sign-Double-New | 0.040666 | 0.078919 | 0.091269 | 0.11027 | 0.1347 | 0.17169 | 0.18311 | 0.18241 | 0.23472 | 0.23941 | 0.25387 | 0.246 | 0.25101 | 0.25953 | 0.26842 | 0.28304 | 0.29264 | 0.30274 | 0.28504 | 0.2904 | 4.1999 | 0.96541 | 0.86553 | 0.95056 | 0.91159 | 0.93827 | 0.91249 | 0.9488 | 0.94729 | 0.91083 | 0.94277 | 0.92283 | 0.9645 |  | 4.77 | 4.2794 | 4.7052 | 4.5215 | 4.6588 | 4.5246 | 4.6932 | 4.6822 | 4.5059 | 4.6644 | 4.5614 | 4.7646 | 2.2561
LO20Fast | New | LEC Exit Sign | Commercial | Lighting | 0.0037466 | 0.0037215 | 32.8823 | -103.6171 | All Buildings | LEC Exit Sign-Single-New | 0.0082817 | 0.016072 | 0.018587 | 0.022456 | 0.027432 | 0.034965 | 0.037291 | 0.037147 | 0.047802 | 0.048757 | 0.0517 | 0.050097 | 0.051119 | 0.052853 | 0.054665 | 0.057642 | 0.059596 | 0.061652 | 0.058047 | 0.059139 | 0.8553 | 0.47728 | 0.4279 | 0.46994 | 0.45067 | 0.46387 | 0.45112 | 0.46907 | 0.46832 | 0.4503 | 0.46609 | 0.45623 | 0.47683 |  | 2.3582 | 2.1156 | 2.3261 | 2.2353 | 2.3032 | 2.2369 | 2.3202 | 2.3148 | 2.2276 | 2.306 | 2.2551 | 2.3555 | 1.9128
LO20Fast | NR | LEC Exit Sign | Commercial | Lighting | 0.0075783 | 0.0075275 | 66.512 | -61.1571 | All Buildings | LEC Exit Sign-Double-NR | 0.73963 | 1.2525 | 1.6027 | 1.8715 | 2.1039 | 2.3482 | 2.5184 | 2.6502 | 2.7639 | 2.8582 | 2.9376 | 2.9897 | 3.0244 | 3.0589 | 3.0745 | 3.0852 | 3.0873 | 3.0934 | 3.0956 | 3.1042 | 23.059 | 0.96541 | 0.86553 | 0.95056 | 0.91159 | 0.93827 | 0.91249 | 0.9488 | 0.94729 | 0.91083 | 0.94277 | 0.92283 | 0.9645 |  | 4.77 | 4.2794 | 4.7052 | 4.5215 | 4.6588 | 4.5246 | 4.6932 | 4.6822 | 4.5059 | 4.6644 | 4.5614 | 4.7646 | 2.2561
LO20Fast | NR | LEC Exit Sign | Commercial | Lighting | 0.0037466 | 0.0037215 | 32.8823 | -103.617 | All Buildings | LEC Exit Sign-Single-NR | 0.15062 | 0.25507 | 0.3264 | 0.38113 | 0.42846 | 0.47821 | 0.51287 | 0.53971 | 0.56286 | 0.58207 | 0.59824 | 0.60885 | 0.61592 | 0.62295 | 0.62612 | 0.6283 | 0.62872 | 0.62996 | 0.63041 | 0.63218 | 4.696 | 0.47728 | 0.4279 | 0.46994 | 0.45067 | 0.46387 | 0.45112 | 0.46907 | 0.46832 | 0.4503 | 0.46609 | 0.45623 | 0.47683 |  | 2.3582 | 2.1156 | 2.3261 | 2.2353 | 2.3032 | 2.2369 | 2.3202 | 2.3148 | 2.2276 | 2.306 | 2.2551 | 2.3555 | 1.9128
LO80Fast | New | Exterior Building Lighting | Commercial | Lighting | 0.026492 | 0.028262 | 121.6117 | 1.1171 | All Btype | Exterior Lighting: Parking Lot - HPS 250W - New | 0.086398 | 0.10787 | 0.10357 | 0.11162 | 0.1245 | 0.14729 | 0.14766 | 0.1397 | 0.17221 | 0.16996 | 0.17478 | 0.16548 | 0.16589 | 0.1692 | 0.17318 | 0.18115 | 0.18612 | 0.19127 | 0.17918 | 0.18126 | 3.0783 | 3.2321 | 2.8977 | 3.1823 | 2.1248 | 1.6898 | 1.2723 | 1.4275 | 1.9281 | 2.5792 | 3.1563 | 3.0895 | 3.229 |  | 9.9826 | 7.9127 | 7.3874 | 6.7757 | 6.2394 | 5.765 | 6.217 | 6.7745 | 7.1116 | 8.2357 | 9.1315 | 10.27 | 1.7839
LO80Fast | New | Exterior Building Lighting | Commercial | Lighting | 0.016577 | 0.017672 | 76.0916 | -52.7107 | All Btype | Exterior Lighting: Walkway - HID 150W - New | 0.040544 | 0.05062 | 0.048601 | 0.052381 | 0.058425 | 0.069121 | 0.069294 | 0.065556 | 0.080814 | 0.079757 | 0.082021 | 0.077654 | 0.077847 | 0.079402 | 0.081269 | 0.085007 | 0.087342 | 0.089757 | 0.084082 | 0.085061 | 1.4446 | 2.2307 | 1.9999 | 2.1964 | 1.4665 | 1.1663 | 0.87808 | 0.98524 | 1.3307 | 1.7801 | 2.1784 | 2.1323 | 2.2286 |  | 6.0821 | 4.7962 | 4.4605 | 4.0597 | 3.7579 | 3.481 | 3.7468 | 4.0656 | 4.2517 | 4.9312 | 5.5982 | 6.2877 | 9999
LO80Fast | New | Exterior Building Lighting | Commercial | Lighting | 0.016487 | 0.017576 | 75.6759 | -55.1273 | All Btype | Exterior Lighting: Façade - HID 150W - New | 0.040322 | 0.050344 | 0.048336 | 0.052094 | 0.058106 | 0.068743 | 0.068915 | 0.065198 | 0.080373 | 0.079321 | 0.081573 | 0.07723 | 0.077421 | 0.078968 | 0.080825 | 0.084542 | 0.086865 | 0.089266 | 0.083622 | 0.084597 | 1.4367 | 2.2169 | 1.9876 | 2.1828 | 1.4574 | 1.1591 | 0.87267 | 0.97917 | 1.3225 | 1.7691 | 2.1649 | 2.1191 | 2.2148 |  | 6.0501 | 4.7712 | 4.4373 | 4.0389 | 3.7385 | 3.4629 | 3.7274 | 4.0447 | 4.2299 | 4.9059 | 5.5685 | 6.2544 | 9999
LO80Fast | New | Exterior Building Lighting | Commercial | Lighting | 0.003421 | 0.0036469 | 15.7026 | -152.154 | All Btype | Exterior Lighting: Walkway - INC 75W - New | 0.0083668 | 0.010446 | 0.01003 | 0.010809 | 0.012057 | 0.014264 | 0.0143 | 0.013528 | 0.016677 | 0.016459 | 0.016926 | 0.016025 | 0.016065 | 0.016386 | 0.016771 | 0.017542 | 0.018024 | 0.018523 | 0.017351 | 0.017554 | 0.2981 | 0.46131 | 0.41358 | 0.45421 | 0.30327 | 0.24119 | 0.18159 | 0.20375 | 0.27519 | 0.36812 | 0.45049 | 0.44096 | 0.46087 |  | 1.2544 | 0.98904 | 0.91973 | 0.83693 | 0.77481 | 0.71777 | 0.77254 | 0.83819 | 0.87647 | 1.0166 | 1.1547 | 1.2969 | 6.5646
LO80Fast | New | Exterior Building Lighting | Commercial | Lighting | 0.0071549 | 0.0076278 | 32.8421 | -44.6377 | All Btype | Exterior Lighting: Façade - HID 400W - New | 0.017499 | 0.021848 | 0.020977 | 0.022608 | 0.025217 | 0.029833 | 0.029908 | 0.028295 | 0.03488 | 0.034424 | 0.035401 | 0.033516 | 0.0336 | 0.034271 | 0.035077 | 0.03669 | 0.037698 | 0.03874 | 0.036291 | 0.036714 | 0.62349 | 0.95875 | 0.85956 | 0.944 | 0.6303 | 0.50127 | 0.37741 | 0.42346 | 0.57193 | 0.76508 | 0.93627 | 0.91646 | 0.95785 |  | 2.6283 | 2.0731 | 1.9283 | 1.7557 | 1.6248 | 1.5049 | 1.62 | 1.7581 | 1.8389 | 2.1326 | 2.4185 | 2.7165 | 9999
LO80Fast | New | Exterior Building Lighting | Commercial | Lighting | 0.0030074 | 0.003207 | 13.805 | 49.0977 | All Btype | Exterior Lighting: Walkway - CFL 26W - New | 0.0073557 | 0.0091838 | 0.0088175 | 0.0095032 | 0.0106 | 0.01254 | 0.012572 | 0.011894 | 0.014662 | 0.01447 | 0.014881 | 0.014088 | 0.014123 | 0.014406 | 0.014744 | 0.015422 | 0.015846 | 0.016284 | 0.015255 | 0.015432 | 0.26208 | 0.39011 | 0.34975 | 0.38411 | 0.25646 | 0.20396 | 0.15356 | 0.1723 | 0.23272 | 0.31131 | 0.38096 | 0.3729 | 0.38974 |  | 1.1149 | 0.88099 | 0.82057 | 0.74912 | 0.69201 | 0.64038 | 0.68979 | 0.74973 | 0.78523 | 0.91018 | 1.0237 | 1.1504 | 0.895
LO80Fast | New | Exterior Building Lighting | Commercial | Lighting | 0.011745 | 0.012525 | 53.9114 | -15.8852 | All Btype | Exterior Lighting: Parking Lot - MH 400W - New | 0.038301 | 0.04782 | 0.045912 | 0.049483 | 0.055193 | 0.065297 | 0.06546 | 0.061929 | 0.076343 | 0.075344 | 0.077483 | 0.073358 | 0.07354 | 0.075009 | 0.076773 | 0.080304 | 0.08251 | 0.084791 | 0.07943 | 0.080355 | 1.3646 | 1.5008 | 1.3456 | 1.4778 | 0.98668 | 0.78469 | 0.5908 | 0.66289 | 0.89531 | 1.1977 | 1.4656 | 1.4346 | 1.4994 |  | 4.3718 | 3.4573 | 3.2221 | 2.945 | 2.7183 | 2.5145 | 2.7093 | 2.9467 | 3.088 | 3.5785 | 4.0104 | 4.5077 | 3.0539
LO80Fast | New | Exterior Building Lighting | Commercial | Lighting | 0.0014772 | 0.0015753 | 6.7807 | -19.3645 | All Btype | Exterior Lighting: Parking Lot - MH 1000W - New | 0.0048173 | 0.0060145 | 0.0057746 | 0.0062236 | 0.0069418 | 0.0082126 | 0.0082332 | 0.0077891 | 0.009602 | 0.0094764 | 0.0097453 | 0.0092265 | 0.0092494 | 0.0094342 | 0.009656 | 0.0101 | 0.010378 | 0.010665 | 0.0099902 | 0.010107 | 0.17164 | 0.1904 | 0.1707 | 0.18747 | 0.12517 | 0.099545 | 0.074948 | 0.084094 | 0.11358 | 0.15193 | 0.18593 | 0.182 | 0.19022 |  | 0.54858 | 0.43362 | 0.40399 | 0.369 | 0.34075 | 0.31527 | 0.33965 | 0.36926 | 0.38684 | 0.44835 | 0.50351 | 0.56587 | 3.9279
LO80Fast | NR | Exterior Building Lighting | Commercial | Lighting | 0.030766 | 0.032854 | 141.2505 | 23.7921 | All Btype | Exterior Lighting: Parking Lot - HPS 250W - NR | 1.5505 | 1.6892 | 1.7945 | 1.8693 | 1.9187 | 1.9542 | 1.9689 | 1.9732 | 1.9722 | 1.9728 | 1.9638 | 1.9549 | 1.9461 | 1.9375 | 1.9289 | 1.9205 | 1.9121 | 1.9038 | 1.8956 | 1.8873 | 10.1233 | 3.2321 | 2.8977 | 3.1823 | 2.1248 | 1.6898 | 1.2723 | 1.4275 | 1.9281 | 2.5792 | 3.1563 | 3.0895 | 3.229 |  | 12.0052 | 9.5781 | 8.9854 | 8.3201 | 7.6129 | 7.0118 | 7.5795 | 8.302 | 8.756 | 10.1215 | 10.895 | 12.2743 | 1.1392
LO80Fast | NR | Exterior Building Lighting | Commercial | Lighting | 0.016839 | 0.017955 | 77.2971 | -27.3976 | All Btype | Exterior Lighting: Walkway - HID 150W - NR | 0.63635 | 0.6933 | 0.73651 | 0.76721 | 0.7875 | 0.80205 | 0.80807 | 0.80984 | 0.80942 | 0.8097 | 0.806 | 0.80232 | 0.79872 | 0.7952 | 0.79166 | 0.78822 | 0.78479 | 0.78138 | 0.77799 | 0.77461 | 4.1548 | 2.2074 | 1.979 | 2.1734 | 1.4512 | 1.1541 | 0.86892 | 0.97496 | 1.3168 | 1.7615 | 2.1556 | 2.11 | 2.2053 |  | 6.2246 | 4.9157 | 4.5767 | 4.1746 | 3.8585 | 3.5716 | 3.8465 | 4.1787 | 4.3747 | 5.0717 | 5.7193 | 6.4262 | 5.2526
LO80Fast | NR | Exterior Building Lighting | Commercial | Lighting | 0.016892 | 0.018011 | 77.5374 | -29.1091 | All Btype | Exterior Lighting: Façade - HID 150W - NR | 0.63833 | 0.69545 | 0.7388 | 0.7696 | 0.78994 | 0.80454 | 0.81058 | 0.81236 | 0.81194 | 0.81221 | 0.80851 | 0.80482 | 0.8012 | 0.79767 | 0.79412 | 0.79067 | 0.78723 | 0.78381 | 0.7804 | 0.77702 | 4.1678 | 2.2169 | 1.9876 | 2.1828 | 1.4574 | 1.1591 | 0.87267 | 0.97917 | 1.3225 | 1.7691 | 2.1649 | 2.1191 | 2.2148 |  | 6.2419 | 4.929 | 4.5888 | 4.1853 | 3.8686 | 3.5811 | 3.8566 | 4.1895 | 4.3858 | 5.0846 | 5.7356 | 6.4444 | 5.7403
LO80Fast | NR | Exterior Building Lighting | Commercial | Lighting | 0.0034908 | 0.0037219 | 16.0234 | -149.8168 | All Btype | Exterior Lighting: Walkway - INC 75W - NR | 0.73759 | 0.80359 | 0.85368 | 0.88927 | 0.91278 | 0.92965 | 0.93662 | 0.93867 | 0.93819 | 0.93851 | 0.93422 | 0.92996 | 0.92579 | 0.92171 | 0.91761 | 0.91361 | 0.90964 | 0.90569 | 0.90175 | 0.89784 | 0.86128 | 0.46131 | 0.41358 | 0.45421 | 0.30327 | 0.24119 | 0.18159 | 0.20375 | 0.27519 | 0.36812 | 0.45049 | 0.44096 | 0.46087 |  | 1.2874 | 1.0162 | 0.94583 | 0.86216 | 0.79725 | 0.73813 | 0.7948 | 0.86314 | 0.90333 | 1.0474 | 1.1835 | 1.3297 | 6.6058
LO80Fast | NR | Exterior Building Lighting | Commercial | Lighting | 0.0073675 | 0.0078562 | 33.8189 | -28.4021 | All Btype | Exterior Lighting: Façade - HID 400W - NR | 0.41762 | 0.455 | 0.48336 | 0.5035 | 0.51682 | 0.52637 | 0.53032 | 0.53148 | 0.53121 | 0.53139 | 0.52896 | 0.52655 | 0.52418 | 0.52187 | 0.51955 | 0.51729 | 0.51504 | 0.5128 | 0.51058 | 0.50836 | 1.8178 | 0.95875 | 0.85956 | 0.944 | 0.6303 | 0.50127 | 0.37741 | 0.42346 | 0.57193 | 0.76508 | 0.93627 | 0.91646 | 0.95785 |  | 2.7289 | 2.1559 | 2.0078 | 1.8325 | 1.6931 | 1.5669 | 1.6877 | 1.8341 | 1.9207 | 2.2264 | 2.5062 | 2.8162 | 6.2908
LO80Fast | NR | Exterior Building Lighting | Commercial | Lighting | 0.0032382 | 0.0034548 | 14.8651 | 43.0709 | All Btype | Exterior Lighting: Walkway - CFL 26W - NR | 0.29371 | 0.31999 | 0.33993 | 0.3541 | 0.36347 | 0.37018 | 0.37296 | 0.37378 | 0.37359 | 0.37371 | 0.37201 | 0.37031 | 0.36865 | 0.36702 | 0.36539 | 0.3638 | 0.36222 | 0.36064 | 0.35908 | 0.35752 | 0.79902 | 0.39011 | 0.34975 | 0.38411 | 0.25646 | 0.20396 | 0.15356 | 0.1723 | 0.23272 | 0.31131 | 0.38096 | 0.3729 | 0.38974 |  | 1.2241 | 0.97089 | 0.90683 | 0.83249 | 0.76615 | 0.70768 | 0.76334 | 0.83219 | 0.87399 | 1.012 | 1.1189 | 1.2586 | 0.93685
LO80Fast | NR | Exterior Building Lighting | Commercial | Lighting | 0.012894 | 0.013759 | 59.1904 | -0.35455 | All Btype | Exterior Lighting: Parking Lot - MH 400W - NR | 0.97458 | 1.0618 | 1.128 | 1.175 | 1.2061 | 1.2283 | 1.2376 | 1.2403 | 1.2396 | 1.2401 | 1.2344 | 1.2288 | 1.2232 | 1.2179 | 1.2124 | 1.2072 | 1.2019 | 1.1967 | 1.1915 | 1.1863 | 4.2421 | 1.5008 | 1.3456 | 1.4778 | 0.98668 | 0.78469 | 0.5908 | 0.66289 | 0.89531 | 1.1977 | 1.4656 | 1.4346 | 1.4994 |  | 4.9155 | 3.9049 | 3.6516 | 3.3602 | 3.0875 | 2.8496 | 3.0756 | 3.3573 | 3.53 | 4.0854 | 4.4845 | 5.0464 | 1.8499
LO80Fast | NR | Exterior Building Lighting | Commercial | Lighting | 0.0016038 | 0.0017113 | 7.3626 | -5.2307 | All Btype | Exterior Lighting: Parking Lot - MH 1000W - NR | 0.12123 | 0.13207 | 0.14031 | 0.14616 | 0.15002 | 0.15279 | 0.15394 | 0.15428 | 0.1542 | 0.15425 | 0.15354 | 0.15284 | 0.15216 | 0.15149 | 0.15081 | 0.15016 | 0.1495 | 0.14885 | 0.14821 | 0.14756 | 0.52767 | 0.1904 | 0.1707 | 0.18747 | 0.12517 | 0.099545 | 0.074948 | 0.084094 | 0.11358 | 0.15193 | 0.18593 | 0.182 | 0.19022 |  | 0.60852 | 0.48297 | 0.45134 | 0.41477 | 0.38145 | 0.35222 | 0.38002 | 0.41452 | 0.43557 | 0.50423 | 0.55576 | 0.62526 | 2.1927
LO12Med | New | HPWH ResType | Commercial | Water Heating | 0.073069 | 0.052803 | 767.6748 | 87.652 | All Buildings | HPWH ResType-Low Volume-New | 0.007106 | 0.015333 | 0.020739 | 0.025975 | 0.035249 | 0.047656 | 0.053205 | 0.057109 | 0.067536 | 0.070443 | 0.074949 | 0.075846 | 0.071217 | 0.078375 | 0.079347 | 0.086962 | 0.088259 | 0.095888 | 0.084671 | 0.08887 | 1.2247 | 12.1378 | 11.3797 | 12.7313 | 10.7164 | 10.874 | 9.5777 | 9.7783 | 9.5813 | 8.8983 | 9.4019 | 10.4005 | 11.3487 |  | 54.9548 | 52.5812 | 59.965 | 56.0405 | 59.0896 | 53.0299 | 53.5476 | 52.6286 | 48.7478 | 49.8755 | 48.8631 | 51.5253 | 0.45576
LO12Med | New | HPWH ResType | Commercial | Water Heating | 0.14072 | 0.095963 | 1472.103 | 36.6888 | All Buildings | HPWH ResType-Med Volume-New | 0.0047517 | 0.0098864 | 0.01609 | 0.025375 | 0.032738 | 0.045552 | 0.047196 | 0.043187 | 0.056226 | 0.059458 | 0.062106 | 0.059585 | 0.058928 | 0.060018 | 0.061271 | 0.066947 | 0.066546 | 0.064982 | 0.065912 | 0.067646 | 0.9744 | 22.0516 | 20.8358 | 23.5363 | 19.8636 | 20.5098 | 18.4592 | 19.9822 | 19.7371 | 17.2872 | 17.6113 | 19.1871 | 20.6089 |  | 98.6664 | 95.6055 | 111.3689 | 104.6768 | 114.2911 | 106.0515 | 113.3211 | 111.74 | 98.2377 | 95.6408 | 90.5836 | 92.2495 | 0.89255
LO12Med | New | HPWH ResType | Commercial | Water Heating | 0.25982 | 0.18479 | 2694.5731 | 11.1742 | All Buildings | HPWH ResType-High Volume-New | 0.0060689 | 0.014537 | 0.016095 | 0.021386 | 0.029884 | 0.042427 | 0.05076 | 0.053231 | 0.076319 | 0.075954 | 0.083873 | 0.077531 | 0.094162 | 0.088691 | 0.099101 | 0.10135 | 0.10724 | 0.10463 | 0.10626 | 0.098349 | 1.3479 | 41.8131 | 39.0111 | 43.5706 | 36.6809 | 37.3219 | 33.2257 | 34.9652 | 34.3949 | 30.9804 | 32.2435 | 35.6449 | 39.1013 |  | 192.4423 | 182.483 | 207.7949 | 193.9952 | 206.2738 | 187.9726 | 195.4025 | 192.2965 | 173.3015 | 173.7618 | 169.5574 | 180.338 | 1.6904
LO5Med | NR | HPWH ResType | Commercial | Water Heating | 0.073069 | 0.052803 | 767.6748 | 87.652 | All Buildings | HPWH ResType-Low Volume-NR | 0.017202 | 0.038177 | 0.063679 | 0.093094 | 0.12644 | 0.1652 | 0.20746 | 0.25032 | 0.29034 | 0.32433 | 0.35014 | 0.3673 | 0.37692 | 0.43955 | 0.43624 | 0.42331 | 0.41359 | 0.40937 | 0.4068 | 0.4003 | 8.012 | 12.1378 | 11.3797 | 12.7313 | 10.7164 | 10.874 | 9.5777 | 9.7783 | 9.5813 | 8.8983 | 9.4019 | 10.4005 | 11.3487 |  | 54.9548 | 52.5812 | 59.965 | 56.0405 | 59.0896 | 53.0299 | 53.5476 | 52.6286 | 48.7478 | 49.8755 | 48.8631 | 51.5253 | 0.45576
LO5Med | NR | HPWH ResType | Commercial | Water Heating | 0.14072 | 0.095963 | 1472.103 | 36.6888 | All Buildings | HPWH ResType-Med Volume-NR | 0.011937 | 0.026484 | 0.04416 | 0.064537 | 0.087623 | 0.11445 | 0.14368 | 0.1733 | 0.20093 | 0.22437 | 0.24214 | 0.25391 | 0.26047 | 0.30234 | 0.29863 | 0.2961 | 0.29609 | 0.29061 | 0.28937 | 0.28149 | 5.5747 | 22.0516 | 20.8358 | 23.5363 | 19.8636 | 20.5098 | 18.4592 | 19.9822 | 19.7371 | 17.2872 | 17.6113 | 19.1871 | 20.6089 |  | 98.6664 | 95.6055 | 111.3689 | 104.6768 | 114.2911 | 106.0515 | 113.3211 | 111.74 | 98.2377 | 95.6408 | 90.5836 | 92.2495 | 0.89255
LO5Med | NR | HPWH ResType | Commercial | Water Heating | 0.25982 | 0.18479 | 2694.5731 | 11.1742 | All Buildings | HPWH ResType-High Volume-NR | 0.01748 | 0.038748 | 0.064556 | 0.094265 | 0.12788 | 0.16689 | 0.20933 | 0.25228 | 0.29227 | 0.3261 | 0.35164 | 0.36844 | 0.37765 | 0.45304 | 0.44636 | 0.44186 | 0.44195 | 0.43205 | 0.42989 | 0.4156 | 8.1898 | 41.8131 | 39.0111 | 43.5706 | 36.6809 | 37.3219 | 33.2257 | 34.9652 | 34.3949 | 30.9804 | 32.2435 | 35.6449 | 39.1013 |  | 192.4423 | 182.483 | 207.7949 | 193.9952 | 206.2738 | 187.9726 | 195.4025 | 192.2965 | 173.3015 | 173.7618 | 169.5574 | 180.338 | 1.6904
LO12Med | New | HPWH ResType | Commercial | Water Heating | 1.581 | 0.80995 | 12393.0362 | 11.2775 | All Buildings | HPWH Com Type-Low Volume-New | 0.0062258 | 0.014207 | 0.019175 | 0.026335 | 0.035615 | 0.048743 | 0.054152 | 0.055273 | 0.072188 | 0.074299 | 0.079215 | 0.077124 | 0.079021 | 0.081992 | 0.085059 | 0.089925 | 0.092402 | 0.094959 | 0.088956 | 0.089993 | 1.2649 | 188.284 | 186.1946 | 205.6317 | 256.3073 | 265.3763 | 274.7644 | 244.2896 | 235.0358 | 238.2171 | 240.5685 | 241.0142 | 152.0475 | 0 | 589.5559 | 513.2737 | 661.5 | 730.656 | 945.1647 | 1030.4768 | 983.4094 | 942.1917 | 905.9134 | 864.367 | 838.4287 | 660.3676 | 1.6133
LO12Med | New | HPWH ResType | Commercial | Water Heating | 2.6784 | 1.2995 | 21021.2143 | -0.32985 | All Buildings | HPWH Com Type-Med Volume-New | 0.0079202 | 0.018073 | 0.024393 | 0.033503 | 0.045308 | 0.062009 | 0.06889 | 0.070317 | 0.091834 | 0.09452 | 0.10077 | 0.098114 | 0.10053 | 0.10431 | 0.10821 | 0.1144 | 0.11755 | 0.1208 | 0.11317 | 0.11448 | 1.6091 | 302.1154 | 301.6678 | 336.2596 | 422.4876 | 442.5905 | 463.8371 | 429.3976 | 415.7737 | 404.4687 | 399.4628 | 395.84 | 242.3494 | 0 | 912.8919 | 805.9128 | 1079.3882 | 1204.6825 | 1617.4548 | 1805.0356 | 1816.4838 | 1749.9373 | 1601.0664 | 1464.3864 | 1376.1703 | 1031.5541 | 2.492
LO12Med | New | HPWH ResType | Commercial | Water Heating | 4.388 | 2.2462 | 34406.6047 | -7.0665 | All Buildings | HPWH Com Type-High Volume-New | 0.00086423 | 0.0019721 | 0.0026617 | 0.0036557 | 0.0049439 | 0.0067662 | 0.007517 | 0.0076727 | 0.010021 | 0.010314 | 0.010996 | 0.010706 | 0.010969 | 0.011382 | 0.011807 | 0.012483 | 0.012827 | 0.013182 | 0.012348 | 0.012492 | 0.17558 | 513.4666 | 504.7516 | 556.6162 | 690.5188 | 716.1027 | 744.6439 | 676.9532 | 653.4745 | 647.7631 | 648.4785 | 650.1106 | 416.1787 | 0 | 1663.6341 | 1435.2249 | 1835.8269 | 2012.9854 | 2610.5301 | 2865.2217 | 2812.3043 | 2702.293 | 2530.0627 | 2376.5964 | 2297.3209 | 1845.546 | 3.6152
LO5Med | NR | HPWH ResType | Commercial | Water Heating | 1.581 | 0.80995 | 12393.0362 | 11.2775 | All Buildings | HPWH Com Type-Low Volume-NR | 0.014179 | 0.031449 | 0.052427 | 0.076602 | 0.10398 | 0.13579 | 0.17042 | 0.20552 | 0.23824 | 0.26598 | 0.28698 | 0.30088 | 0.30859 | 0.36308 | 0.36296 | 0.35088 | 0.34521 | 0.34091 | 0.33883 | 0.33217 | 6.6095 | 188.284 | 186.1946 | 205.6317 | 256.3073 | 265.3763 | 274.7644 | 244.2896 | 235.0358 | 238.2171 | 240.5685 | 241.0142 | 152.0475 | 0 | 589.5559 | 513.2737 | 661.5 | 730.656 | 945.1647 | 1030.4768 | 983.4094 | 942.1917 | 905.9134 | 864.367 | 838.4287 | 660.3676 | 1.6133
LO5Med | NR | HPWH ResType | Commercial | Water Heating | 2.6784 | 1.2995 | 21021.2143 | -0.32985 | All Buildings | HPWH Com Type-Med Volume-NR | 0.018038 | 0.040008 | 0.066696 | 0.09745 | 0.13228 | 0.17274 | 0.21681 | 0.26145 | 0.30308 | 0.33836 | 0.36509 | 0.38277 | 0.39258 | 0.46189 | 0.46174 | 0.44637 | 0.43916 | 0.43369 | 0.43105 | 0.42257 | 8.4084 | 302.1154 | 301.6678 | 336.2596 | 422.4876 | 442.5905 | 463.8371 | 429.3976 | 415.7737 | 404.4687 | 399.4628 | 395.84 | 242.3494 | 0 | 912.8919 | 805.9128 | 1079.3882 | 1204.6825 | 1617.4548 | 1805.0356 | 1816.4838 | 1749.9373 | 1601.0664 | 1464.3864 | 1376.1703 | 1031.5541 | 2.492
LO5Med | NR | HPWH ResType | Commercial | Water Heating | 4.388 | 2.2462 | 34406.6047 | -7.0665 | All Buildings | HPWH Com Type-High Volume-NR | 0.0019682 | 0.0043656 | 0.0072777 | 0.010633 | 0.014434 | 0.018849 | 0.023657 | 0.028528 | 0.033071 | 0.036921 | 0.039837 | 0.041766 | 0.042837 | 0.15074 | 0.15313 | 0.1306 | 0.1214 | 0.11506 | 0.11331 | 0.102 | 1.4659 | 513.4666 | 504.7516 | 556.6162 | 690.5188 | 716.1027 | 744.6439 | 676.9532 | 653.4745 | 647.7631 | 648.4785 | 650.1106 | 416.1787 | 0 | 1663.6341 | 1435.2249 | 1835.8269 | 2012.9854 | 2610.5301 | 2865.2217 | 2812.3043 | 2702.293 | 2530.0627 | 2376.5964 | 2297.3209 | 1845.546 | 3.6152
LO5Med | NR | HeatPumps | Commercial | HVAC | 2.3527e-05 | 1.7419e-05 | 0.26688 | 33.9916 | Large Off | HeatPumps-NR-Large Off | 0.00057058 | 0.0012673 | 0.0021157 | 0.0030956 | 0.0042079 | 0.0055026 | 0.006916 | 0.0083516 | 0.0096948 | 0.010838 | 0.011711 | 0.012294 | 0.012627 | 0.012761 | 0.012723 | 0.012866 | 0.012813 | 0.012735 | 0.012681 | 0.01263 | 0.188 | 0.0040017 | 0.0035946 | 0.0038191 | 0.0036765 | 0.0033624 | 0.003061 | 0.0030256 | 0.0029456 | 0.0030699 | 0.003581 | 0.0036004 | 0.0040062 | 0 | 0.019895 | 0.017568 | 0.019345 | 0.018506 | 0.018992 | 0.018481 | 0.018643 | 0.018246 | 0.018176 | 0.019149 | 0.018329 | 0.019806 | 0.92484
LO5Med | NR | HeatPumps | Commercial | HVAC | 2.7376e-05 | 2.0269e-05 | 0.31054 | 23.3911 | Medium Off | HeatPumps-NR-Medium Off | 0.0036788 | 0.0081713 | 0.013641 | 0.019959 | 0.027131 | 0.035479 | 0.044591 | 0.053847 | 0.062508 | 0.069881 | 0.075505 | 0.079269 | 0.081413 | 0.082277 | 0.08203 | 0.083482 | 0.083124 | 0.082497 | 0.082018 | 0.081678 | 1.2121 | 0.0046564 | 0.0041828 | 0.004444 | 0.004278 | 0.0039126 | 0.0035618 | 0.0035206 | 0.0034275 | 0.0035722 | 0.0041669 | 0.0041895 | 0.0046617 | 0 | 0.02315 | 0.020442 | 0.02251 | 0.021533 | 0.022099 | 0.021505 | 0.021693 | 0.021231 | 0.02115 | 0.022282 | 0.021327 | 0.023047 | 1.174
LO5Med | NR | HeatPumps | Commercial | HVAC | 5.4992e-05 | 4.0715e-05 | 0.62381 | 26.7811 | Small Off | HeatPumps-NR-Small Off | 0.0065562 | 0.014562 | 0.02431 | 0.03557 | 0.048351 | 0.063227 | 0.079467 | 0.095963 | 0.1114 | 0.12454 | 0.13456 | 0.14127 | 0.14509 | 0.14663 | 0.14619 | 0.1468 | 0.14631 | 0.14566 | 0.14509 | 0.14459 | 2.1601 | 0.0093537 | 0.0084022 | 0.0089269 | 0.0085935 | 0.0078594 | 0.0071549 | 0.007072 | 0.006885 | 0.0071756 | 0.0083702 | 0.0084157 | 0.0093642 | 0 | 0.046503 | 0.041063 | 0.045216 | 0.043255 | 0.044391 | 0.043198 | 0.043577 | 0.042648 | 0.042485 | 0.044759 | 0.042841 | 0.046295 | 1.0809
LO5Med | NR | HeatPumps | Commercial | HVAC | 1.6639e-05 | 1.2319e-05 | 0.18875 | 54.6688 | XLarge Ret | HeatPumps-NR-XLarge Ret | 8.579e-05 | 0.00019025 | 0.00031709 | 0.00046321 | 0.00062864 | 0.00082074 | 0.0010299 | 0.0012417 | 0.0014391 | 0.0016062 | 0.0017327 | 0.0018162 | 0.0018623 | 0.0018791 | 0.0018704 | 0.0018775 | 0.001868 | 0.0018621 | 0.0018593 | 0.0018469 | 0.027417 | 0.0028301 | 0.0025423 | 0.002701 | 0.0026002 | 0.002378 | 0.0021649 | 0.0021398 | 0.0020832 | 0.0021711 | 0.0025326 | 0.0025463 | 0.0028333 | 0 | 0.014071 | 0.012424 | 0.013681 | 0.013088 | 0.013432 | 0.013071 | 0.013185 | 0.012904 | 0.012855 | 0.013543 | 0.012963 | 0.014008 | 0.65408
LO5Med | NR | HeatPumps | Commercial | HVAC | 1.6639e-05 | 1.2319e-05 | 0.18875 | 48.7832 | Large Ret | HeatPumps-NR-Large Ret | 0 | 0 | 0 | 0 | 0 | 0 | 0 | 0 | 0 | 0 | 0 | 0 | 0 | 0 | 0 | 0 | 0 | 0 | 0 | 0 | 0 | 0.0028301 | 0.0025423 | 0.002701 | 0.0026002 | 0.002378 | 0.0021649 | 0.0021398 | 0.0020832 | 0.0021711 | 0.0025326 | 0.0025463 | 0.0028333 | 0 | 0.014071 | 0.012424 | 0.013681 | 0.013088 | 0.013432 | 0.013071 | 0.013185 | 0.012904 | 0.012855 | 0.013543 | 0.012963 | 0.014008 | 0.71354
LO5Med | NR | HeatPumps | Commercial | HVAC | 5.6224e-05 | 4.1628e-05 | 0.63779 | 3.201 | Medium Ret | HeatPumps-NR-Medium Ret | 0.0010588 | 0.002348 | 0.0039135 | 0.0057169 | 0.0077586 | 0.010129 | 0.012711 | 0.015325 | 0.017761 | 0.019824 | 0.021385 | 0.022415 | 0.022984 | 0.023191 | 0.023084 | 0.023323 | 0.0232 | 0.023153 | 0.023196 | 0.022992 | 0.33837 | 0.0095633 | 0.0085905 | 0.009127 | 0.0087861 | 0.0080356 | 0.0073152 | 0.0072306 | 0.0070394 | 0.0073364 | 0.0085578 | 0.0086043 | 0.0095741 | 0 | 0.047546 | 0.041983 | 0.04623 | 0.044225 | 0.045386 | 0.044166 | 0.044553 | 0.043604 | 0.043437 | 0.045763 | 0.043802 | 0.047333 | 2.4111
LO5Med | NR | HeatPumps | Commercial | HVAC | 5.6224e-05 | 4.1628e-05 | 0.63779 | 25.8441 | Small Ret | HeatPumps-NR-Small Ret | 0.00093331 | 0.0020697 | 0.0034496 | 0.0050392 | 0.0068389 | 0.0089288 | 0.011204 | 0.013508 | 0.015656 | 0.017474 | 0.01885 | 0.019758 | 0.02026 | 0.020442 | 0.020348 | 0.020387 | 0.020286 | 0.020204 | 0.020141 | 0.020023 | 0.29826 | 0.0095633 | 0.0085905 | 0.009127 | 0.0087861 | 0.0080356 | 0.0073152 | 0.0072306 | 0.0070394 | 0.0073364 | 0.0085578 | 0.0086043 | 0.0095741 | 0 | 0.047546 | 0.041983 | 0.04623 | 0.044225 | 0.045386 | 0.044166 | 0.044553 | 0.043604 | 0.043437 | 0.045763 | 0.043802 | 0.047333 | 1.1051
LO5Med | NR | HeatPumps | Commercial | HVAC | 5.4992e-05 | 4.0715e-05 | 0.62381 | 3.6305 | School K-12 | HeatPumps-NR-School K-12 | 0.00087991 | 0.0019562 | 0.0032686 | 0.0047868 | 0.0065127 | 0.0085242 | 0.010723 | 0.012961 | 0.015059 | 0.016851 | 0.018223 | 0.019149 | 0.019684 | 0.019911 | 0.01987 | 0.019963 | 0.019914 | 0.019864 | 0.019812 | 0.019759 | 0.29493 | 0.0093537 | 0.0084022 | 0.0089269 | 0.0085935 | 0.0078594 | 0.0071549 | 0.007072 | 0.006885 | 0.0071756 | 0.0083702 | 0.0084157 | 0.0093642 | 0 | 0.046503 | 0.041063 | 0.045216 | 0.043255 | 0.044391 | 0.043198 | 0.043577 | 0.042648 | 0.042485 | 0.044759 | 0.042841 | 0.046295 | 2.3582
LO5Med | NR | HeatPumps | Commercial | HVAC | 6.4716e-05 | 4.7915e-05 | 0.73411 | 0.68708 | University | HeatPumps-NR-University | 0.001446 | 0.0032138 | 0.0053683 | 0.0078594 | 0.01069 | 0.013987 | 0.017591 | 0.021255 | 0.024688 | 0.027617 | 0.029857 | 0.031365 | 0.032232 | 0.032594 | 0.032516 | 0.032616 | 0.032522 | 0.032456 | 0.032359 | 0.032278 | 0.48191 | 0.011008 | 0.0098879 | 0.010505 | 0.010113 | 0.0092492 | 0.00842 | 0.0083226 | 0.0081025 | 0.0084445 | 0.0098503 | 0.0099038 | 0.01102 | 0 | 0.054726 | 0.048324 | 0.053212 | 0.050904 | 0.052241 | 0.050837 | 0.051282 | 0.050189 | 0.049997 | 0.052674 | 0.050417 | 0.054481 | 2.7753
LO5Med | NR | HeatPumps | Commercial | HVAC | 6.3252e-06 | 4.683e-06 | 0.07175 | 154.3505 | Warehouse | HeatPumps-NR-Warehouse | 3.1142e-05 | 6.9051e-05 | 0.00011508 | 0.00016808 | 0.00022808 | 0.00029775 | 0.00037358 | 0.00045035 | 0.00052188 | 0.00058243 | 0.00062821 | 0.0006584 | 0.00067503 | 0.00068102 | 0.00067781 | 0.00067895 | 0.00067664 | 0.0006729 | 0.00066941 | 0.00066493 | 0.0099295 | 0.0010759 | 0.00096642 | 0.0010268 | 0.00098843 | 0.00090399 | 0.00082295 | 0.00081343 | 0.00079192 | 0.00082534 | 0.00096275 | 0.00096797 | 0.0010771 | 0 | 0.0053488 | 0.004723 | 0.0052008 | 0.0049752 | 0.0051059 | 0.0049687 | 0.0050122 | 0.0049054 | 0.0048866 | 0.0051482 | 0.0049276 | 0.0053249 | 0.27125
LO5Med | NR | HeatPumps | Commercial | HVAC | 1.8286e-05 | 1.3539e-05 | 0.20743 | 42.9518 | Supermarket | HeatPumps-NR-Supermarket | 0.00037941 | 0.00084129 | 0.001402 | 0.0020478 | 0.0027789 | 0.0036276 | 0.0045515 | 0.0054868 | 0.0063583 | 0.007096 | 0.0076538 | 0.0080216 | 0.0082242 | 0.0082972 | 0.0082581 | 0.0082927 | 0.0082506 | 0.008206 | 0.0081642 | 0.0081245 | 0.12098 | 0.0031103 | 0.0027939 | 0.0029684 | 0.0028575 | 0.0026134 | 0.0023791 | 0.0023516 | 0.0022894 | 0.0023861 | 0.0027833 | 0.0027984 | 0.0031138 | 0 | 0.015463 | 0.013654 | 0.015035 | 0.014383 | 0.014761 | 0.014364 | 0.01449 | 0.014181 | 0.014127 | 0.014884 | 0.014246 | 0.015394 | 0.78417
LO5Med | NR | HeatPumps | Commercial | HVAC | 1.8286e-05 | 1.3539e-05 | 0.20743 | 112.573 | MiniMart | HeatPumps-NR-MiniMart | 0.00019271 | 0.00042829 | 0.00071542 | 0.0010474 | 0.0014246 | 0.001864 | 0.0023442 | 0.0028325 | 0.0032901 | 0.0036804 | 0.003979 | 0.0041799 | 0.0042955 | 0.0043437 | 0.0043333 | 0.0043447 | 0.0043329 | 0.0043214 | 0.0043091 | 0.0043189 | 0.064223 | 0.0031103 | 0.0027939 | 0.0029684 | 0.0028575 | 0.0026134 | 0.0023791 | 0.0023516 | 0.0022894 | 0.0023861 | 0.0027833 | 0.0027984 | 0.0031138 | 0 | 0.015463 | 0.013654 | 0.015035 | 0.014383 | 0.014761 | 0.014364 | 0.01449 | 0.014181 | 0.014127 | 0.014884 | 0.014246 | 0.015394 | 0.35941
LO5Med | NR | HeatPumps | Commercial | HVAC | 5.6224e-05 | 4.1628e-05 | 0.63779 | 3.201 | Restaurant | HeatPumps-NR-Restaurant | 0.00080021 | 0.0017667 | 0.0029316 | 0.0042636 | 0.0057606 | 0.0074878 | 0.0093544 | 0.011228 | 0.012956 | 0.014397 | 0.015461 | 0.016135 | 0.016471 | 0.016546 | 0.016397 | 0.016549 | 0.016356 | 0.016179 | 0.016018 | 0.015863 | 0.23509 | 0.0095633 | 0.0085905 | 0.009127 | 0.0087861 | 0.0080356 | 0.0073152 | 0.0072306 | 0.0070394 | 0.0073364 | 0.0085578 | 0.0086043 | 0.0095741 | 0 | 0.047546 | 0.041983 | 0.04623 | 0.044225 | 0.045386 | 0.044166 | 0.044553 | 0.043604 | 0.043437 | 0.045763 | 0.043802 | 0.047333 | 2.4111
LO5Med | NR | HeatPumps | Commercial | HVAC | 5.4992e-05 | 4.0715e-05 | 0.62381 | 5.4113 | Lodging | HeatPumps-NR-Lodging | 0.0011703 | 0.0025975 | 0.0043333 | 0.0063359 | 0.0086064 | 0.011247 | 0.014125 | 0.017045 | 0.019773 | 0.02209 | 0.023851 | 0.025022 | 0.025681 | 0.025935 | 0.025839 | 0.025985 | 0.025835 | 0.025704 | 0.025596 | 0.025501 | 0.38047 | 0.0093537 | 0.0084022 | 0.0089269 | 0.0085935 | 0.0078594 | 0.0071549 | 0.007072 | 0.006885 | 0.0071756 | 0.0083702 | 0.0084157 | 0.0093642 | 0 | 0.046503 | 0.041063 | 0.045216 | 0.043255 | 0.044391 | 0.043198 | 0.043577 | 0.042648 | 0.042485 | 0.044759 | 0.042841 | 0.046295 | 2.1617
LO5Med | NR | HeatPumps | Commercial | HVAC | 6.4716e-05 | 4.7915e-05 | 0.73411 | 2.2003 | Hospital | HeatPumps-NR-Hospital | 0.0012304 | 0.00273 | 0.0045524 | 0.0066535 | 0.0090342 | 0.011801 | 0.014816 | 0.017871 | 0.020723 | 0.023141 | 0.024976 | 0.026192 | 0.026871 | 0.027126 | 0.027015 | 0.027726 | 0.027761 | 0.027669 | 0.027423 | 0.027345 | 0.39699 | 0.011008 | 0.0098879 | 0.010505 | 0.010113 | 0.0092492 | 0.00842 | 0.0083226 | 0.0081025 | 0.0084445 | 0.0098503 | 0.0099038 | 0.01102 | 0 | 0.054726 | 0.048324 | 0.053212 | 0.050904 | 0.052241 | 0.050837 | 0.051282 | 0.050189 | 0.049997 | 0.052674 | 0.050417 | 0.054481 | 2.544
LO5Med | NR | HeatPumps | Commercial | HVAC | 6.4716e-05 | 4.7915e-05 | 0.73411 | 0.68708 | Residential Care | HeatPumps-NR-Residential Care | 0.00124 | 0.0027513 | 0.0045879 | 0.0067055 | 0.0091048 | 0.011893 | 0.014931 | 0.018011 | 0.020884 | 0.023322 | 0.025171 | 0.026397 | 0.027081 | 0.027338 | 0.027226 | 0.027698 | 0.02759 | 0.027467 | 0.027368 | 0.027234 | 0.40009 | 0.011008 | 0.0098879 | 0.010505 | 0.010113 | 0.0092492 | 0.00842 | 0.0083226 | 0.0081025 | 0.0084445 | 0.0098503 | 0.0099038 | 0.01102 | 0 | 0.054726 | 0.048324 | 0.053212 | 0.050904 | 0.052241 | 0.050837 | 0.051282 | 0.050189 | 0.049997 | 0.052674 | 0.050417 | 0.054481 | 2.7753
LO5Med | NR | HeatPumps | Commercial | HVAC | 1.6639e-05 | 1.2319e-05 | 0.18875 | 48.7832 | Assembly | HeatPumps-NR-Assembly | 0.0009753 | 0.0021631 | 0.0036057 | 0.0052678 | 0.0071499 | 0.0093359 | 0.011716 | 0.014127 | 0.016375 | 0.018279 | 0.019721 | 0.020673 | 0.0212 | 0.021394 | 0.021298 | 0.021456 | 0.021509 | 0.021247 | 0.021132 | 0.021046 | 0.31236 | 0.0028301 | 0.0025423 | 0.002701 | 0.0026002 | 0.002378 | 0.0021649 | 0.0021398 | 0.0020832 | 0.0021711 | 0.0025326 | 0.0025463 | 0.0028333 | 0 | 0.014071 | 0.012424 | 0.013681 | 0.013088 | 0.013432 | 0.013071 | 0.013185 | 0.012904 | 0.012855 | 0.013543 | 0.012963 | 0.014008 | 0.71354
LO5Med | NR | HeatPumps | Commercial | HVAC | 2.7376e-05 | 2.0269e-05 | 0.31054 | 23.3911 | Other | HeatPumps-NR-Other | 0.00088919 | 0.0019631 | 0.0032576 | 0.0047376 | 0.0064012 | 0.0083204 | 0.010395 | 0.012477 | 0.014396 | 0.015997 | 0.017181 | 0.017929 | 0.018303 | 0.018386 | 0.01822 | 0.018382 | 0.018292 | 0.018049 | 0.017854 | 0.01778 | 0.26123 | 0.0046564 | 0.0041828 | 0.004444 | 0.004278 | 0.0039126 | 0.0035618 | 0.0035206 | 0.0034275 | 0.0035722 | 0.0041669 | 0.0041895 | 0.0046617 | 0 | 0.02315 | 0.020442 | 0.02251 | 0.021533 | 0.022099 | 0.021505 | 0.021693 | 0.021231 | 0.02115 | 0.022282 | 0.021327 | 0.023047 | 1.174
LO5Med | New | HeatPumps | Commercial | HVAC | 1.4103e-05 | 1.0442e-05 | 0.15998 | 67.3696 | Large Off | HeatPumps-New-Large Off | 7.2947e-05 | 0.00015762 | 0.00021535 | 0.00029975 | 0.00040391 | 0.0006164 | 0.00084976 | 0.0011416 | 0.0014267 | 0.0015639 | 0.0017769 | 0.0019256 | 0.0018093 | 0.0020474 | 0.002047 | 0.0022125 | 0.002234 | 0.0025052 | 0.0020878 | 0.002221 | 0.027615 | 0.0023988 | 0.0021548 | 0.0022893 | 0.0022038 | 0.0020156 | 0.0018349 | 0.0018137 | 0.0017657 | 0.0018402 | 0.0021466 | 0.0021582 | 0.0024015 | 0 | 0.011926 | 0.010531 | 0.011596 | 0.011093 | 0.011384 | 0.011078 | 0.011175 | 0.010937 | 0.010895 | 0.011479 | 0.010987 | 0.011873 | 0.55438
LO5Med | New | HeatPumps | Commercial | HVAC | 1.4025e-05 | 1.0384e-05 | 0.15909 | 60.8508 | Medium Off | HeatPumps-New-Medium Off | 0.00058475 | 0.001284 | 0.0017483 | 0.0022536 | 0.003091 | 0.0050559 | 0.0067964 | 0.0091081 | 0.011393 | 0.011902 | 0.0142 | 0.015476 | 0.014174 | 0.01666 | 0.01559 | 0.017455 | 0.017472 | 0.019493 | 0.015864 | 0.016947 | 0.21655 | 0.0023855 | 0.0021428 | 0.0022767 | 0.0021916 | 0.0020044 | 0.0018247 | 0.0018036 | 0.0017559 | 0.00183 | 0.0021347 | 0.0021463 | 0.0023882 | 0 | 0.01186 | 0.010472 | 0.011532 | 0.011032 | 0.011321 | 0.011017 | 0.011114 | 0.010877 | 0.010835 | 0.011415 | 0.010926 | 0.011807 | 0.60143
LO5Med | New | HeatPumps | Commercial | HVAC | 7.946e-06 | 5.8831e-06 | 0.090137 | 279.8277 | Small Off | HeatPumps-New-Small Off | 0.00010215 | 0.00022674 | 0.0003209 | 0.00042855 | 0.00057964 | 0.00091459 | 0.0012075 | 0.0016024 | 0.0020713 | 0.002215 | 0.0025811 | 0.0028041 | 0.0026449 | 0.0030021 | 0.0028465 | 0.0031138 | 0.003139 | 0.0034091 | 0.0029402 | 0.0030799 | 0.039229 | 0.0013516 | 0.0012141 | 0.0012899 | 0.0012417 | 0.0011356 | 0.0010338 | 0.0010219 | 0.00099485 | 0.0010368 | 0.0012095 | 0.001216 | 0.0013531 | 0 | 0.0067195 | 0.0059333 | 0.0065335 | 0.0062501 | 0.0064143 | 0.0062419 | 0.0062966 | 0.0061624 | 0.0061388 | 0.0064675 | 0.0061904 | 0.0066894 | 0.15618
LO5Med | New | HeatPumps | Commercial | HVAC | 1.1779e-05 | 8.7206e-06 | 0.13361 | 83.8132 | XLarge Ret | HeatPumps-New-XLarge Ret | 7.4646e-06 | 1.6517e-05 | 3.5005e-05 | 7.4373e-05 | 9.3904e-05 | 0.00016115 | 0.00020631 | 0.0002005 | 0.00036011 | 0.0003728 | 0.00044016 | 0.0004302 | 0.00047833 | 0.00047042 | 0.00047988 | 0.00047722 | 0.00049808 | 0.0004459 | 0.00044999 | 0.0004407 | 0.006139 | 0.0020034 | 0.0017996 | 0.001912 | 0.0018406 | 0.0016834 | 0.0015325 | 0.0015147 | 0.0014747 | 0.0015369 | 0.0017928 | 0.0018025 | 0.0020057 | 0 | 0.0099604 | 0.0087951 | 0.0096847 | 0.0092647 | 0.0095081 | 0.0092525 | 0.0093335 | 0.0091347 | 0.0090996 | 0.0095869 | 0.0091761 | 0.0099158 | 0.46301
LO5Med | New | HeatPumps | Commercial | HVAC | 1.1779e-05 | 8.7206e-06 | 0.13361 | 75.4989 | Large Ret | HeatPumps-New-Large Ret | 0 | 0 | 0 | 0 | 0 | 0 | 0 | 0 | 0 | 0 | 0 | 0 | 0 | 0 | 0 | 0 | 0 | 0 | 0 | 0 | 0 | 0.0020034 | 0.0017996 | 0.001912 | 0.0018406 | 0.0016834 | 0.0015325 | 0.0015147 | 0.0014747 | 0.0015369 | 0.0017928 | 0.0018025 | 0.0020057 | 0 | 0.0099604 | 0.0087951 | 0.0096847 | 0.0092647 | 0.0095081 | 0.0092525 | 0.0093335 | 0.0091347 | 0.0090996 | 0.0095869 | 0.0091761 | 0.0099158 | 0.50511
LO5Med | New | HeatPumps | Commercial | HVAC | 1.1849e-05 | 8.773e-06 | 0.13441 | 74.9528 | Medium Ret | HeatPumps-New-Medium Ret | 4.8849e-05 | 0.00010912 | 0.00023088 | 0.00051134 | 0.00063292 | 0.0011266 | 0.0014328 | 0.0013787 | 0.0024993 | 0.0025647 | 0.0030685 | 0.0029825 | 0.0033095 | 0.0032445 | 0.0032937 | 0.0032814 | 0.0034295 | 0.0030306 | 0.0030156 | 0.0028967 | 0.042088 | 0.0020155 | 0.0018104 | 0.0019235 | 0.0018517 | 0.0016935 | 0.0015417 | 0.0015238 | 0.0014835 | 0.0015462 | 0.0018036 | 0.0018134 | 0.0020177 | 0 | 0.01002 | 0.0088479 | 0.0097429 | 0.0093203 | 0.0095652 | 0.0093081 | 0.0093896 | 0.0091895 | 0.0091543 | 0.0096445 | 0.0092312 | 0.0099753 | 0.50814
LO5Med | New | HeatPumps | Commercial | HVAC | 1.1849e-05 | 8.773e-06 | 0.13441 | 182.3934 | Small Ret | HeatPumps-New-Small Ret | 1.8772e-05 | 4.1433e-05 | 8.1235e-05 | 0.000158 | 0.00020269 | 0.00033757 | 0.00043045 | 0.00043335 | 0.00076732 | 0.00080584 | 0.00094411 | 0.00094248 | 0.0010268 | 0.0010155 | 0.0010269 | 0.0010241 | 0.0010638 | 0.00096462 | 0.00097364 | 0.00094134 | 0.0132 | 0.0020155 | 0.0018104 | 0.0019235 | 0.0018517 | 0.0016935 | 0.0015417 | 0.0015238 | 0.0014835 | 0.0015462 | 0.0018036 | 0.0018134 | 0.0020177 | 0 | 0.01002 | 0.0088479 | 0.0097429 | 0.0093203 | 0.0095652 | 0.0093081 | 0.0093896 | 0.0091895 | 0.0091543 | 0.0096445 | 0.0092312 | 0.0099753 | 0.2329
LO5Med | New | HeatPumps | Commercial | HVAC | 7.946e-06 | 5.8831e-06 | 0.090137 | 119.6102 | School K-12 | HeatPumps-New-School K-12 | 1.3171e-05 | 2.9183e-05 | 4.8901e-05 | 7.1669e-05 | 9.7342e-05 | 0.00012567 | 0.00016087 | 0.00019626 | 0.00027828 | 0.00031366 | 0.00033887 | 0.00037043 | 0.00037257 | 0.00037468 | 0.00037338 | 0.00038391 | 0.00037608 | 0.00038578 | 0.00039302 | 0.00040578 | 0.0051095 | 0.0013516 | 0.0012141 | 0.0012899 | 0.0012417 | 0.0011356 | 0.0010338 | 0.0010219 | 0.00099485 | 0.0010368 | 0.0012095 | 0.001216 | 0.0013531 | 0 | 0.0067195 | 0.0059333 | 0.0065335 | 0.0062501 | 0.0064143 | 0.0062419 | 0.0062966 | 0.0061624 | 0.0061388 | 0.0064675 | 0.0061904 | 0.0066894 | 0.34075
LO5Med | New | HeatPumps | Commercial | HVAC | 2.0196e-05 | 1.4953e-05 | 0.22909 | 37.3808 | University | HeatPumps-New-University | 3.745e-05 | 7.9894e-05 | 0.0001535 | 0.00021824 | 0.00032426 | 0.00043186 | 0.00055068 | 0.00065151 | 0.0008242 | 0.00097777 | 0.0010142 | 0.0010647 | 0.0010135 | 0.0010694 | 0.0011437 | 0.0012339 | 0.0012003 | 0.0012735 | 0.0011998 | 0.0013247 | 0.015787 | 0.0034352 | 0.0030857 | 0.0032784 | 0.003156 | 0.0028864 | 0.0026276 | 0.0025972 | 0.0025285 | 0.0026353 | 0.003074 | 0.0030907 | 0.003439 | 0 | 0.017078 | 0.01508 | 0.016606 | 0.015886 | 0.016303 | 0.015865 | 0.016004 | 0.015663 | 0.015603 | 0.016438 | 0.015734 | 0.017002 | 0.86607
LO5Med | New | HeatPumps | Commercial | HVAC | 6.3252e-06 | 4.683e-06 | 0.07175 | 154.3505 | Warehouse | HeatPumps-New-Warehouse | 2.9152e-06 | 8.2454e-06 | 1.3165e-05 | 1.958e-05 | 2.0519e-05 | 3.1373e-05 | 3.9818e-05 | 3.8407e-05 | 5.7124e-05 | 6.4795e-05 | 6.9944e-05 | 6.9972e-05 | 6.9467e-05 | 8.2287e-05 | 8.1624e-05 | 9.4695e-05 | 8.2708e-05 | 8.5007e-05 | 8.4327e-05 | 8.3098e-05 | 0.0010991 | 0.0010759 | 0.00096642 | 0.0010268 | 0.00098843 | 0.00090399 | 0.00082295 | 0.00081343 | 0.00079192 | 0.00082534 | 0.00096275 | 0.00096797 | 0.0010771 | 0 | 0.0053488 | 0.004723 | 0.0052008 | 0.0049752 | 0.0051059 | 0.0049687 | 0.0050122 | 0.0049054 | 0.0048866 | 0.0051482 | 0.0049276 | 0.0053249 | 0.27125
LO5Med | New | HeatPumps | Commercial | HVAC | 1.414e-05 | 1.0469e-05 | 0.1604 | 60.2252 | Supermarket | HeatPumps-New-Supermarket | 3.8253e-05 | 8.5937e-05 | 0.00014115 | 0.00021419 | 0.00031836 | 0.00044788 | 0.00058654 | 0.00061759 | 0.0010813 | 0.0011123 | 0.0013531 | 0.001246 | 0.0014605 | 0.0014803 | 0.0015324 | 0.0015354 | 0.0016202 | 0.0013652 | 0.001428 | 0.0013801 | 0.019045 | 0.0024051 | 0.0021604 | 0.0022954 | 0.0022096 | 0.0020209 | 0.0018397 | 0.0018184 | 0.0017703 | 0.0018451 | 0.0021522 | 0.0021639 | 0.0024078 | 0 | 0.011957 | 0.010558 | 0.011626 | 0.011122 | 0.011414 | 0.011107 | 0.011205 | 0.010966 | 0.010924 | 0.011509 | 0.011016 | 0.011904 | 0.60637
LO5Med | New | HeatPumps | Commercial | HVAC | 1.414e-05 | 1.0469e-05 | 0.1604 | 150.2604 | MiniMart | HeatPumps-New-MiniMart | 1.1365e-05 | 2.496e-05 | 4.2147e-05 | 6.0712e-05 | 0.00020019 | 0.00028853 | 0.00035625 | 0.00037798 | 0.00063525 | 0.00065909 | 0.00074692 | 0.00076037 | 0.00081044 | 0.00083715 | 0.00083957 | 0.00082592 | 0.00086842 | 0.0007779 | 0.00080389 | 0.00084045 | 0.010768 | 0.0024051 | 0.0021604 | 0.0022954 | 0.0022096 | 0.0020209 | 0.0018397 | 0.0018184 | 0.0017703 | 0.0018451 | 0.0021522 | 0.0021639 | 0.0024078 | 0 | 0.011957 | 0.010558 | 0.011626 | 0.011122 | 0.011414 | 0.011107 | 0.011205 | 0.010966 | 0.010924 | 0.011509 | 0.011016 | 0.011904 | 0.27792
LO5Med | New | HeatPumps | Commercial | HVAC | 1.1849e-05 | 8.773e-06 | 0.13441 | 74.9528 | Restaurant | HeatPumps-New-Restaurant | 4.2489e-05 | 8.4343e-05 | 0.0001318 | 0.00019457 | 0.00027846 | 0.00041052 | 0.00051312 | 0.00050341 | 0.00093924 | 0.00097244 | 0.0012391 | 0.0011453 | 0.0013994 | 0.0012794 | 0.0014222 | 0.0014024 | 0.001563 | 0.0013976 | 0.0015208 | 0.0013224 | 0.017762 | 0.0020155 | 0.0018104 | 0.0019235 | 0.0018517 | 0.0016935 | 0.0015417 | 0.0015238 | 0.0014835 | 0.0015462 | 0.0018036 | 0.0018134 | 0.0020177 | 0 | 0.01002 | 0.0088479 | 0.0097429 | 0.0093203 | 0.0095652 | 0.0093081 | 0.0093896 | 0.0091895 | 0.0091543 | 0.0096445 | 0.0092312 | 0.0099753 | 0.50814
LO5Med | New | HeatPumps | Commercial | HVAC | 7.946e-06 | 5.8831e-06 | 0.090137 | 131.9346 | Lodging | HeatPumps-New-Lodging | 2.3417e-05 | 4.255e-05 | 6.1546e-05 | 9.0007e-05 | 0.00013588 | 0.00020969 | 0.00026988 | 0.00025743 | 0.00053389 | 0.00051962 | 0.00070536 | 0.00061104 | 0.00083133 | 0.00066421 | 0.00086052 | 0.00082869 | 0.00087822 | 0.00083553 | 0.00097528 | 0.00079058 | 0.010125 | 0.0013516 | 0.0012141 | 0.0012899 | 0.0012417 | 0.0011356 | 0.0010338 | 0.0010219 | 0.00099485 | 0.0010368 | 0.0012095 | 0.001216 | 0.0013531 | 0 | 0.0067195 | 0.0059333 | 0.0065335 | 0.0062501 | 0.0064143 | 0.0062419 | 0.0062966 | 0.0061624 | 0.0061388 | 0.0064675 | 0.0061904 | 0.0066894 | 0.31236
LO5Med | New | HeatPumps | Commercial | HVAC | 2.0196e-05 | 1.4953e-05 | 0.22909 | 42.2299 | Hospital | HeatPumps-New-Hospital | 0.00017233 | 0.00047689 | 0.00087202 | 0.0012037 | 0.001901 | 0.0028569 | 0.0033282 | 0.0033575 | 0.0041826 | 0.0050493 | 0.0051903 | 0.0051526 | 0.0048534 | 0.0048604 | 0.0050143 | 0.0056805 | 0.0057236 | 0.0057147 | 0.0059541 | 0.0061578 | 0.077702 | 0.0034352 | 0.0030857 | 0.0032784 | 0.003156 | 0.0028864 | 0.0026276 | 0.0025972 | 0.0025285 | 0.0026353 | 0.003074 | 0.0030907 | 0.003439 | 0 | 0.017078 | 0.01508 | 0.016606 | 0.015886 | 0.016303 | 0.015865 | 0.016004 | 0.015663 | 0.015603 | 0.016438 | 0.015734 | 0.017002 | 0.7939
LO5Med | New | HeatPumps | Commercial | HVAC | 2.0196e-05 | 1.4953e-05 | 0.22909 | 37.3808 | Residential Care | HeatPumps-New-Residential Care | 0.00012245 | 0.00028926 | 0.00050906 | 0.0008312 | 0.0012127 | 0.0018158 | 0.0019938 | 0.0020466 | 0.0024631 | 0.0030014 | 0.0030655 | 0.0030021 | 0.0026916 | 0.0028083 | 0.0028065 | 0.0033008 | 0.0031385 | 0.0033143 | 0.0033724 | 0.0036088 | 0.045394 | 0.0034352 | 0.0030857 | 0.0032784 | 0.003156 | 0.0028864 | 0.0026276 | 0.0025972 | 0.0025285 | 0.0026353 | 0.003074 | 0.0030907 | 0.003439 | 0 | 0.017078 | 0.01508 | 0.016606 | 0.015886 | 0.016303 | 0.015865 | 0.016004 | 0.015663 | 0.015603 | 0.016438 | 0.015734 | 0.017002 | 0.86607
LO5Med | New | HeatPumps | Commercial | HVAC | 1.1779e-05 | 8.7206e-06 | 0.13361 | 75.4989 | Assembly | HeatPumps-New-Assembly | 0.00012087 | 0.00044973 | 0.00047263 | 0.00068799 | 0.001086 | 0.0017835 | 0.0025118 | 0.003326 | 0.0044596 | 0.0049817 | 0.005143 | 0.0051313 | 0.0059712 | 0.0061032 | 0.006223 | 0.0065215 | 0.0067515 | 0.006896 | 0.0063436 | 0.0064466 | 0.081411 | 0.0020034 | 0.0017996 | 0.001912 | 0.0018406 | 0.0016834 | 0.0015325 | 0.0015147 | 0.0014747 | 0.0015369 | 0.0017928 | 0.0018025 | 0.0020057 | 0 | 0.0099604 | 0.0087951 | 0.0096847 | 0.0092647 | 0.0095081 | 0.0092525 | 0.0093335 | 0.0091347 | 0.0090996 | 0.0095869 | 0.0091761 | 0.0099158 | 0.50511
LO5Med | New | HeatPumps | Commercial | HVAC | 1.4025e-05 | 1.0384e-05 | 0.15909 | 60.8508 | Other | HeatPumps-New-Other | 0.00011235 | 0.00032211 | 0.00045996 | 0.00065491 | 0.0012958 | 0.0017722 | 0.0019476 | 0.0021724 | 0.0032084 | 0.0035908 | 0.0039536 | 0.0036494 | 0.0036449 | 0.0036555 | 0.0039104 | 0.0036833 | 0.0042393 | 0.0047411 | 0.0040537 | 0.0041582 | 0.055226 | 0.0023855 | 0.0021428 | 0.0022767 | 0.0021916 | 0.0020044 | 0.0018247 | 0.0018036 | 0.0017559 | 0.00183 | 0.0021347 | 0.0021463 | 0.0023882 | 0 | 0.01186 | 0.010472 | 0.011532 | 0.011032 | 0.011321 | 0.011017 | 0.011114 | 0.010877 | 0.010835 | 0.011415 | 0.010926 | 0.011807 | 0.60143
LO12Med | NR | IceAndVending | Commercial | Refrigeration | 0.054358 | 0.029525 | 573.0867 | -53.4281 | Misc | Commercial Ice Maker | 0.032477 | 0.065781 | 0.099896 | 0.13481 | 0.1705 | 0.20352 | 0.23093 | 0.2538 | 0.27298 | 0.28915 | 0.30288 | 0.31463 | 0.32478 | 0.33363 | 0.34143 | 0.34837 | 0.35167 | 0.35494 | 0.34948 | 0.35221 | 3.8864 | 9.1523 | 8.2301 | 9.012 | 7.4063 | 7.3137 | 7.1303 | 7.3509 | 7.4218 | 7.0946 | 7.625 | 8.693 | 8.9779 | 0 | 40.2872 | 36.5625 | 39.9701 | 39.6483 | 41.0497 | 39.8722 | 40.6888 | 41.2145 | 39.6888 | 41.0984 | 38.0966 | 39.5016 | 1.8203
LO12Med | NR | IceAndVending | Commercial | Refrigeration | 0.0074662 | 0.0055345 | 77.3119 | 49.3293 | MIsc | Commercial Beverage Vending Machine | 0.023763 | 0.048132 | 0.073093 | 0.098638 | 0.12476 | 0.14891 | 0.16897 | 0.18571 | 0.19974 | 0.21157 | 0.22162 | 0.23022 | 0.23764 | 0.24412 | 0.24982 | 0.2549 | 0.25732 | 0.25971 | 0.25571 | 0.25771 | 1.2926 | 1.211 | 1.0486 | 1.1418 | 0.92993 | 0.93339 | 0.92976 | 0.94621 | 0.92878 | 0.9225 | 0.96277 | 1.0864 | 1.2106 | 0 | 5.9808 | 5.1367 | 5.5031 | 5.3096 | 5.4161 | 5.1964 | 5.3337 | 5.2586 | 5.2888 | 5.437 | 5.32 | 5.8793 | 0.82591
LO50Fast | New | LPD Package | Commercial | Lighting | 0.062795 | 0.044363 | 717.8375 | 16.2986 | All Btype | NEW_LINEAR_Fixture_from_LFTube_to_LEDPanel_CONTR | 1.3055 | 2.1845 | 2.3826 | 2.7304 | 3.1516 | 3.7699 | 3.7832 | 3.5714 | 4.392 | 4.3138 | 4.4363 | 4.2001 | 4.2105 | 4.2946 | 4.3956 | 4.5978 | 4.7241 | 4.8547 | 4.5478 | 4.6008 | 80.3856 | 9.0667 | 8.1967 | 9.0487 | 7.6995 | 7.6062 | 7.4312 | 7.6611 | 7.7338 | 7.3983 | 7.9253 | 8.6045 | 8.9311 | 0 | 52.5461 | 47.8999 | 52.8719 | 51.5989 | 52.6923 | 51.5301 | 52.2934 | 53.3393 | 50.9373 | 53.3855 | 49.7058 | 51.7339 | 1.3958
LO50Fast | New | LPD Package | Commercial | Lighting | 0.0067471 | 0.0045081 | 77.3898 | 26.0492 | All Btype | NEW_HIGHBAY_Fixture_from_LFTube_to_LEDPanel_CONTR | 0.081826 | 0.13693 | 0.14934 | 0.17114 | 0.19754 | 0.2363 | 0.23713 | 0.22385 | 0.27529 | 0.27039 | 0.27807 | 0.26326 | 0.26392 | 0.26919 | 0.27552 | 0.28819 | 0.29611 | 0.30429 | 0.28505 | 0.28838 | 5.0386 | 0.99387 | 0.89785 | 0.9877 | 0.83044 | 0.8197 | 0.79837 | 0.82382 | 0.83294 | 0.79936 | 0.85959 | 0.94704 | 0.98035 | 0 | 5.6645 | 5.1571 | 5.6701 | 5.5473 | 5.6792 | 5.5373 | 5.6172 | 5.7307 | 5.4995 | 5.7639 | 5.3751 | 5.577 | 1.0847
LO50Fast | New | LPD Package | Commercial | Lighting | 0.0039204 | 0.0028524 | 44.1849 | -44.1654 | All Btype | NEW_CAN_Fixture_from_CFL_to_LEDPanel | 0.010278 | 0.017199 | 0.018758 | 0.021496 | 0.024813 | 0.029681 | 0.029785 | 0.028118 | 0.034579 | 0.033963 | 0.034927 | 0.033068 | 0.03315 | 0.033812 | 0.034607 | 0.036199 | 0.037193 | 0.038221 | 0.035805 | 0.036222 | 0.63288 | 0.56666 | 0.51226 | 0.56572 | 0.48508 | 0.47983 | 0.46963 | 0.48453 | 0.48858 | 0.46641 | 0.49842 | 0.53701 | 0.55878 | 0 | 3.2215 | 2.9343 | 3.2418 | 3.1638 | 3.2296 | 3.1671 | 3.2238 | 3.2816 | 3.1207 | 3.2672 | 3.0445 | 3.1762 | 6.2826
LO50Fast | New | LPD Package | Commercial | Lighting | 0.00052963 | 0.00038534 | 5.9692 | -211.0819 | All Btype | NEW_DISP_Fixture_from_CFL_to_LEDPanel | 0.00025245 | 0.00042245 | 0.00046076 | 0.00052801 | 0.00060947 | 0.00072905 | 0.00073161 | 0.00069065 | 0.00084935 | 0.00083423 | 0.00085791 | 0.00081223 | 0.00081425 | 0.00083052 | 0.00085005 | 0.00088914 | 0.00091357 | 0.00093883 | 0.00087947 | 0.00088972 | 0.015545 | 0.076554 | 0.069204 | 0.076427 | 0.065532 | 0.064824 | 0.063445 | 0.065458 | 0.066005 | 0.06301 | 0.067335 | 0.072548 | 0.075489 | 0 | 0.43521 | 0.39642 | 0.43795 | 0.42742 | 0.43631 | 0.42786 | 0.43552 | 0.44333 | 0.4216 | 0.44138 | 0.41129 | 0.42909 | 66.114
LO50Fast | New | LPD Package | Commercial | Lighting | 0.0013945 | 0.0010155 | 14.9993 | -139.3489 | All Btype | NEW_OTHER_Fixture_from_CFL_to_LEDPanel | 0.0095154 | 0.015923 | 0.017367 | 0.019902 | 0.022972 | 0.027479 | 0.027576 | 0.026032 | 0.032013 | 0.031444 | 0.032336 | 0.030615 | 0.03069 | 0.031304 | 0.03204 | 0.033513 | 0.034434 | 0.035386 | 0.033149 | 0.033535 | 0.58593 | 0.20227 | 0.18226 | 0.20116 | 0.17421 | 0.17384 | 0.16994 | 0.17598 | 0.17694 | 0.16907 | 0.17961 | 0.19265 | 0.1999 | 0 | 1.0863 | 0.98696 | 1.0882 | 1.059 | 1.0857 | 1.0612 | 1.0849 | 1.1004 | 1.0495 | 1.0961 | 1.0307 | 1.0727 | 6.232
LO50Fast | NR | LPD Package | Commercial | Lighting | 0.012929 | 0.0091448 | 149.1146 | 2.5118 | All Btype | NR_LINEAR_Fixture_from_LFTube_to_LEDPanel | 1.6692 | 2.4374 | 2.9414 | 3.258 | 3.4606 | 3.5535 | 3.5857 | 3.589 | 3.5802 | 3.5654 | 3.5498 | 3.5343 | 3.5189 | 3.5036 | 3.4883 | 3.4731 | 3.458 | 3.443 | 3.428 | 3.4132 | 40.9579 | 1.903 | 1.721 | 1.896 | 1.6123 | 1.5931 | 1.5517 | 1.5956 | 1.6126 | 1.5507 | 1.6627 | 1.8075 | 1.8757 | 0 | 10.9109 | 9.9461 | 10.9726 | 10.7255 | 10.9525 | 10.6709 | 10.77 | 11.0097 | 10.5979 | 11.1093 | 10.3314 | 10.7359 | 2.2403
LO50Fast | NR | LPD Package | Commercial | Lighting | 0.0038908 | 0.002752 | 44.8737 | 21.9364 | All Btype | NR_LINEAR_Fixture_from_LFTube_to_LEDPanel_RDX | 0.50232 | 0.73349 | 0.88517 | 0.98043 | 1.0414 | 1.0694 | 1.0791 | 1.0801 | 1.0774 | 1.073 | 1.0683 | 1.0636 | 1.059 | 1.0543 | 1.0497 | 1.0452 | 1.0406 | 1.0361 | 1.0316 | 1.0271 | 12.3256 | 0.57268 | 0.51789 | 0.57056 | 0.48521 | 0.47943 | 0.46695 | 0.48018 | 0.48527 | 0.46667 | 0.50037 | 0.54393 | 0.56446 | 0 | 3.2835 | 2.9931 | 3.302 | 3.2277 | 3.296 | 3.2112 | 3.2411 | 3.3132 | 3.1893 | 3.3432 | 3.1091 | 3.2308 | 1.199
LO50Fast | NR | LPD Package | Commercial | Lighting | 0.051163 | 0.0362 | 589.4914 | 17.2284 | All Btype | NR_LINEAR_Fixture_from_LFTube_to_LEDPanel_CONTR | 6.5988 | 9.6357 | 11.6283 | 12.8796 | 13.6809 | 14.0479 | 14.1753 | 14.1884 | 14.1536 | 14.0951 | 14.0335 | 13.9722 | 13.9112 | 13.8506 | 13.7902 | 13.7302 | 13.6705 | 13.6111 | 13.552 | 13.4932 | 161.9181 | 7.5455 | 6.8234 | 7.5157 | 6.3926 | 6.3186 | 6.1514 | 6.3242 | 6.3916 | 6.1505 | 6.5947 | 7.1686 | 7.4377 | 0 | 43.1229 | 39.3076 | 43.3598 | 42.3859 | 43.2906 | 42.1479 | 42.5155 | 43.4685 | 41.8907 | 43.9135 | 40.8445 | 42.4295 | 1.3606
LO50Fast | NR | LPD Package | Commercial | Lighting | 0.00072309 | 0.00051145 | 8.3396 | 3.0847 | All Btype | NR_LINEAR_Lamp_from_LFTube_to_LEDTube_RDX | 0.0083223 | 0.012152 | 0.014665 | 0.016243 | 0.017254 | 0.017717 | 0.017878 | 0.017894 | 0.01785 | 0.017776 | 0.017699 | 0.017621 | 0.017545 | 0.017468 | 0.017392 | 0.017316 | 0.017241 | 0.017166 | 0.017091 | 0.017017 | 0.20421 | 0.10643 | 0.096249 | 0.10604 | 0.090174 | 0.0891 | 0.086781 | 0.089239 | 0.090186 | 0.086729 | 0.092992 | 0.10109 | 0.1049 | 0 | 0.61022 | 0.55626 | 0.61367 | 0.59985 | 0.61255 | 0.59679 | 0.60234 | 0.61575 | 0.59272 | 0.62132 | 0.57781 | 0.60043 | 2.209
LO50Fast | NR | LPD Package | Commercial | Lighting | 0.010986 | 0.007776 | 126.4422 | 19.855 | All Btype | NR_LINEAR_Fixture_from_LEDTube_to_LEDPanel_CONTR | 1.5727 | 2.2964 | 2.7713 | 3.0695 | 3.2605 | 3.348 | 3.3783 | 3.3815 | 3.3732 | 3.3592 | 3.3445 | 3.3299 | 3.3154 | 3.301 | 3.2866 | 3.2723 | 3.258 | 3.2439 | 3.2298 | 3.2158 | 38.5894 | 1.6237 | 1.4683 | 1.6168 | 1.3755 | 1.3601 | 1.3235 | 1.3603 | 1.3749 | 1.3239 | 1.4195 | 1.543 | 1.6006 | 0 | 9.2471 | 8.4284 | 9.2962 | 9.088 | 9.2838 | 9.0318 | 9.105 | 9.3106 | 8.9839 | 9.4181 | 8.7613 | 9.098 | 1.2816
LO50Fast | NR | LPD Package | Commercial | Lighting | 0.001326 | 0.00088821 | 15.3217 | 40.8371 | All Btype | NR_HIGHBAY_Fixture_from_LFTube_to_LEDPanel | 0.070428 | 0.10284 | 0.12411 | 0.13746 | 0.14601 | 0.14993 | 0.15129 | 0.15143 | 0.15106 | 0.15043 | 0.14978 | 0.14912 | 0.14847 | 0.14782 | 0.14718 | 0.14654 | 0.1459 | 0.14527 | 0.14464 | 0.14401 | 2.4468 | 0.19759 | 0.17858 | 0.19609 | 0.16479 | 0.16253 | 0.15798 | 0.16265 | 0.16469 | 0.15859 | 0.17075 | 0.18828 | 0.19505 | 0 | 1.1213 | 1.0208 | 1.1219 | 1.0999 | 1.1256 | 1.0951 | 1.1061 | 1.1306 | 1.0909 | 1.1435 | 1.0646 | 1.1038 | 0.84143
LO50Fast | NR | LPD Package | Commercial | Lighting | 0.0072718 | 0.0048767 | 84.0633 | 24.8384 | All Btype | NR_HIGHBAY_Fixture_from_LFTube_to_LEDPanel_CONTR | 0.38641 | 0.56424 | 0.68092 | 0.75419 | 0.80111 | 0.82261 | 0.83006 | 0.83083 | 0.82879 | 0.82537 | 0.82176 | 0.81817 | 0.8146 | 0.81105 | 0.80752 | 0.804 | 0.80051 | 0.79703 | 0.79357 | 0.79012 | 13.4244 | 1.0859 | 0.98142 | 1.0775 | 0.90548 | 0.89315 | 0.86784 | 0.89323 | 0.90445 | 0.87145 | 0.93835 | 1.0348 | 1.0719 | 0 | 6.1513 | 5.5999 | 6.154 | 6.0343 | 6.1759 | 6.0055 | 6.0629 | 6.1981 | 5.9857 | 6.2746 | 5.841 | 6.0549 | 1.1122
LO50Fast | NR | LPD Package | Commercial | Lighting | 0.00014953 | 0.00010001 | 1.7398 | -81.0247 | All Btype | NR_HIGHBAY_Fixture_from_HID_to_LEDPanel | 0.0017772 | 0.0025951 | 0.0031317 | 0.0034687 | 0.0036845 | 0.0037834 | 0.0038177 | 0.0038212 | 0.0038118 | 0.0037961 | 0.0037795 | 0.003763 | 0.0037466 | 0.0037302 | 0.003714 | 0.0036978 | 0.0036817 | 0.0036657 | 0.0036498 | 0.003634 | 0.061743 | 0.021914 | 0.01981 | 0.021805 | 0.018293 | 0.018024 | 0.017549 | 0.018076 | 0.018296 | 0.017577 | 0.018926 | 0.020863 | 0.021599 | 0 | 0.12774 | 0.11644 | 0.12815 | 0.12535 | 0.12815 | 0.12488 | 0.12625 | 0.12909 | 0.12409 | 0.1302 | 0.1211 | 0.12566 | 21.9536
LO50Fast | NR | LPD Package | Commercial | Lighting | 0.0006942 | 0.00046457 | 8.0794 | -58.0735 | All Btype | NR_HIGHBAY_Fixture_from_HID_to_LEDPanel_CONTR | 0.008253 | 0.012051 | 0.014543 | 0.016108 | 0.01711 | 0.017569 | 0.017729 | 0.017745 | 0.017701 | 0.017628 | 0.017551 | 0.017475 | 0.017398 | 0.017322 | 0.017247 | 0.017172 | 0.017097 | 0.017023 | 0.016949 | 0.016876 | 0.28672 | 0.1019 | 0.092121 | 0.10138 | 0.085043 | 0.083796 | 0.081565 | 0.083989 | 0.085019 | 0.081722 | 0.088006 | 0.097022 | 0.10044 | 0 | 0.59314 | 0.54064 | 0.59499 | 0.58207 | 0.59513 | 0.57972 | 0.58583 | 0.59908 | 0.57629 | 0.60469 | 0.56241 | 0.58347 | 17.3897
LO50Fast | NR | LPD Package | Commercial | Lighting | 0.0020377 | 0.0014723 | 22.9926 | -53.9584 | All Btype | NR_CAN_Lamp_from_CFL_to_LEDScrew | 0.013168 | 0.019229 | 0.023205 | 0.025702 | 0.027301 | 0.028033 | 0.028288 | 0.028314 | 0.028244 | 0.028128 | 0.028005 | 0.027882 | 0.027761 | 0.02764 | 0.027519 | 0.0274 | 0.02728 | 0.027162 | 0.027044 | 0.026926 | 0.44877 | 0.30078 | 0.27179 | 0.29987 | 0.25704 | 0.25477 | 0.24876 | 0.25641 | 0.25858 | 0.24779 | 0.26474 | 0.28567 | 0.29673 | 0 | 1.6731 | 1.5242 | 1.6827 | 1.642 | 1.6776 | 1.6393 | 1.663 | 1.6952 | 1.622 | 1.6985 | 1.5835 | 1.6486 | 21.7933
LO50Fast | NR | LPD Package | Commercial | Lighting | 0.001665 | 0.0012124 | 17.7243 | -54.9206 | All Btype | NR_CAN_Lamp_from_Inc/Hal_to_LEDScrew | 0.16919 | 0.24705 | 0.29813 | 0.33022 | 0.35076 | 0.36017 | 0.36343 | 0.36377 | 0.36288 | 0.36138 | 0.3598 | 0.35823 | 0.35667 | 0.35511 | 0.35356 | 0.35202 | 0.35049 | 0.34897 | 0.34745 | 0.34595 | 0.34595 | 0.25961 | 0.23417 | 0.2577 | 0.22271 | 0.22227 | 0.21724 | 0.22496 | 0.22637 | 0.21618 | 0.22982 | 0.24734 | 0.25678 | 0 | 1.2629 | 1.1455 | 1.2605 | 1.2327 | 1.2666 | 1.2384 | 1.2693 | 1.2844 | 1.2245 | 1.2763 | 1.1995 | 1.2484 | 15.7849
LO50Fast | NR | LPD Package | Commercial | Lighting | 0.00077458 | 0.00055729 | 8.7739 | -128.3919 | All Btype | NR_DISP_Lamp_from_CFL_to_LEDScrew | 0.00091364 | 0.0013341 | 0.00161 | 0.0017832 | 0.0018942 | 0.001945 | 0.0019626 | 0.0019645 | 0.0019596 | 0.0019515 | 0.001943 | 0.0019345 | 0.0019261 | 0.0019177 | 0.0019093 | 0.001901 | 0.0018927 | 0.0018845 | 0.0018763 | 0.0018682 | 0.031137 | 0.11413 | 0.1031 | 0.11378 | 0.097533 | 0.096656 | 0.094478 | 0.097469 | 0.098292 | 0.094004 | 0.10031 | 0.10837 | 0.11256 | 0 | 0.63862 | 0.58188 | 0.64238 | 0.62714 | 0.6407 | 0.62671 | 0.63602 | 0.64854 | 0.61969 | 0.64831 | 0.60423 | 0.62903 | 43.1133
LO50Fast | NR | LPD Package | Commercial | Lighting | 0.00099808 | 0.00069358 | 11.0374 | -57.1355 | All Btype | NR_DISP_Lamp_from_Inc/Hal_to_LEDScrew | 0.019156 | 0.027971 | 0.033756 | 0.037388 | 0.039714 | 0.040779 | 0.041149 | 0.041187 | 0.041086 | 0.040916 | 0.040738 | 0.04056 | 0.040383 | 0.040207 | 0.040032 | 0.039857 | 0.039684 | 0.039511 | 0.03934 | 0.039169 | 0.039169 | 0.15323 | 0.13828 | 0.15195 | 0.1292 | 0.12826 | 0.12512 | 0.12957 | 0.13041 | 0.12475 | 0.13341 | 0.14609 | 0.15147 | 0 | 0.79564 | 0.72188 | 0.79243 | 0.77695 | 0.7985 | 0.78029 | 0.79958 | 0.80941 | 0.7727 | 0.80589 | 0.75652 | 0.78591 | 12.3365
LO50Fast | NR | LPD Package | Commercial | Lighting | 0.0025332 | 0.0018871 | 26.6081 | -161.1829 | All Btype | NR_OTHER_Lamp_from_CFL_to_LEDScrew | 0.027707 | 0.040459 | 0.048825 | 0.054079 | 0.057444 | 0.058985 | 0.05952 | 0.059575 | 0.059428 | 0.059183 | 0.058924 | 0.058667 | 0.058411 | 0.058156 | 0.057903 | 0.057651 | 0.0574 | 0.057151 | 0.056902 | 0.056656 | 0.94426 | 0.37877 | 0.34123 | 0.37596 | 0.32894 | 0.32934 | 0.3214 | 0.33237 | 0.33429 | 0.32051 | 0.33987 | 0.36105 | 0.37513 | 0 | 1.9089 | 1.7322 | 1.9096 | 1.8595 | 1.9068 | 1.8601 | 1.8974 | 1.9248 | 1.8444 | 1.9258 | 1.8129 | 1.8868 | 62.1801
LO50Fast | NR | LPD Package | Commercial | Lighting | 0.0045376 | 0.0033888 | 47.5018 | -159.4196 | All Btype | NR_OTHER_Lamp_from_Inc/Hal_to_LEDScrew | 0.8244 | 1.2038 | 1.4527 | 1.6091 | 1.7092 | 1.755 | 1.7709 | 1.7726 | 1.7682 | 1.7609 | 1.7532 | 1.7456 | 1.738 | 1.7304 | 1.7228 | 1.7153 | 1.7079 | 1.7005 | 1.6931 | 1.6857 | 1.6857 | 0.67541 | 0.60842 | 0.66968 | 0.58427 | 0.58446 | 0.57093 | 0.59115 | 0.59443 | 0.56899 | 0.60352 | 0.64361 | 0.66949 | 0 | 3.4075 | 3.0877 | 3.4006 | 3.3167 | 3.4045 | 3.3277 | 3.4073 | 3.4479 | 3.2937 | 3.4336 | 3.2369 | 3.3732 | 56.6234
Retro12Med | Retro | LPD Package | Commercial | Lighting | 0.0014366 | 0.0010161 | 16.5683 | 81.4781 | All Btype | RETRO_LINEAR_Fixture_from_LFTube_to_LEDPanel | 0.073568 | 0.073244 | 0.072922 | 0.072601 | 0.072283 | 0.064769 | 0.072799 | 0.057887 | 0.044384 | 0.034789 | 0.027337 | 0.021622 | 0.017141 | 0.013631 | 0.010859 | 0.0086564 | 5.8846e-05 | 2.0946e-05 | 7.1169e-06 | 2.313e-06 | 3.3449 | 0.21145 | 0.19122 | 0.21066 | 0.17915 | 0.17701 | 0.17241 | 0.17729 | 0.17917 | 0.1723 | 0.18475 | 0.20083 | 0.20841 | 0 | 1.2123 | 1.1051 | 1.2192 | 1.1917 | 1.2169 | 1.1857 | 1.1967 | 1.2233 | 1.1775 | 1.2344 | 1.1479 | 1.1929 | 0.49212
Retro12Med | Retro | LPD Package | Commercial | Lighting | 0.00043231 | 0.00030578 | 4.986 | 53.4926 | All Btype | RETRO_LINEAR_Fixture_from_LFTube_to_LEDPanel_RDX | 0.022139 | 0.022042 | 0.021945 | 0.021848 | 0.021752 | 0.019491 | 0.021908 | 0.01742 | 0.013357 | 0.010469 | 0.0082267 | 0.0065069 | 0.0051582 | 0.0041022 | 0.0032677 | 0.002605 | 1.7709e-05 | 6.3034e-06 | 2.1417e-06 | 6.9607e-07 | 1.0066 | 0.063631 | 0.057544 | 0.063396 | 0.053912 | 0.05327 | 0.051883 | 0.053353 | 0.053919 | 0.051852 | 0.055596 | 0.060437 | 0.062718 | 0 | 0.36483 | 0.33257 | 0.36689 | 0.35863 | 0.36622 | 0.3568 | 0.36012 | 0.36813 | 0.35436 | 0.37146 | 0.34545 | 0.35898 | 0.67712
Retro12Med | Retro | LPD Package | Commercial | Lighting | 0.0056848 | 0.0040222 | 65.499 | 72.089 | All Btype | RETRO_LINEAR_Fixture_from_LFTube_to_LEDPanel_CONTR | 0.29083 | 0.28955 | 0.28828 | 0.28701 | 0.28575 | 0.25605 | 0.28779 | 0.22884 | 0.17546 | 0.13753 | 0.10807 | 0.085479 | 0.067761 | 0.053889 | 0.042927 | 0.034221 | 0.00023263 | 8.2806e-05 | 2.8135e-05 | 9.144e-06 | 13.2232 | 0.83839 | 0.75816 | 0.83508 | 0.71029 | 0.70207 | 0.68349 | 0.70269 | 0.71018 | 0.68339 | 0.73274 | 0.79651 | 0.82641 | 0 | 4.7914 | 4.3675 | 4.8178 | 4.7095 | 4.8101 | 4.6831 | 4.7239 | 4.8298 | 4.6545 | 4.8793 | 4.5383 | 4.7144 | 0.53618
Retro12Med | Retro | LPD Package | Commercial | Lighting | 0.0065078 | 0.004603 | 75.0565 | 14.3633 | All Btype | RETRO_LINEAR_Lamp_from_LFTube_to_LEDTube_RDX | 2.9995 | 2.9862 | 2.9731 | 2.96 | 2.947 | 2.6407 | 2.1994 | 1.7514 | 1.3872 | 1.1023 | 0.87631 | 0.6973 | 0.55504 | 0.442 | 0.35206 | 0.28046 | 0.0019049 | 0.00067745 | 0.00022998 | 7.4679e-05 | 36.4614 | 0.95788 | 0.86624 | 0.95434 | 0.81157 | 0.8019 | 0.78103 | 0.80315 | 0.81167 | 0.78056 | 0.83692 | 0.90979 | 0.94413 | 0 | 5.492 | 5.0064 | 5.523 | 5.3987 | 5.5129 | 5.3712 | 5.421 | 5.5417 | 5.3344 | 5.5918 | 5.2003 | 5.4039 | 1.4702
Retro12Med | Retro | LPD Package | Commercial | Lighting | 0.00014733 | 9.869e-05 | 1.7024 | 94.0455 | All Btype | RETRO_HIGHBAY_Fixture_from_LFTube_to_LEDPanel | 0.0075592 | 0.0075259 | 0.0074928 | 0.0074599 | 0.0074271 | 0.0066551 | 0.0074802 | 0.0059479 | 0.0045605 | 0.0035746 | 0.0028089 | 0.0022217 | 0.0017612 | 0.0014006 | 0.0011157 | 0.00088945 | 6.0465e-06 | 2.1522e-06 | 7.3127e-07 | 2.3767e-07 | 0.34369 | 0.021955 | 0.019842 | 0.021788 | 0.01831 | 0.018058 | 0.017553 | 0.018072 | 0.018298 | 0.017621 | 0.018972 | 0.02092 | 0.021672 | 0 | 0.12459 | 0.11342 | 0.12465 | 0.12221 | 0.12507 | 0.12168 | 0.1229 | 0.12563 | 0.12121 | 0.12706 | 0.11829 | 0.12264 | 0.47127
Retro12Med | Retro | LPD Package | Commercial | Lighting | 0.00080798 | 0.00054186 | 9.3404 | 55.5568 | All Btype | RETRO_HIGHBAY_Fixture_from_LFTube_to_LEDPanel_CONTR | 0.041474 | 0.041291 | 0.04111 | 0.040929 | 0.040749 | 0.036513 | 0.04104 | 0.032634 | 0.025021 | 0.019612 | 0.015411 | 0.01219 | 0.009663 | 0.0076847 | 0.0061215 | 0.00488 | 3.3174e-05 | 1.1808e-05 | 4.0122e-06 | 1.304e-06 | 1.8857 | 0.12065 | 0.10905 | 0.11972 | 0.10061 | 0.099239 | 0.096427 | 0.099248 | 0.10049 | 0.096828 | 0.10426 | 0.11498 | 0.1191 | 0 | 0.68347 | 0.62221 | 0.68378 | 0.67048 | 0.68621 | 0.66727 | 0.67366 | 0.68868 | 0.66507 | 0.69718 | 0.649 | 0.67276 | 0.67237
Retro12Med | Retro | LPD Package | Commercial | Lighting | 0.00059813 | 0.00040005 | 6.9593 | 2.4829 | All Btype | RETRO_HIGHBAY_Fixture_from_HID_to_LEDPanel | 0.24721 | 0.24612 | 0.24504 | 0.24396 | 0.24289 | 0.21764 | 0.18226 | 0.14513 | 0.11487 | 0.091259 | 0.072532 | 0.057708 | 0.045931 | 0.036576 | 0.029133 | 0.023208 | 0.00015763 | 5.6062e-05 | 1.9032e-05 | 6.1802e-06 | 3.1338 | 0.087655 | 0.079241 | 0.087219 | 0.07317 | 0.072094 | 0.070197 | 0.072303 | 0.073183 | 0.07031 | 0.075705 | 0.083454 | 0.086397 | 0 | 0.51095 | 0.46574 | 0.51259 | 0.50138 | 0.51261 | 0.49953 | 0.50502 | 0.51638 | 0.49636 | 0.5208 | 0.48442 | 0.50263 | 1.4017
Retro12Med | Retro | LPD Package | Commercial | Lighting | 0.0027768 | 0.0018583 | 32.3178 | 2.6732 | All Btype | RETRO_HIGHBAY_Fixture_from_HID_to_LEDPanel_CONTR | 1.148 | 1.1429 | 1.1379 | 1.1329 | 1.1279 | 1.0107 | 0.84639 | 0.67395 | 0.53344 | 0.42379 | 0.33682 | 0.26799 | 0.21329 | 0.16985 | 0.13529 | 0.10777 | 0.00073202 | 0.00026034 | 8.8382e-05 | 2.87e-05 | 14.5526 | 0.4076 | 0.36848 | 0.40551 | 0.34017 | 0.33518 | 0.32626 | 0.33596 | 0.34008 | 0.32689 | 0.35203 | 0.38809 | 0.40177 | 0 | 2.3726 | 2.1626 | 2.3799 | 2.3283 | 2.3805 | 2.3189 | 2.3433 | 2.3963 | 2.3051 | 2.4188 | 2.2497 | 2.3339 | 1.4974
Retro12Med | Retro | LPD Package | Commercial | Lighting | 0.0020377 | 0.0014723 | 22.9926 | -37.1548 | All Btype | RETRO_CAN_Lamp_from_CFL_to_LEDScrew | 0.51047 | 0.50822 | 0.50599 | 0.50376 | 0.50155 | 0.44941 | 0.38739 | 0.30842 | 0.24326 | 0.19298 | 0.15319 | 0.12181 | 0.096908 | 0.077159 | 0.061459 | 0.048964 | 0.0003326 | 0.0001183 | 4.0164e-05 | 1.3043e-05 | 7.9057 | 0.30078 | 0.27179 | 0.29987 | 0.25704 | 0.25477 | 0.24876 | 0.25641 | 0.25858 | 0.24779 | 0.26474 | 0.28567 | 0.29673 | 0 | 1.6731 | 1.5242 | 1.6827 | 1.642 | 1.6776 | 1.6393 | 1.663 | 1.6952 | 1.622 | 1.6985 | 1.5835 | 1.6486 | 4.2492
Retro12Med | Retro | LPD Package | Commercial | Lighting | 0.001665 | 0.0012124 | 17.7243 | -49.7468 | All Btype | RETRO_CAN_Lamp_from_Inc/Hal_to_LEDScrew | 0.39351 | 0.39177 | 0.39005 | 0.38834 | 0.38663 | 0.34644 | 0.29863 | 0.23775 | 0.18753 | 0.14876 | 0.11809 | 0.093898 | 0.074703 | 0.059479 | 0.047377 | 0.037745 | 0.00025639 | 9.1193e-05 | 3.0961e-05 | 1.0055e-05 | 6.0942 | 0.25961 | 0.23417 | 0.2577 | 0.22271 | 0.22227 | 0.21724 | 0.22496 | 0.22637 | 0.21618 | 0.22982 | 0.24734 | 0.25678 | 0 | 1.2629 | 1.1455 | 1.2605 | 1.2327 | 1.2666 | 1.2384 | 1.2693 | 1.2844 | 1.2245 | 1.2763 | 1.1995 | 1.2484 | 8.3445
Retro12Med | Retro | LPD Package | Commercial | Lighting | 0.00077458 | 0.00055729 | 8.7739 | -56.6634 | All Btype | RETRO_DISP_Lamp_from_CFL_to_LEDScrew | 0.19479 | 0.19394 | 0.19308 | 0.19223 | 0.19139 | 0.1715 | 0.14783 | 0.11769 | 0.092829 | 0.073641 | 0.058458 | 0.046482 | 0.03698 | 0.029444 | 0.023453 | 0.018684 | 0.00012692 | 4.5143e-05 | 1.5327e-05 | 4.9773e-06 | 3.0168 | 0.11413 | 0.1031 | 0.11378 | 0.097533 | 0.096656 | 0.094478 | 0.097469 | 0.098292 | 0.094004 | 0.10031 | 0.10837 | 0.11256 | 0 | 0.63862 | 0.58188 | 0.64238 | 0.62714 | 0.6407 | 0.62671 | 0.63602 | 0.64854 | 0.61969 | 0.64831 | 0.60423 | 0.62903 | 2.1715
Retro12Med | Retro | LPD Package | Commercial | Lighting | 0.00099808 | 0.00069358 | 11.0374 | -49.0147 | All Btype | RETRO_DISP_Lamp_from_Inc/Hal_to_LEDScrew | 0.24505 | 0.24397 | 0.24289 | 0.24183 | 0.24077 | 0.21574 | 0.18596 | 0.14805 | 0.11678 | 0.092638 | 0.073539 | 0.058473 | 0.04652 | 0.037039 | 0.029503 | 0.023505 | 0.00015966 | 5.6788e-05 | 1.928e-05 | 6.2614e-06 | 3.7951 | 0.15323 | 0.13828 | 0.15195 | 0.1292 | 0.12826 | 0.12512 | 0.12957 | 0.13041 | 0.12475 | 0.13341 | 0.14609 | 0.15147 | 0 | 0.79564 | 0.72188 | 0.79243 | 0.77695 | 0.7985 | 0.78029 | 0.79958 | 0.80941 | 0.7727 | 0.80589 | 0.75652 | 0.78591 | 6.1046
Retro12Med | Retro | LPD Package | Commercial | Lighting | 0.0025332 | 0.0018871 | 26.6081 | 3.2948 | All Btype | RETRO_OTHER_Lamp_from_CFL_to_LEDScrew | 0.59074 | 0.58814 | 0.58555 | 0.58298 | 0.58042 | 0.52008 | 0.44831 | 0.35692 | 0.28152 | 0.22333 | 0.17728 | 0.14096 | 0.11215 | 0.089292 | 0.071124 | 0.056663 | 0.0003849 | 0.0001369 | 4.648e-05 | 1.5094e-05 | 9.1488 | 0.37877 | 0.34123 | 0.37596 | 0.32894 | 0.32934 | 0.3214 | 0.33237 | 0.33429 | 0.32051 | 0.33987 | 0.36105 | 0.37513 | 0 | 1.9089 | 1.7322 | 1.9096 | 1.8595 | 1.9068 | 1.8601 | 1.8974 | 1.9248 | 1.8444 | 1.9258 | 1.8129 | 1.8868 | 1.2892
Retro12Med | Retro | LPD Package | Commercial | Lighting | 0.0045376 | 0.0033888 | 47.5018 | -142.7925 | All Btype | RETRO_OTHER_Lamp_from_Inc/Hal_to_LEDScrew | 1.0546 | 1.05 | 1.0453 | 1.0408 | 1.0362 | 0.92847 | 0.80033 | 0.63718 | 0.50257 | 0.39869 | 0.31649 | 0.25165 | 0.20021 | 0.15941 | 0.12697 | 0.10116 | 0.00068714 | 0.0002444 | 8.2977e-05 | 2.6947e-05 | 16.3328 | 0.67541 | 0.60842 | 0.66968 | 0.58427 | 0.58446 | 0.57093 | 0.59115 | 0.59443 | 0.56899 | 0.60352 | 0.64361 | 0.66949 | 0 | 3.4075 | 3.0877 | 3.4006 | 3.3167 | 3.4045 | 3.3277 | 3.4073 | 3.4479 | 3.2937 | 3.4336 | 3.2369 | 3.3732 | 10.7489
LO50Fast | New | LPD Package | Commercial | Lighting | 0.00291 | 0.0020626 | 33.1279 | -1.0953 | All Btype | NEW_LINEAR_Fixture_from_LEDPanel_to_LEDPanel_CONTR | 0.063048 | 0.1055 | 0.11507 | 0.13187 | 0.15221 | 0.18207 | 0.18271 | 0.17248 | 0.21212 | 0.20834 | 0.21426 | 0.20285 | 0.20335 | 0.20741 | 0.21229 | 0.22206 | 0.22815 | 0.23446 | 0.21964 | 0.2222 | 3.8823 | 0.42326 | 0.3826 | 0.42203 | 0.3595 | 0.35554 | 0.34691 | 0.35742 | 0.36082 | 0.34586 | 0.37045 | 0.40199 | 0.41712 | 0 | 2.422 | 2.2071 | 2.4354 | 2.3774 | 2.4291 | 2.3711 | 2.4031 | 2.4516 | 2.3485 | 2.4613 | 2.293 | 2.3848 | 3.1309
LO50Fast | New | LPD Package | Commercial | Lighting | 0.00079922 | 0.0005357 | 9.1834 | -10.0106 | All Btype | NEW_HIGHBAY_Fixture_from_LEDPanel_to_LEDPanel_CONTR | 0.017478 | 0.029247 | 0.031898 | 0.036555 | 0.042194 | 0.050473 | 0.05065 | 0.047814 | 0.058801 | 0.057754 | 0.059394 | 0.056231 | 0.056371 | 0.057497 | 0.058849 | 0.061556 | 0.063247 | 0.064996 | 0.060886 | 0.061595 | 1.0762 | 0.11813 | 0.10675 | 0.11741 | 0.098661 | 0.097353 | 0.094796 | 0.097778 | 0.098851 | 0.094912 | 0.10212 | 0.11255 | 0.11654 | 0 | 0.67195 | 0.61175 | 0.67261 | 0.65826 | 0.6739 | 0.657 | 0.66645 | 0.67978 | 0.65248 | 0.68394 | 0.63765 | 0.6617 | 8.038
LO50Fast | New | LPD Package | Commercial | Lighting | 0.00043651 | 0.00032021 | 4.7968 | 22.3317 | All Btype | NEW_CAN_Fixture_from_LEDPanel_to_LEDPanel_CONTR | 0.0091291 | 0.015276 | 0.016662 | 0.019094 | 0.022039 | 0.026363 | 0.026456 | 0.024975 | 0.030714 | 0.030167 | 0.031023 | 0.029372 | 0.029444 | 0.030033 | 0.030739 | 0.032153 | 0.033036 | 0.033949 | 0.031803 | 0.032173 | 0.56214 | 0.064367 | 0.058123 | 0.064101 | 0.055276 | 0.054909 | 0.053682 | 0.055445 | 0.055845 | 0.053384 | 0.056915 | 0.061135 | 0.063585 | 0 | 0.34727 | 0.31578 | 0.34844 | 0.34011 | 0.34793 | 0.34064 | 0.3474 | 0.35288 | 0.33627 | 0.35159 | 0.32886 | 0.34283 | 1.222
LO50Fast | New | LPD Package | Commercial | Lighting | 0.00089136 | 0.00065188 | 9.8746 | 22.0596 | All Btype | NEW_DISP_Fixture_from_LEDPanel_to_LEDPanel_CONTR | 0.018793 | 0.031448 | 0.034299 | 0.039306 | 0.04537 | 0.054272 | 0.054462 | 0.051413 | 0.063227 | 0.062101 | 0.063864 | 0.060464 | 0.060614 | 0.061825 | 0.063279 | 0.066189 | 0.068007 | 0.069888 | 0.065469 | 0.066232 | 1.1572 | 0.13126 | 0.11857 | 0.13077 | 0.11253 | 0.11167 | 0.10913 | 0.11262 | 0.1135 | 0.10856 | 0.11584 | 0.12461 | 0.12958 | 0 | 0.71619 | 0.65156 | 0.7191 | 0.70207 | 0.71792 | 0.70243 | 0.71523 | 0.72719 | 0.69384 | 0.72577 | 0.67804 | 0.7066 | 1.2579
LO50Fast | New | LPD Package | Commercial | Lighting | 0.0017833 | 0.0013403 | 18.5141 | 37.5008 | All Btype | NEW_OTHER_Fixture_from_LEDPanel_to_LEDPanel_CONTR | 0.035236 | 0.058962 | 0.064309 | 0.073696 | 0.085065 | 0.10176 | 0.10211 | 0.096396 | 0.11855 | 0.11644 | 0.11974 | 0.11337 | 0.11365 | 0.11592 | 0.11864 | 0.1241 | 0.12751 | 0.13103 | 0.12275 | 0.12418 | 2.1697 | 0.26369 | 0.23738 | 0.26154 | 0.22916 | 0.22974 | 0.22442 | 0.23248 | 0.2335 | 0.22348 | 0.23656 | 0.25142 | 0.2613 | 0 | 1.3278 | 1.2033 | 1.3259 | 1.2909 | 1.3258 | 1.2945 | 1.3258 | 1.3412 | 1.2821 | 1.3361 | 1.2619 | 1.3141 | 0.87935
LO5Med | NR | Com-PTHP | Commercial | HVAC | 6.6939e-05 | 4.956e-05 | 0.75933 | 3.6068 | Large Off | Com-PTHP-NR-Large Off | 5.2521e-05 | 0.00011666 | 0.00019475 | 0.00028495 | 0.00038734 | 0.00050651 | 0.00063661 | 0.00076875 | 0.0008924 | 0.00099766 | 0.0010779 | 0.0011317 | 0.0011623 | 0.0011746 | 0.0011711 | 0.0011843 | 0.0011794 | 0.0011723 | 0.0011672 | 0.0011626 | 0.017439 | 0.011386 | 0.010228 | 0.010866 | 0.01046 | 0.0095668 | 0.0087092 | 0.0086084 | 0.0083808 | 0.0087345 | 0.010189 | 0.010244 | 0.011399 | 0 | 0.056606 | 0.049983 | 0.055039 | 0.052652 | 0.054035 | 0.052583 | 0.053044 | 0.051913 | 0.051714 | 0.054483 | 0.052149 | 0.056352 | 2.3611
LO5Med | NR | Com-PTHP | Commercial | HVAC | 6.6939e-05 | 4.956e-05 | 0.75933 | 3.6068 | Medium Off | Com-PTHP-NR-Medium Off | 0.00066845 | 0.0014847 | 0.0024786 | 0.0036266 | 0.0049297 | 0.0064465 | 0.0081023 | 0.0097841 | 0.011358 | 0.012697 | 0.013719 | 0.014403 | 0.014793 | 0.01495 | 0.014905 | 0.015169 | 0.015104 | 0.01499 | 0.014903 | 0.014841 | 0.22262 | 0.011386 | 0.010228 | 0.010866 | 0.01046 | 0.0095668 | 0.0087092 | 0.0086084 | 0.0083808 | 0.0087345 | 0.010189 | 0.010244 | 0.011399 | 0 | 0.056606 | 0.049983 | 0.055039 | 0.052652 | 0.054035 | 0.052583 | 0.053044 | 0.051913 | 0.051714 | 0.054483 | 0.052149 | 0.056352 | 2.3611
LO5Med | NR | Com-PTHP | Commercial | HVAC | 6.6939e-05 | 4.956e-05 | 0.75933 | 3.6068 | Small Ret | Com-PTHP-NR-Small Ret | 0.00041247 | 0.0009147 | 0.0015245 | 0.0022271 | 0.0030224 | 0.0039461 | 0.0049516 | 0.0059699 | 0.0069189 | 0.0077226 | 0.0083307 | 0.0087321 | 0.0089538 | 0.0090343 | 0.0089928 | 0.0090099 | 0.0089652 | 0.0089293 | 0.0089013 | 0.0088492 | 0.13274 | 0.011386 | 0.010228 | 0.010866 | 0.01046 | 0.0095668 | 0.0087092 | 0.0086084 | 0.0083808 | 0.0087345 | 0.010189 | 0.010244 | 0.011399 | 0 | 0.056606 | 0.049983 | 0.055039 | 0.052652 | 0.054035 | 0.052583 | 0.053044 | 0.051913 | 0.051714 | 0.054483 | 0.052149 | 0.056352 | 2.3611
LO5Med | NR | Com-PTHP | Commercial | HVAC | 7.8043e-05 | 5.7782e-05 | 0.88529 | 0.823 | School K-12 | Com-PTHP-NR-School K-12 | 9.0551e-05 | 0.00020131 | 0.00033637 | 0.00049261 | 0.00067021 | 0.00087722 | 0.0011035 | 0.0013338 | 0.0015497 | 0.0017341 | 0.0018753 | 0.0019706 | 0.0020257 | 0.0020491 | 0.0020448 | 0.0020544 | 0.0020493 | 0.0020442 | 0.0020389 | 0.0020334 | 0.030501 | 0.013274 | 0.011924 | 0.012669 | 0.012196 | 0.011154 | 0.010154 | 0.010036 | 0.0097711 | 0.010183 | 0.011879 | 0.011943 | 0.013289 | 0 | 0.065996 | 0.058275 | 0.06417 | 0.061386 | 0.062999 | 0.061306 | 0.061843 | 0.060525 | 0.060293 | 0.063521 | 0.060799 | 0.0657 | 2.7528
LO5Med | NR | Com-PTHP | Commercial | HVAC | 0.00013829 | 0.00013351 | 1.2311 | -7.4762 | Lodging | Com-PTHP-NR-Lodging | 0.0096401 | 0.021397 | 0.035696 | 0.052192 | 0.070895 | 0.092643 | 0.11636 | 0.14041 | 0.16288 | 0.18196 | 0.19647 | 0.20612 | 0.21155 | 0.21364 | 0.21285 | 0.21405 | 0.21281 | 0.21173 | 0.21085 | 0.21006 | 3.1509 | 0.017707 | 0.01588 | 0.01753 | 0.01682 | 0.017593 | 0.017529 | 0.018514 | 0.018557 | 0.017507 | 0.017622 | 0.016915 | 0.017632 | 0 | 0.086038 | 0.077183 | 0.085064 | 0.081943 | 0.085647 | 0.084931 | 0.089676 | 0.090509 | 0.085824 | 0.086233 | 0.082247 | 0.086044 | 4.1548
LO5Med | NR | Com-PTHP | Commercial | HVAC | 9.9039e-05 | 9.5611e-05 | 0.88168 | -2.6933 | Residential Care | Com-PTHP-NR-Residential Care | 0.0025726 | 0.0057077 | 0.009518 | 0.013911 | 0.018889 | 0.024673 | 0.030976 | 0.037365 | 0.043326 | 0.048384 | 0.052219 | 0.054763 | 0.056181 | 0.056715 | 0.056483 | 0.057462 | 0.057237 | 0.056983 | 0.056777 | 0.056498 | 0.84748 | 0.012681 | 0.011372 | 0.012554 | 0.012045 | 0.012599 | 0.012553 | 0.013259 | 0.01329 | 0.012537 | 0.01262 | 0.012114 | 0.012627 | 0 | 0.061616 | 0.055275 | 0.060918 | 0.058684 | 0.061336 | 0.060823 | 0.064221 | 0.064818 | 0.061463 | 0.061756 | 0.058901 | 0.06162 | 2.9755
LO5Med | NR | Com-PTHP | Commercial | HVAC | 0.00010898 | 8.0684e-05 | 1.2362 | -3.9405 | Assembly | Com-PTHP-NR-Assembly | 0.00017675 | 0.00039201 | 0.00065344 | 0.00095466 | 0.0012958 | 0.0016919 | 0.0021233 | 0.0025602 | 0.0029676 | 0.0033127 | 0.0035739 | 0.0037465 | 0.0038421 | 0.0038771 | 0.0038597 | 0.0038884 | 0.003898 | 0.0038506 | 0.0038296 | 0.003814 | 0.05721 | 0.018536 | 0.01665 | 0.01769 | 0.01703 | 0.015575 | 0.014179 | 0.014014 | 0.013644 | 0.01422 | 0.016587 | 0.016677 | 0.018557 | 0 | 0.092155 | 0.081373 | 0.089604 | 0.085717 | 0.087969 | 0.085605 | 0.086355 | 0.084514 | 0.08419 | 0.088699 | 0.084898 | 0.091741 | 3.8439
LO5Med | NR | Com-PTHP | Commercial | HVAC | 7.8043e-05 | 5.7782e-05 | 0.88529 | 0.823 | Other | Com-PTHP-NR-Other | 0.00085396 | 0.0018854 | 0.0031285 | 0.0045499 | 0.0061476 | 0.0079907 | 0.0099827 | 0.011982 | 0.013826 | 0.015364 | 0.0165 | 0.017218 | 0.017578 | 0.017657 | 0.017498 | 0.017654 | 0.017567 | 0.017334 | 0.017147 | 0.017076 | 0.25614 | 0.013274 | 0.011924 | 0.012669 | 0.012196 | 0.011154 | 0.010154 | 0.010036 | 0.0097711 | 0.010183 | 0.011879 | 0.011943 | 0.013289 | 0 | 0.065996 | 0.058275 | 0.06417 | 0.061386 | 0.062999 | 0.061306 | 0.061843 | 0.060525 | 0.060293 | 0.063521 | 0.060799 | 0.0657 | 2.7528
LO5Med | New | Com-PTHP | Commercial | HVAC | 2.0676e-05 | 1.5308e-05 | 0.23454 | 47.3854 | Large Off | Com-PTHP-New-Large Off | 1.0308e-05 | 2.2272e-05 | 3.043e-05 | 4.2357e-05 | 5.7076e-05 | 8.7102e-05 | 0.00012008 | 0.00016132 | 0.00020161 | 0.00022099 | 0.00025109 | 0.0002721 | 0.00025566 | 0.00028931 | 0.00028926 | 0.00031264 | 0.00031569 | 0.00035401 | 0.00029502 | 0.00031385 | 0.0039022 | 0.0035168 | 0.003159 | 0.0033563 | 0.003231 | 0.0029549 | 0.0026901 | 0.0026589 | 0.0025886 | 0.0026979 | 0.003147 | 0.0031641 | 0.0035207 | 0 | 0.017484 | 0.015439 | 0.017 | 0.016263 | 0.01669 | 0.016242 | 0.016384 | 0.016035 | 0.015973 | 0.016829 | 0.016107 | 0.017406 | 0.72928
LO5Med | New | Com-PTHP | Commercial | HVAC | 2.0676e-05 | 1.5308e-05 | 0.23454 | 47.3854 | Medium Off | Com-PTHP-New-Medium Off | 0.00019085 | 0.00041908 | 0.00057061 | 0.00073554 | 0.0010088 | 0.0016501 | 0.0022182 | 0.0029727 | 0.0037185 | 0.0038847 | 0.0046346 | 0.0050509 | 0.0046261 | 0.0054375 | 0.0050883 | 0.005697 | 0.0057025 | 0.0063622 | 0.0051776 | 0.0055313 | 0.070677 | 0.0035168 | 0.003159 | 0.0033563 | 0.003231 | 0.0029549 | 0.0026901 | 0.0026589 | 0.0025886 | 0.0026979 | 0.003147 | 0.0031641 | 0.0035207 | 0 | 0.017484 | 0.015439 | 0.017 | 0.016263 | 0.01669 | 0.016242 | 0.016384 | 0.016035 | 0.015973 | 0.016829 | 0.016107 | 0.017406 | 0.72928
LO5Med | New | Com-PTHP | Commercial | HVAC | 2.0676e-05 | 1.5308e-05 | 0.23454 | 47.3854 | Small Ret | Com-PTHP-New-Small Ret | 3.6225e-05 | 7.9955e-05 | 0.00015676 | 0.0003049 | 0.00039113 | 0.00065143 | 0.00083065 | 0.00083624 | 0.0014807 | 0.0015551 | 0.0018219 | 0.0018187 | 0.0019815 | 0.0019596 | 0.0019817 | 0.0019762 | 0.0020528 | 0.0018615 | 0.0018789 | 0.0018165 | 0.025472 | 0.0035168 | 0.003159 | 0.0033563 | 0.003231 | 0.0029549 | 0.0026901 | 0.0026589 | 0.0025886 | 0.0026979 | 0.003147 | 0.0031641 | 0.0035207 | 0 | 0.017484 | 0.015439 | 0.017 | 0.016263 | 0.01669 | 0.016242 | 0.016384 | 0.016035 | 0.015973 | 0.016829 | 0.016107 | 0.017406 | 0.72928
LO5Med | New | Com-PTHP | Commercial | HVAC | 3.1402e-05 | 2.325e-05 | 0.35621 | 25.7482 | School K-12 | Com-PTHP-New-School K-12 | 1.1245e-05 | 2.4915e-05 | 4.175e-05 | 6.1189e-05 | 8.3108e-05 | 0.00010729 | 0.00013734 | 0.00016756 | 0.00023758 | 0.00026779 | 0.00028932 | 0.00031626 | 0.00031809 | 0.00031989 | 0.00031878 | 0.00032777 | 0.00032109 | 0.00032937 | 0.00033555 | 0.00034644 | 0.0043623 | 0.0053412 | 0.0047979 | 0.0050975 | 0.0049072 | 0.004488 | 0.0040856 | 0.0040384 | 0.0039316 | 0.0040975 | 0.0047797 | 0.0048056 | 0.0053473 | 0 | 0.026555 | 0.023448 | 0.02582 | 0.0247 | 0.025349 | 0.024667 | 0.024884 | 0.024353 | 0.02426 | 0.025559 | 0.024464 | 0.026436 | 1.1076
LO5Med | New | Com-PTHP | Commercial | HVAC | 2.6908e-05 | 2.5976e-05 | 0.23954 | 42.4765 | Lodging | Com-PTHP-New-Lodging | 0.00077387 | 0.0014062 | 0.0020339 | 0.0029744 | 0.0044905 | 0.0069294 | 0.0089187 | 0.0085071 | 0.017643 | 0.017172 | 0.02331 | 0.020193 | 0.027473 | 0.02195 | 0.028437 | 0.027386 | 0.029022 | 0.027612 | 0.03223 | 0.026126 | 0.33459 | 0.0034453 | 0.0030897 | 0.0034108 | 0.0032726 | 0.0034231 | 0.0034106 | 0.0036023 | 0.0036106 | 0.0034062 | 0.0034288 | 0.0032912 | 0.0034306 | 0 | 0.01674 | 0.015017 | 0.016551 | 0.015944 | 0.016664 | 0.016525 | 0.017448 | 0.01761 | 0.016699 | 0.016778 | 0.016003 | 0.016741 | 0.8084
LO5Med | New | Com-PTHP | Commercial | HVAC | 3.985e-05 | 3.8471e-05 | 0.35476 | 22.3338 | Residential Care | Com-PTHP-New-Residential Care | 0.00097586 | 0.0023052 | 0.0040568 | 0.006624 | 0.0096643 | 0.01447 | 0.015889 | 0.01631 | 0.019629 | 0.023919 | 0.02443 | 0.023924 | 0.02145 | 0.02238 | 0.022366 | 0.026305 | 0.025012 | 0.026412 | 0.026875 | 0.028759 | 0.36176 | 0.0051025 | 0.0045758 | 0.0050514 | 0.0048467 | 0.0050696 | 0.0050511 | 0.005335 | 0.0053473 | 0.0050446 | 0.005078 | 0.0048742 | 0.0050807 | 0 | 0.024792 | 0.022241 | 0.024512 | 0.023612 | 0.02468 | 0.024473 | 0.025841 | 0.026081 | 0.024731 | 0.024849 | 0.0237 | 0.024794 | 1.1972
LO5Med | New | Com-PTHP | Commercial | HVAC | 2.1203e-05 | 1.5699e-05 | 0.24052 | 45.809 | Assembly | Com-PTHP-New-Assembly | 1.7937e-05 | 6.6741e-05 | 7.014e-05 | 0.0001021 | 0.00016116 | 0.00026467 | 0.00037276 | 0.00049359 | 0.00066181 | 0.00073929 | 0.00076324 | 0.0007615 | 0.00088614 | 0.00090574 | 0.00092351 | 0.0009678 | 0.0010019 | 0.0010234 | 0.00094141 | 0.0009567 | 0.012082 | 0.0036065 | 0.0032396 | 0.003442 | 0.0033134 | 0.0030304 | 0.0027587 | 0.0027268 | 0.0026547 | 0.0027667 | 0.0032273 | 0.0032449 | 0.0036106 | 0 | 0.01793 | 0.015833 | 0.017434 | 0.016678 | 0.017116 | 0.016656 | 0.016802 | 0.016444 | 0.016381 | 0.017258 | 0.016518 | 0.01785 | 0.7479
LO5Med | New | Com-PTHP | Commercial | HVAC | 3.1402e-05 | 2.325e-05 | 0.35621 | 25.7482 | Other | Com-PTHP-New-Other | 0.00025247 | 0.00072387 | 0.0010337 | 0.0014717 | 0.0029119 | 0.0039827 | 0.0043767 | 0.004882 | 0.00721 | 0.0080693 | 0.0088848 | 0.0082011 | 0.0081911 | 0.0082149 | 0.0087876 | 0.0082773 | 0.0095268 | 0.010655 | 0.0091097 | 0.0093446 | 0.12411 | 0.0053412 | 0.0047979 | 0.0050975 | 0.0049072 | 0.004488 | 0.0040856 | 0.0040384 | 0.0039316 | 0.0040975 | 0.0047797 | 0.0048056 | 0.0053473 | 0 | 0.026555 | 0.023448 | 0.02582 | 0.0247 | 0.025349 | 0.024667 | 0.024884 | 0.024353 | 0.02426 | 0.025559 | 0.024464 | 0.026436 | 1.1076
Retro5Med | Retro | Com-PTHP | Commercial | HVAC | 0.00031354 | 0.00023214 | 3.5567 | 65.5178 | Large Off | Com-PTHP-Retro-Large Off | 0.0065351 | 0.008 | 0.0097602 | 0.011296 | 0.012846 | 0.014973 | 0.016377 | 0.01668 | 0.015672 | 0.013431 | 0.010362 | 0.0068373 | 0.0039581 | 0.0019 | 0.00080145 | 0.00029056 | 9.0486e-05 | 1.9663e-05 | 3.2223e-06 | 3.8563e-07 | 0.14355 | 0.053331 | 0.047906 | 0.050898 | 0.048997 | 0.044812 | 0.040795 | 0.040322 | 0.039256 | 0.040913 | 0.047724 | 0.047983 | 0.053391 | 0 | 0.26515 | 0.23412 | 0.25781 | 0.24663 | 0.2531 | 0.2463 | 0.24846 | 0.24316 | 0.24223 | 0.2552 | 0.24427 | 0.26396 | 0.56698
Retro5Med | Retro | Com-PTHP | Commercial | HVAC | 0.00031354 | 0.00023214 | 3.5567 | 65.5178 | Medium Off | Com-PTHP-Retro-Medium Off | 0.083174 | 0.10182 | 0.12422 | 0.14377 | 0.16349 | 0.19057 | 0.20843 | 0.21229 | 0.19946 | 0.17094 | 0.13188 | 0.087019 | 0.050376 | 0.024182 | 0.0102 | 0.0036981 | 0.0011516 | 0.00025025 | 4.1011e-05 | 4.908e-06 | 1.8269 | 0.053331 | 0.047906 | 0.050898 | 0.048997 | 0.044812 | 0.040795 | 0.040322 | 0.039256 | 0.040913 | 0.047724 | 0.047983 | 0.053391 | 0 | 0.26515 | 0.23412 | 0.25781 | 0.24663 | 0.2531 | 0.2463 | 0.24846 | 0.24316 | 0.24223 | 0.2552 | 0.24427 | 0.26396 | 0.56698
Retro5Med | Retro | Com-PTHP | Commercial | HVAC | 0.00031354 | 0.00023214 | 3.5567 | 65.5178 | Small Ret | Com-PTHP-Retro-Small Ret | 0.051323 | 0.062727 | 0.076406 | 0.088287 | 0.10024 | 0.11665 | 0.12738 | 0.12953 | 0.12151 | 0.10396 | 0.080081 | 0.052756 | 0.030492 | 0.014614 | 0.0061542 | 0.0022276 | 0.0006926 | 0.00015026 | 2.4585e-05 | 2.9375e-06 | 1.0934 | 0.053331 | 0.047906 | 0.050898 | 0.048997 | 0.044812 | 0.040795 | 0.040322 | 0.039256 | 0.040913 | 0.047724 | 0.047983 | 0.053391 | 0 | 0.26515 | 0.23412 | 0.25781 | 0.24663 | 0.2531 | 0.2463 | 0.24846 | 0.24316 | 0.24223 | 0.2552 | 0.24427 | 0.26396 | 0.56698
Retro5Med | Retro | Com-PTHP | Commercial | HVAC | 0.00019698 | 0.00014584 | 2.2344 | 113.7334 | School K-12 | Com-PTHP-Retro-School K-12 | 0.0060712 | 0.0074388 | 0.0090838 | 0.010523 | 0.011977 | 0.013973 | 0.015297 | 0.015594 | 0.014665 | 0.012579 | 0.0097138 | 0.0064153 | 0.0037172 | 0.001786 | 0.00075402 | 0.00027362 | 8.5286e-05 | 1.8549e-05 | 3.0426e-06 | 3.6445e-07 | 0.13566 | 0.033504 | 0.030096 | 0.031976 | 0.030782 | 0.028152 | 0.025628 | 0.025332 | 0.024662 | 0.025703 | 0.029982 | 0.030145 | 0.033542 | 0 | 0.16657 | 0.14708 | 0.16196 | 0.15494 | 0.15901 | 0.15473 | 0.15609 | 0.15276 | 0.15218 | 0.16033 | 0.15346 | 0.16583 | 0.3562
Retro5Med | Retro | Com-PTHP | Commercial | HVAC | 0.00018877 | 0.00018223 | 1.6805 | 152.8998 | Lodging | Com-PTHP-Retro-Lodging | 0.34955 | 0.4276 | 0.52132 | 0.60293 | 0.68517 | 0.79809 | 0.87227 | 0.88779 | 0.83354 | 0.71385 | 0.55036 | 0.36289 | 0.20993 | 0.1007 | 0.042448 | 0.015379 | 0.0047858 | 0.0010392 | 0.00017019 | 2.0353e-05 | 7.5761 | 0.02417 | 0.021675 | 0.023928 | 0.022959 | 0.024014 | 0.023927 | 0.025272 | 0.02533 | 0.023896 | 0.024054 | 0.023089 | 0.024067 | 0 | 0.11744 | 0.10535 | 0.11611 | 0.11185 | 0.11691 | 0.11593 | 0.12241 | 0.12354 | 0.11715 | 0.11771 | 0.11227 | 0.11745 | 0.29074
Retro5Med | Retro | Com-PTHP | Commercial | HVAC | 0.00024997 | 0.00024132 | 2.2253 | 110.6784 | Residential Care | Com-PTHP-Retro-Residential Care | 0.17248 | 0.21091 | 0.25704 | 0.29716 | 0.33755 | 0.39302 | 0.42938 | 0.43685 | 0.40999 | 0.35098 | 0.27049 | 0.17828 | 0.10309 | 0.049434 | 0.020829 | 0.007543 | 0.0023464 | 0.00050932 | 8.3374e-05 | 9.9667e-06 | 3.71 | 0.032007 | 0.028703 | 0.031686 | 0.030402 | 0.0318 | 0.031684 | 0.033465 | 0.033543 | 0.031644 | 0.031853 | 0.030575 | 0.03187 | 0 | 0.15552 | 0.13951 | 0.15376 | 0.14812 | 0.15481 | 0.15352 | 0.16209 | 0.1636 | 0.15513 | 0.15587 | 0.14866 | 0.15553 | 0.38501
Retro5Med | Retro | Com-PTHP | Commercial | HVAC | 0.00014875 | 0.00011013 | 1.6874 | 155.7829 | Assembly | Com-PTHP-Retro-Assembly | 0.0064089 | 0.0078338 | 0.0095432 | 0.011028 | 0.012523 | 0.014575 | 0.015917 | 0.016188 | 0.015187 | 0.012996 | 0.010011 | 0.006596 | 0.0038128 | 0.0018275 | 0.00076972 | 0.00027864 | 8.6645e-05 | 1.88e-05 | 3.0763e-06 | 3.6761e-07 | 0.13684 | 0.025301 | 0.022727 | 0.024147 | 0.023245 | 0.021259 | 0.019353 | 0.019129 | 0.018624 | 0.01941 | 0.022641 | 0.022764 | 0.02533 | 0 | 0.12579 | 0.11107 | 0.12231 | 0.117 | 0.12008 | 0.11685 | 0.11787 | 0.11536 | 0.11492 | 0.12107 | 0.11588 | 0.12522 | 0.26898
Retro5Med | Retro | Com-PTHP | Commercial | HVAC | 0.00019698 | 0.00014584 | 2.2344 | 113.7334 | Other | Com-PTHP-Retro-Other | 0.057255 | 0.069668 | 0.084486 | 0.097192 | 0.10986 | 0.12729 | 0.13838 | 0.14009 | 0.13083 | 0.11145 | 0.085466 | 0.056054 | 0.032255 | 0.01539 | 0.0064527 | 0.0023253 | 0.00071979 | 0.00015547 | 2.5325e-05 | 3.0125e-06 | 1.1214 | 0.033504 | 0.030096 | 0.031976 | 0.030782 | 0.028152 | 0.025628 | 0.025332 | 0.024662 | 0.025703 | 0.029982 | 0.030145 | 0.033542 | 0 | 0.16657 | 0.14708 | 0.16196 | 0.15494 | 0.15901 | 0.15473 | 0.15609 | 0.15276 | 0.15218 | 0.16033 | 0.15346 | 0.16583 | 0.3562
Retro50Fast | Retro | Parking Garage Lighting | Commercial | Lighting | 0.0042717 | 0.0050203 | 31.4697 | 30.048 | Parking Garage | Retro_PARKING_GARAGE_FIX_REPL_from HPS to _LED_FIX | 0.17556 | 0.081568 | 0.05414 | 0.034651 | 0.022823 | 0.011362 | 0.0050274 | 0.0020022 | 0.00072487 | 0.00024057 | 7.3697e-05 | 2.0964e-05 | 5.5661e-06 | 1.3855e-06 | 3.2457e-07 | 7.1813e-08 | 1.5053e-08 | 2.9975e-09 | 5.6847e-10 | 1.0291e-10 | 0.34104 | 0.68662 | 0.66758 | 0.52166 | 0.47521 | 0.38971 | 0.37771 | 0.43617 | 0.53402 | 0.55826 | 0.44742 | 0.49454 | 0.50038 | 0 | 2.8595 | 2.7826 | 2.176 | 1.9853 | 1.6298 | 1.5763 | 1.8162 | 2.2208 | 2.3259 | 1.8647 | 2.0611 | 2.0823 | 1.0918
Retro50Fast | Retro | Parking Garage Lighting | Commercial | Lighting | 0.018889 | 0.022199 | 139.155 | 3.8263 | Parking Garage | Retro_PARKING_GARAGE_FIX_REPL_from MH to _LED_FIX | 0.77631 | 0.36068 | 0.2394 | 0.15322 | 0.10092 | 0.050239 | 0.022231 | 0.0088533 | 0.0032053 | 0.0010638 | 0.00032588 | 9.2702e-05 | 2.4613e-05 | 6.1263e-06 | 1.4352e-06 | 3.1755e-07 | 6.6561e-08 | 1.3254e-08 | 2.5137e-09 | 4.5505e-10 | 1.508 | 3.0362 | 2.9519 | 2.3067 | 2.1013 | 1.7233 | 1.6702 | 1.9287 | 2.3613 | 2.4686 | 1.9784 | 2.1868 | 2.2126 | 0 | 12.6442 | 12.3042 | 9.6221 | 8.7788 | 7.2067 | 6.9702 | 8.031 | 9.8201 | 10.2846 | 8.2454 | 9.1139 | 9.2077 | 1.6569
Retro50Fast | Retro | Parking Garage Lighting | Commercial | Lighting | 0.028671 | 0.033695 | 211.2174 | 8.2131 | Parking Garage | Retro_PARKING_GARAGE_FIX_REPL_from HID to _LED_FIX | 1.1783 | 0.54747 | 0.36337 | 0.23257 | 0.15318 | 0.076256 | 0.033743 | 0.013438 | 0.0048652 | 0.0016146 | 0.00049464 | 0.00014071 | 3.7358e-05 | 9.2989e-06 | 2.1784e-06 | 4.8199e-07 | 1.0103e-07 | 2.0118e-08 | 3.8154e-09 | 6.907e-10 | 2.289 | 4.6084 | 4.4806 | 3.5013 | 3.1895 | 2.6157 | 2.5351 | 2.9275 | 3.5842 | 3.7469 | 3.003 | 3.3192 | 3.3584 | 0 | 19.1921 | 18.6761 | 14.605 | 13.325 | 10.9387 | 10.5797 | 12.19 | 14.9055 | 15.6106 | 12.5154 | 13.8335 | 13.976 | 1.5911
Retro50Fast | Retro | Parking Garage Lighting | Commercial | Lighting | 0.017646 | 0.020738 | 129.9969 | 0.918 | Parking Garage | Retro_PARKING_GARAGE_FIX_REPL_from FL to _LED_FIX | 0.72522 | 0.33695 | 0.22364 | 0.14314 | 0.094279 | 0.046933 | 0.020768 | 0.0082706 | 0.0029943 | 0.00099375 | 0.00030443 | 8.6601e-05 | 2.2993e-05 | 5.7231e-06 | 1.3408e-06 | 2.9665e-07 | 6.2181e-08 | 1.2382e-08 | 2.3483e-09 | 4.251e-10 | 1.4088 | 2.8363 | 2.7577 | 2.1549 | 1.963 | 1.6099 | 1.5603 | 1.8018 | 2.2059 | 2.3061 | 1.8482 | 2.0429 | 2.067 | 0 | 11.8121 | 11.4945 | 8.9889 | 8.2011 | 6.7324 | 6.5114 | 7.5025 | 9.1738 | 9.6078 | 7.7028 | 8.5141 | 8.6017 | 1.3998
RetroEven20 | Retro | PowerStrips | Commercial | Electronics | 0.0063969 | 0.005414 | 72.0049 | 176.1175 | All | PowerStrips | 0.74429 | 0.74161 | 0.73893 | 0.73627 | 1.0551 | 1.0627 | 1.0062 | 0.98587 | 0.98797 | 1.0199 | 1.0123 | 1.0016 | 1.0265 | 1.0018 | 0.99757 | 0.97785 | 0.94761 | 0.9488 | 0.92991 | 0.92882 | 22.1281 | 0.8178 | 0.73079 | 0.80332 | 0.72622 | 0.73363 | 0.7107 | 0.73131 | 0.73443 | 0.71195 | 0.74992 | 0.77777 | 0.80341 | 0 | 5.3734 | 4.8874 | 5.3969 | 5.2288 | 5.3383 | 5.2038 | 5.2639 | 5.3559 | 5.1511 | 5.3968 | 5.081 | 5.2962 | 0.28327
LOEven20 | New | PowerStrips | Commercial | Electronics | 0.0063969 | 0.005414 | 72.0049 | 176.1175 | All | PowerStrips | 0.010586 | 0.022587 | 0.029373 | 0.038013 | 0.050211 | 0.070797 | 0.084539 | 0.097958 | 0.12617 | 0.1364 | 0.15649 | 0.16888 | 0.17329 | 0.20034 | 0.21274 | 0.24314 | 0.26322 | 0.29834 | 0.27688 | 0.30374 | 2.9637 | 0.8178 | 0.73079 | 0.80332 | 0.72622 | 0.73363 | 0.7107 | 0.73131 | 0.73443 | 0.71195 | 0.74992 | 0.77777 | 0.80341 | 0 | 5.3734 | 4.8874 | 5.3969 | 5.2288 | 5.3383 | 5.2038 | 5.2639 | 5.3559 | 5.1511 | 5.3968 | 5.081 | 5.2962 | 0.28327
LO5Med | NR | Refrig-Freezer | Commercial | Refrigeration | 0.050785 | 0.047605 | 458.1348 | 343.3004 | All Segments | Large Refrigerator | 0.019896 | 0.044891 | 0.076098 | 0.11303 | 0.15593 | 0.20688 | 0.26375 | 0.32299 | 0.38013 | 0.43077 | 0.47167 | 0.50172 | 0.522 | 0.53432 | 0.53948 | 0.54462 | 0.54973 | 0.55482 | 0.54629 | 0.55056 | 5.5056 | 6.211 | 5.641 | 6.2975 | 6.0603 | 6.4224 | 6.4373 | 6.9899 | 7.027 | 6.6199 | 6.595 | 6.2238 | 6.2199 | 0 | 30.3258 | 27.5329 | 30.8128 | 30.3597 | 32.4003 | 32.4145 | 35.0865 | 35.2572 | 33.2493 | 33.0189 | 30.5037 | 30.4282 | 0.13916
LO5Med | NR | Refrig-Freezer | Commercial | Refrigeration | 0.024338 | 0.022814 | 219.5542 | 123.8799 | All Segments | Small Refrigerator | 0.0059916 | 0.013518 | 0.022916 | 0.034039 | 0.046957 | 0.062301 | 0.079426 | 0.097265 | 0.11447 | 0.12972 | 0.14204 | 0.15109 | 0.15719 | 0.16091 | 0.16246 | 0.16401 | 0.16555 | 0.16708 | 0.16451 | 0.16579 | 1.6579 | 2.9765 | 2.7034 | 3.018 | 2.9043 | 3.0778 | 3.085 | 3.3498 | 3.3676 | 3.1725 | 3.1606 | 2.9826 | 2.9808 | 0 | 14.5332 | 13.1947 | 14.7666 | 14.5495 | 15.5273 | 15.5341 | 16.8147 | 16.8965 | 15.9342 | 15.8238 | 14.6184 | 14.5823 | 0.3523
LO5Med | NR | Refrig-Freezer | Commercial | Refrigeration | 0.060579 | 0.056786 | 546.4892 | 153.6565 | All Segments | Freezer | 0.017313 | 0.039063 | 0.066219 | 0.098358 | 0.13569 | 0.18003 | 0.22951 | 0.28106 | 0.33079 | 0.37484 | 0.41044 | 0.43659 | 0.45423 | 0.46495 | 0.46945 | 0.47391 | 0.47836 | 0.4828 | 0.47537 | 0.47908 | 4.7908 | 7.4089 | 6.7289 | 7.512 | 7.2291 | 7.661 | 7.6788 | 8.3379 | 8.3822 | 7.8966 | 7.8669 | 7.4241 | 7.4195 | 0 | 36.1743 | 32.8428 | 36.7553 | 36.2148 | 38.6489 | 38.6658 | 41.8532 | 42.0568 | 39.6616 | 39.3868 | 36.3865 | 36.2965 | 0.29168
Retro5Med | Retro | GroceryRefrigeration | Commercial | Refrigeration | 0.0093755 | 0.0091018 | 83.1079 | 420.3151 | Grocery | HE_Cond_Coil-Retro | 0.063601 | 0.07878 | 0.09724 | 0.1139 | 0.1312 | 0.15502 | 0.17195 | 0.17736 | 0.16959 | 0.14775 | 0.11608 | 0.077851 | 0.045896 | 0.022438 | 0.0096449 | 0.0035637 | 0.0011322 | 0.00025032 | 4.1771e-05 | 5.088e-06 | 1.8939 | 1.1193 | 1.1209 | 1.1454 | 1.1883 | 1.2069 | 1.2447 | 1.291 | 1.3282 | 1.2693 | 1.2297 | 1.2073 | 1.143 | 0 | 5.2913 | 5.3006 | 5.4217 | 5.6367 | 5.7329 | 5.9038 | 6.1103 | 6.2803 | 6.0071 | 5.8188 | 5.7092 | 5.4013 | 0.11426
Retro5Med | Retro | GroceryRefrigeration | Commercial | Refrigeration | 0.033752 | 0.032767 | 299.1886 | 43.5326 | Grocery | Mech_Subcooling-Retro | 0.057241 | 0.070902 | 0.087516 | 0.10251 | 0.11808 | 0.13952 | 0.15475 | 0.15963 | 0.15263 | 0.13297 | 0.10447 | 0.070066 | 0.041306 | 0.020194 | 0.0086804 | 0.0032073 | 0.0010189 | 0.00022529 | 3.7594e-05 | 4.5792e-06 | 1.7046 | 4.0295 | 4.0351 | 4.1235 | 4.2779 | 4.345 | 4.481 | 4.6477 | 4.7815 | 4.5693 | 4.427 | 4.3461 | 4.1147 | 0 | 19.0487 | 19.0822 | 19.518 | 20.2921 | 20.6384 | 21.2536 | 21.9971 | 22.6091 | 21.6257 | 20.9475 | 20.5531 | 19.4446 | 0.79598
Retro5Med | Retro | GroceryRefrigeration | Commercial | Refrigeration | 0.34127 | 0.33131 | 3025.1293 | -5.7581 | Grocery | Door_Closer_WIF-Retro | 0.10615 | 0.13148 | 0.16229 | 0.19009 | 0.21896 | 0.25872 | 0.28697 | 0.296 | 0.28304 | 0.24658 | 0.19373 | 0.12993 | 0.076597 | 0.037448 | 0.016097 | 0.0059476 | 0.0018895 | 0.00041778 | 6.9714e-05 | 8.4915e-06 | 3.1609 | 40.7432 | 40.7993 | 41.6932 | 43.2547 | 43.9326 | 45.308 | 46.9932 | 48.3466 | 46.2012 | 44.7621 | 43.9442 | 41.6046 | 0 | 192.6036 | 192.9422 | 197.3483 | 205.1754 | 208.6776 | 214.8974 | 222.4155 | 228.6027 | 218.6599 | 211.8028 | 207.8143 | 196.6068 | 3.7688
Retro5Med | Retro | GroceryRefrigeration | Commercial | Refrigeration | 0.46144 | 0.44797 | 4090.3929 | -2.0094 | Grocery | Strip_Curtain_WIF-Retro | 0.17492 | 0.21667 | 0.26744 | 0.31325 | 0.36083 | 0.42635 | 0.47291 | 0.4878 | 0.46643 | 0.40635 | 0.31925 | 0.21411 | 0.12623 | 0.061711 | 0.026526 | 0.0098012 | 0.0031137 | 0.00068847 | 0.00011488 | 1.3993e-05 | 5.2089 | 55.0904 | 55.1663 | 56.3749 | 58.4863 | 59.403 | 61.2627 | 63.5413 | 65.3713 | 62.4704 | 60.5246 | 59.4186 | 56.2551 | 0 | 260.4266 | 260.8846 | 266.8422 | 277.4255 | 282.161 | 290.571 | 300.7365 | 309.1024 | 295.6584 | 286.3867 | 280.9937 | 265.8395 | 3.2149
Retro5Med | Retro | GroceryRefrigeration | Commercial | Refrigeration | 0.18021 | 0.17495 | 1597.4229 | 2.3835 | Grocery | Add_Door_LT-Retro | 0.54077 | 0.66983 | 0.82679 | 0.96842 | 1.1155 | 1.3181 | 1.462 | 1.508 | 1.442 | 1.2562 | 0.98695 | 0.66193 | 0.39023 | 0.19078 | 0.082006 | 0.030301 | 0.0096262 | 0.0021284 | 0.00035516 | 4.3261e-05 | 16.1034 | 21.5145 | 21.5441 | 22.0161 | 22.8407 | 23.1987 | 23.9249 | 24.8148 | 25.5295 | 24.3966 | 23.6367 | 23.2048 | 21.9693 | 0 | 101.7045 | 101.8834 | 104.21 | 108.3431 | 110.1925 | 113.4768 | 117.4467 | 120.7139 | 115.4636 | 111.8427 | 109.7366 | 103.8184 | 1.6354
Retro5Med | Retro | GroceryRefrigeration | Commercial | Refrigeration | 0.036977 | 0.035898 | 327.7819 | 3.7872 | Grocery | Retrocommissioning-Retro | 0.40871 | 0.50625 | 0.62488 | 0.73193 | 0.8431 | 0.99618 | 1.105 | 1.1398 | 1.0898 | 0.94946 | 0.74593 | 0.50028 | 0.29493 | 0.14419 | 0.061979 | 0.022901 | 0.0072754 | 0.0016086 | 0.00026843 | 3.2696e-05 | 12.1708 | 4.4146 | 4.4207 | 4.5176 | 4.6868 | 4.7602 | 4.9093 | 5.0919 | 5.2385 | 5.006 | 4.8501 | 4.7615 | 4.508 | 0 | 20.8692 | 20.9059 | 21.3833 | 22.2314 | 22.6109 | 23.2848 | 24.0994 | 24.7698 | 23.6925 | 22.9495 | 22.5173 | 21.3029 | 2.1646
Retro5Med | Retro | GroceryRefrigeration | Commercial | Refrigeration | 0.03889 | 0.037754 | 344.7318 | 9.1632 | Grocery | AF_film_LT-Retro | 0.54191 | 0.67124 | 0.82853 | 0.97046 | 1.1179 | 1.3208 | 1.4651 | 1.5112 | 1.445 | 1.2589 | 0.98903 | 0.66333 | 0.39105 | 0.19118 | 0.082178 | 0.030364 | 0.0096464 | 0.0021329 | 0.00035591 | 4.3352e-05 | 16.1373 | 4.6429 | 4.6493 | 4.7512 | 4.9291 | 5.0064 | 5.1631 | 5.3552 | 5.5094 | 5.2649 | 5.1009 | 5.0077 | 4.7411 | 0 | 21.9483 | 21.9869 | 22.489 | 23.381 | 23.7801 | 24.4889 | 25.3456 | 26.0507 | 24.9176 | 24.1362 | 23.6817 | 22.4045 | 1.7838
Retro5Med | Retro | GroceryRefrigeration | Commercial | Refrigeration | 0.016578 | 0.016094 | 146.9519 | 125.4944 | Grocery | FHPC_MT_Self-Retro | 0 | 0 | 0 | 0 | 0 | 0 | 0 | 0 | 0 | 0 | 0 | 0 | 0 | 0 | 0 | 0 | 0 | 0 | 0 | 0 | 0 | 1.9792 | 1.9819 | 2.0253 | 2.1012 | 2.1341 | 2.2009 | 2.2828 | 2.3485 | 2.2443 | 2.1744 | 2.1347 | 2.021 | 0 | 9.3561 | 9.3726 | 9.5866 | 9.9668 | 10.1369 | 10.4391 | 10.8043 | 11.1048 | 10.6219 | 10.2888 | 10.095 | 9.5506 | 0.3464
Retro5Med | Retro | GroceryRefrigeration | Commercial | Refrigeration | 0.074004 | 0.071844 | 655.9987 | 15.1217 | Grocery | Ref_Line_Insulation_WIF-Retro | 0.044264 | 0.054828 | 0.067676 | 0.079269 | 0.09131 | 0.10789 | 0.11967 | 0.12344 | 0.11803 | 0.10283 | 0.080786 | 0.054182 | 0.031942 | 0.015616 | 0.0067125 | 0.0024802 | 0.00078794 | 0.00017422 | 2.9072e-05 | 3.5411e-06 | 1.3181 | 8.8352 | 8.8473 | 9.0412 | 9.3798 | 9.5268 | 9.825 | 10.1905 | 10.484 | 10.0187 | 9.7067 | 9.5293 | 9.0219 | 0 | 41.766 | 41.8395 | 42.7949 | 44.4922 | 45.2517 | 46.6005 | 48.2308 | 49.5724 | 47.4164 | 45.9294 | 45.0645 | 42.6341 | 1.4477
Retro5Med | Retro | GroceryRefrigeration | Commercial | Refrigeration | 0.031088 | 0.03018 | 275.5743 | 51.0999 | Grocery | FHPC_LT_Self-Retro | 0 | 0 | 0 | 0 | 0 | 0 | 0 | 0 | 0 | 0 | 0 | 0 | 0 | 0 | 0 | 0 | 0 | 0 | 0 | 0 | 0 | 3.7115 | 3.7166 | 3.798 | 3.9403 | 4.002 | 4.1273 | 4.2808 | 4.4041 | 4.2087 | 4.0776 | 4.0031 | 3.79 | 0 | 17.5452 | 17.5761 | 17.9775 | 18.6905 | 19.0095 | 19.5761 | 20.261 | 20.8246 | 19.9188 | 19.2942 | 18.9309 | 17.9099 | 0.71081
Retro5Med | Retro | GroceryRefrigeration | Commercial | Refrigeration | 0.056503 | 0.054854 | 500.8639 | 25.8833 | Grocery | Ref_Line_Insulation_WIC-Retro | 0.069341 | 0.08589 | 0.10602 | 0.12418 | 0.14304 | 0.16901 | 0.18747 | 0.19337 | 0.1849 | 0.16108 | 0.12655 | 0.084877 | 0.050038 | 0.024463 | 0.010515 | 0.0038853 | 0.0012343 | 0.00027292 | 4.5541e-05 | 5.5472e-06 | 2.0649 | 6.7458 | 6.7551 | 6.903 | 7.1616 | 7.2738 | 7.5015 | 7.7806 | 8.0046 | 7.6494 | 7.4112 | 7.2757 | 6.8884 | 0 | 31.8889 | 31.945 | 32.6745 | 33.9704 | 34.5503 | 35.5801 | 36.8248 | 37.8492 | 36.203 | 35.0677 | 34.4074 | 32.5517 | 1.1054
Retro5Med | Retro | GroceryRefrigeration | Commercial | Refrigeration | 0.015501 | 0.015048 | 137.4051 | 33.2631 | Grocery | FHSC-Retro | 0.10515 | 0.13025 | 0.16077 | 0.18831 | 0.21691 | 0.2563 | 0.28429 | 0.29324 | 0.28039 | 0.24428 | 0.19191 | 0.12871 | 0.075881 | 0.037097 | 0.015946 | 0.005892 | 0.0018718 | 0.00041387 | 6.9062e-05 | 8.4121e-06 | 3.1313 | 1.8506 | 1.8532 | 1.8938 | 1.9647 | 1.9955 | 2.0579 | 2.1345 | 2.196 | 2.0985 | 2.0332 | 1.996 | 1.8897 | 0 | 8.7483 | 8.7637 | 8.9638 | 9.3193 | 9.4784 | 9.7609 | 10.1024 | 10.3834 | 9.9318 | 9.6203 | 9.4392 | 8.9301 | 0.95056
Retro5Med | Retro | GroceryRefrigeration | Commercial | Refrigeration | 0.025974 | 0.024958 | 230.3989 | 84.5514 | Grocery | ASHC_LT-Retro | 0.078221 | 0.096888 | 0.11959 | 0.14008 | 0.16136 | 0.19065 | 0.21147 | 0.21813 | 0.20858 | 0.18171 | 0.14276 | 0.095746 | 0.056446 | 0.027596 | 0.011862 | 0.0043829 | 0.0013924 | 0.00030787 | 5.1373e-05 | 6.2575e-06 | 2.3293 | 2.8668 | 2.9259 | 3.1427 | 3.3316 | 3.4732 | 3.5816 | 3.732 | 3.8423 | 3.6575 | 3.5047 | 3.3302 | 2.903 | 0 | 13.3534 | 13.6658 | 14.7789 | 15.806 | 16.4983 | 17.0315 | 17.6878 | 18.1901 | 17.3485 | 16.5868 | 15.6567 | 13.5036 | 0.49442
Retro5Med | Retro | GroceryRefrigeration | Commercial | Refrigeration | 0.0057776 | 0.0056022 | 51.2183 | 35.0656 | Grocery | MotionSensor_DisplayCaseLighting-Retro | 0.24727 | 0.30628 | 0.37805 | 0.44282 | 0.51008 | 0.60269 | 0.66851 | 0.68955 | 0.65935 | 0.57443 | 0.45129 | 0.30267 | 0.17844 | 0.087235 | 0.037498 | 0.013855 | 0.0044016 | 0.00097322 | 0.0001624 | 1.9781e-05 | 7.3634 | 0.68369 | 0.68606 | 0.70505 | 0.73331 | 0.74712 | 0.7705 | 0.79961 | 0.82271 | 0.78583 | 0.76035 | 0.74358 | 0.69751 | 0 | 3.2268 | 3.24 | 3.3348 | 3.4785 | 3.5488 | 3.6557 | 3.7851 | 3.8907 | 3.7202 | 3.5979 | 3.5141 | 3.2906 | 0.96936
Retro5Med | Retro | GroceryRefrigeration | Commercial | Refrigeration | 0.068796 | 0.066788 | 609.8358 | 74.7406 | Grocery | Add_Door_MT-Retro | 0.75743 | 0.9382 | 1.158 | 1.3564 | 1.5625 | 1.8461 | 2.0478 | 2.1122 | 2.0197 | 1.7596 | 1.3824 | 0.92714 | 0.54658 | 0.26722 | 0.11486 | 0.042441 | 0.013483 | 0.0029812 | 0.00049746 | 6.0593e-05 | 22.5553 | 8.2134 | 8.2247 | 8.4049 | 8.7197 | 8.8564 | 9.1336 | 9.4734 | 9.7462 | 9.3137 | 9.0236 | 8.8587 | 8.3871 | 0 | 38.8269 | 38.8952 | 39.7834 | 41.3613 | 42.0673 | 43.3212 | 44.8367 | 46.084 | 44.0796 | 42.6973 | 41.8933 | 39.634 | 0.64619
Retro5Med | Retro | GroceryRefrigeration | Commercial | Refrigeration | 0.02054 | 0.019941 | 182.0761 | 30.0146 | Grocery | On_Demand_Defrost-Retro | 0.31243 | 0.387 | 0.47768 | 0.55951 | 0.6445 | 0.76152 | 0.84468 | 0.87127 | 0.83311 | 0.7258 | 0.57022 | 0.38244 | 0.22546 | 0.11022 | 0.047379 | 0.017506 | 0.0055616 | 0.0012297 | 0.0002052 | 2.4994e-05 | 9.3038 | 2.4522 | 2.4556 | 2.5094 | 2.6034 | 2.6442 | 2.727 | 2.8284 | 2.9099 | 2.7807 | 2.6941 | 2.6449 | 2.5041 | 0 | 11.5924 | 11.6128 | 11.878 | 12.3491 | 12.5599 | 12.9342 | 13.3867 | 13.7591 | 13.1607 | 12.748 | 12.5079 | 11.8333 | 1.0362
Retro5Med | Retro | GroceryRefrigeration | Commercial | Refrigeration | 0.065528 | 0.063615 | 580.862 | 17.0926 | Grocery | FHPC_LT_Remote-Retro | 0.33152 | 0.41064 | 0.50687 | 0.5937 | 0.68388 | 0.80805 | 0.89629 | 0.92451 | 0.88401 | 0.77015 | 0.60506 | 0.40581 | 0.23924 | 0.11696 | 0.050275 | 0.018576 | 0.0059014 | 0.0013048 | 0.00021774 | 2.6521e-05 | 9.8723 | 7.8232 | 7.834 | 8.0056 | 8.3054 | 8.4356 | 8.6997 | 9.0233 | 9.2831 | 8.8712 | 8.5949 | 8.4378 | 7.9886 | 0 | 36.9823 | 37.0473 | 37.8933 | 39.3962 | 40.0687 | 41.2629 | 42.7065 | 43.8945 | 41.9854 | 40.6687 | 39.9029 | 37.7509 | 1.3692
Retro5Med | Retro | GroceryRefrigeration | Commercial | Refrigeration | 0.016751 | 0.016262 | 148.4862 | 60.7768 | Grocery | Night_Curtain_MT-Retro | 0.019634 | 0.02432 | 0.030019 | 0.035161 | 0.040502 | 0.047856 | 0.053082 | 0.054753 | 0.052355 | 0.045612 | 0.035834 | 0.024033 | 0.014169 | 0.0069268 | 0.0029775 | 0.0011002 | 0.00034951 | 7.7278e-05 | 1.2895e-05 | 1.5707e-06 | 0.58468 | 1.9998 | 2.0026 | 2.0465 | 2.1231 | 2.1564 | 2.2239 | 2.3066 | 2.3731 | 2.2677 | 2.1971 | 2.157 | 2.0421 | 0 | 9.4538 | 9.4704 | 9.6867 | 10.0709 | 10.2428 | 10.5481 | 10.9171 | 11.2208 | 10.7328 | 10.3962 | 10.2004 | 9.6503 | 0.64028
Retro5Med | Retro | GroceryRefrigeration | Commercial | Refrigeration | 0.62554 | 0.60728 | 5545.0182 | 69.2945 | Grocery | Air_Curtain_WIF-Retro | 0.074831 | 0.09269 | 0.11441 | 0.13401 | 0.15436 | 0.18239 | 0.20231 | 0.20868 | 0.19954 | 0.17384 | 0.13657 | 0.091598 | 0.054 | 0.0264 | 0.011348 | 0.004193 | 0.0013321 | 0.00029453 | 4.9147e-05 | 5.9864e-06 | 2.2284 | 74.6817 | 74.7846 | 76.423 | 79.2852 | 80.5278 | 83.0489 | 86.1379 | 88.6186 | 84.6861 | 82.0483 | 80.549 | 76.2606 | 0 | 353.0395 | 353.6603 | 361.7366 | 376.0835 | 382.5031 | 393.9038 | 407.6844 | 419.0254 | 400.8004 | 388.2315 | 380.9206 | 360.3774 | 0.57903
Retro5Med | Retro | GroceryRefrigeration | Commercial | Refrigeration | 0.054599 | 0.053005 | 483.9866 | 20.647 | Grocery | FHPC_MT_Remote-Retro | 0.38936 | 0.48229 | 0.5953 | 0.69728 | 0.80319 | 0.94903 | 1.0527 | 1.0858 | 1.0382 | 0.90452 | 0.71062 | 0.4766 | 0.28097 | 0.13737 | 0.059046 | 0.021817 | 0.006931 | 0.0015325 | 0.00025572 | 3.1149e-05 | 11.5947 | 6.5185 | 6.5274 | 6.6704 | 6.9203 | 7.0287 | 7.2488 | 7.5184 | 7.7349 | 7.3917 | 7.1614 | 7.0306 | 6.6563 | 0 | 30.8144 | 30.8686 | 31.5735 | 32.8257 | 33.3861 | 34.3812 | 35.584 | 36.5739 | 34.9831 | 33.8861 | 33.2479 | 31.4549 | 1.2484
Retro5Med | Retro | GroceryRefrigeration | Commercial | Refrigeration | 0.026876 | 0.026092 | 238.2428 | 115.9561 | Grocery | Door_Closer_WIC-Retro | 0.021234 | 0.026301 | 0.032465 | 0.038026 | 0.043802 | 0.051755 | 0.057407 | 0.059214 | 0.05662 | 0.049328 | 0.038754 | 0.025991 | 0.015323 | 0.0074912 | 0.00322 | 0.0011898 | 0.00037798 | 8.3574e-05 | 1.3946e-05 | 1.6987e-06 | 0.63231 | 3.2087 | 3.2131 | 3.2835 | 3.4065 | 3.4599 | 3.5682 | 3.7009 | 3.8075 | 3.6386 | 3.5252 | 3.4608 | 3.2765 | 0 | 15.1684 | 15.1951 | 15.5421 | 16.1585 | 16.4343 | 16.9242 | 17.5162 | 18.0035 | 17.2205 | 16.6804 | 16.3663 | 15.4837 | 0.39212
Retro5Med | Retro | GroceryRefrigeration | Commercial | Refrigeration | 0.018691 | 0.018145 | 165.6838 | 133.3133 | Grocery | Evap_Fan_Contr_WIC-Retro | 0.022938 | 0.028412 | 0.03507 | 0.041077 | 0.047317 | 0.055908 | 0.062013 | 0.063966 | 0.061164 | 0.053286 | 0.041863 | 0.028077 | 0.016552 | 0.0080923 | 0.0034784 | 0.0012853 | 0.00040831 | 9.028e-05 | 1.5065e-05 | 1.835e-06 | 0.68305 | 2.2315 | 2.2345 | 2.2835 | 2.369 | 2.4062 | 2.4815 | 2.5738 | 2.6479 | 2.5304 | 2.4516 | 2.4068 | 2.2786 | 0 | 10.5487 | 10.5673 | 10.8086 | 11.2373 | 11.4291 | 11.7697 | 12.1815 | 12.5204 | 11.9758 | 11.6003 | 11.3818 | 10.768 | 0.32869
Retro5Med | Retro | GroceryRefrigeration | Commercial | Refrigeration | 0.0149 | 0.014465 | 132.0825 | 172.2188 | Grocery | Evap_Fan_Contr_WIF-Retro | 0.0089124 | 0.011039 | 0.013626 | 0.015961 | 0.018385 | 0.021723 | 0.024095 | 0.024854 | 0.023765 | 0.020704 | 0.016266 | 0.010909 | 0.0064314 | 0.0031442 | 0.0013515 | 0.00049938 | 0.00015865 | 3.5078e-05 | 5.8534e-06 | 7.1298e-07 | 0.2654 | 1.7789 | 1.7814 | 1.8204 | 1.8886 | 1.9182 | 1.9782 | 2.0518 | 2.1109 | 2.0172 | 1.9544 | 1.9187 | 1.8165 | 0 | 8.4094 | 8.4242 | 8.6166 | 8.9583 | 9.1112 | 9.3828 | 9.7111 | 9.9812 | 9.5471 | 9.2477 | 9.0735 | 8.5842 | 0.26203
Retro5Med | Retro | GroceryRefrigeration | Commercial | Refrigeration | 0.15039 | 0.146 | 1333.0948 | 350.5879 | Grocery | Air_Curtain_WIC-Retro | 0.18456 | 0.2286 | 0.28217 | 0.33051 | 0.38071 | 0.44984 | 0.49896 | 0.51467 | 0.49212 | 0.42874 | 0.33683 | 0.22591 | 0.13318 | 0.065111 | 0.027988 | 0.010341 | 0.0032853 | 0.00072639 | 0.00012121 | 1.4764e-05 | 5.4959 | 17.9545 | 17.9792 | 18.3731 | 19.0612 | 19.3599 | 19.966 | 20.7087 | 21.3051 | 20.3596 | 19.7255 | 19.365 | 18.334 | 0 | 84.8753 | 85.0246 | 86.9662 | 90.4154 | 91.9587 | 94.6996 | 98.0126 | 100.7392 | 96.3576 | 93.3359 | 91.5783 | 86.6394 | 0.13921
LO5Med | NR | GroceryRefrigeration | Commercial | Refrigeration | 0.018625 | 0.018081 | 165.098 | -5.2199 | Grocery | Evap_Fan_Motor_LT-NR | 0.0021117 | 0.004746 | 0.0080158 | 0.01187 | 0.016343 | 0.021664 | 0.027614 | 0.033771 | 0.039897 | 0.045342 | 0.049887 | 0.053236 | 0.055679 | 0.057308 | 0.058225 | 0.059163 | 0.060173 | 0.061043 | 0.06197 | 0.062884 | 0.94327 | 2.2236 | 2.2266 | 2.2754 | 2.3606 | 2.3976 | 2.4727 | 2.5647 | 2.6385 | 2.5215 | 2.4429 | 2.3983 | 2.2706 | 0 | 10.5114 | 10.5299 | 10.7704 | 11.1976 | 11.3887 | 11.7281 | 12.1384 | 12.4761 | 11.9335 | 11.5592 | 11.3416 | 10.7299 | 3.4909
LO5Med | NR | GroceryRefrigeration | Commercial | Refrigeration | 0.059388 | 0.057654 | 526.4375 | -5.8103 | Grocery | VS_Scroll_Compr-NR | 0.026571 | 0.059718 | 0.10086 | 0.14936 | 0.20564 | 0.2726 | 0.34746 | 0.42493 | 0.50202 | 0.57053 | 0.62772 | 0.66985 | 0.7006 | 0.72109 | 0.73263 | 0.74443 | 0.75714 | 0.76809 | 0.77976 | 0.79126 | 11.8689 | 7.0902 | 7.1 | 7.2555 | 7.5272 | 7.6452 | 7.8846 | 8.1778 | 8.4133 | 8.04 | 7.7896 | 7.6472 | 7.2401 | 0 | 33.5172 | 33.5761 | 34.3429 | 35.7049 | 36.3144 | 37.3968 | 38.7051 | 39.7818 | 38.0515 | 36.8582 | 36.1642 | 34.2138 | 3.6402
LO5Med | NR | GroceryRefrigeration | Commercial | Refrigeration | 0.013452 | 0.013059 | 119.241 | 0.31788 | Grocery | Evap_Fan_Motor_MT-NR | 0.0022667 | 0.0050942 | 0.008604 | 0.012741 | 0.017542 | 0.023254 | 0.02964 | 0.036249 | 0.042824 | 0.048669 | 0.053547 | 0.057141 | 0.059764 | 0.061513 | 0.062497 | 0.063503 | 0.064588 | 0.065521 | 0.066517 | 0.067498 | 1.0125 | 1.606 | 1.6082 | 1.6434 | 1.705 | 1.7317 | 1.7859 | 1.8523 | 1.9057 | 1.8211 | 1.7644 | 1.7321 | 1.6399 | 0 | 7.5918 | 7.6052 | 7.7788 | 8.0874 | 8.2254 | 8.4706 | 8.7669 | 9.0108 | 8.6189 | 8.3486 | 8.1914 | 7.7496 | 2.5213
LO5Med | NR | GroceryRefrigeration | Commercial | Refrigeration | 0.01284 | 0.012453 | 113.8252 | 19.3657 | Grocery | LED_LT-NR | 0.0040876 | 0.0091867 | 0.015516 | 0.022976 | 0.031635 | 0.041935 | 0.053452 | 0.065369 | 0.077227 | 0.087767 | 0.096565 | 0.10305 | 0.10778 | 0.11093 | 0.1127 | 0.11452 | 0.11647 | 0.11816 | 0.11995 | 0.12172 | 0.79402 | 1.522 | 1.5266 | 1.5672 | 1.6293 | 1.659 | 1.7109 | 1.7753 | 1.8266 | 1.7449 | 1.6887 | 1.6527 | 1.553 | 0 | 7.1854 | 7.2116 | 7.4138 | 7.7284 | 7.8801 | 8.117 | 8.4038 | 8.638 | 8.26 | 7.9907 | 7.8113 | 7.3288 | 1.383
LO5Med | NR | GroceryRefrigeration | Commercial | Refrigeration | 0.010522 | 0.010203 | 93.2789 | 28.0363 | Grocery | LED_MT-NR | 0.0040774 | 0.0091637 | 0.015477 | 0.022918 | 0.031556 | 0.04183 | 0.053318 | 0.065206 | 0.077034 | 0.087547 | 0.096323 | 0.10279 | 0.10751 | 0.11065 | 0.11242 | 0.11423 | 0.11618 | 0.11786 | 0.11965 | 0.12142 | 0.79203 | 1.2452 | 1.2495 | 1.2841 | 1.3355 | 1.3606 | 1.4032 | 1.4562 | 1.4983 | 1.4311 | 1.3847 | 1.3542 | 1.2704 | 0 | 5.8773 | 5.9011 | 6.0734 | 6.3349 | 6.4628 | 6.6574 | 6.8931 | 7.0854 | 6.7748 | 6.5522 | 6.3999 | 5.9935 | 1.1334
LO5Med | NR | GroceryRefrigeration | Commercial | Refrigeration | 0.0027683 | 0.0026875 | 24.5393 | 36.3933 | Grocery | Compr_Fan_Motor-NR | 0.0022798 | 0.0051239 | 0.008654 | 0.012815 | 0.017644 | 0.023389 | 0.029813 | 0.03646 | 0.043073 | 0.048952 | 0.053859 | 0.057474 | 0.060112 | 0.06187 | 0.06286 | 0.063873 | 0.064963 | 0.065902 | 0.066904 | 0.067891 | 1.0184 | 0.3305 | 0.33096 | 0.33821 | 0.35087 | 0.35637 | 0.36753 | 0.3812 | 0.39218 | 0.37478 | 0.3631 | 0.35647 | 0.33749 | 0 | 1.5624 | 1.5651 | 1.6009 | 1.6643 | 1.6928 | 1.7432 | 1.8042 | 1.8544 | 1.7737 | 1.7181 | 1.6858 | 1.5948 | 0.89744
LO5Med | NR | GroceryRefrigeration | Commercial | Refrigeration | 0.41252 | 0.40048 | 3656.7497 | 15.7699 | Grocery | New_Case-NR | 0.19035 | 0.42781 | 0.72256 | 1.07 | 1.4732 | 1.9528 | 2.4892 | 3.0442 | 3.5964 | 4.0872 | 4.4969 | 4.7987 | 5.019 | 5.1658 | 5.2485 | 5.333 | 5.4241 | 5.5025 | 5.5861 | 5.6685 | 68.0217 | 49.25 | 49.3179 | 50.3983 | 52.2859 | 53.1054 | 54.7679 | 56.805 | 58.441 | 55.8476 | 54.1081 | 53.1193 | 50.2912 | 0 | 232.8175 | 233.2269 | 238.5529 | 248.0142 | 252.2477 | 259.7661 | 268.8539 | 276.3329 | 264.3141 | 256.0254 | 251.2041 | 237.6565 | 1.4015
LO5Med | NR | GroceryRefrigeration | Commercial | Refrigeration | 0.10888 | 0.1057 | 965.1355 | 422.6177 | Grocery | Propane_MT-NR | 0 | 0 | 0 | 0 | 0 | 0 | 0 | 0 | 0 | 0 | 0 | 0 | 0 | 0 | 0 | 0 | 0 | 0 | 0 | 0 | 0 | 12.9987 | 13.0166 | 13.3018 | 13.7999 | 14.0162 | 14.455 | 14.9927 | 15.4245 | 14.74 | 14.2809 | 14.0199 | 13.2735 | 0 | 61.4481 | 61.5562 | 62.9619 | 65.459 | 66.5764 | 68.5607 | 70.9593 | 72.9333 | 69.7611 | 67.5734 | 66.301 | 62.7253 | 0.11367
LO5Med | NR | GroceryRefrigeration | Commercial | Refrigeration | 0.059388 | 0.057654 | 526.4375 | 791.1488 | Grocery | Propane_LT-NR | 0 | 0 | 0 | 0 | 0 | 0 | 0 | 0 | 0 | 0 | 0 | 0 | 0 | 0 | 0 | 0 | 0 | 0 | 0 | 0 | 0 | 7.0902 | 7.1 | 7.2555 | 7.5272 | 7.6452 | 7.8846 | 8.1778 | 8.4133 | 8.04 | 7.7896 | 7.6472 | 7.2401 | 0 | 33.5172 | 33.5761 | 34.3429 | 35.7049 | 36.3144 | 37.3968 | 38.7051 | 39.7818 | 38.0515 | 36.8582 | 36.1642 | 34.2138 | 0.062001
LO5Med | New | GroceryRefrigeration | Commercial | Refrigeration | 0.0093755 | 0.0091018 | 83.1079 | 1.3281 | Grocery | HE_Cond_Coil-New | 0.00061787 | 0.0013947 | 0.0023016 | 0.0035091 | 0.0052404 | 0.0074075 | 0.0097468 | 0.010311 | 0.01814 | 0.018748 | 0.022914 | 0.0212 | 0.024969 | 0.025427 | 0.026447 | 0.026624 | 0.028228 | 0.023898 | 0.025115 | 0.024389 | 0.32663 | 1.1193 | 1.1209 | 1.1454 | 1.1883 | 1.2069 | 1.2447 | 1.291 | 1.3282 | 1.2693 | 1.2297 | 1.2073 | 1.143 | 0 | 5.2913 | 5.3006 | 5.4217 | 5.6367 | 5.7329 | 5.9038 | 6.1103 | 6.2803 | 6.0071 | 5.8188 | 5.7092 | 5.4013 | 2.3997
LO5Med | New | GroceryRefrigeration | Commercial | Refrigeration | 0.4341 | 0.42142 | 3847.9859 | -10.7648 | Grocery | Heat_Reclaim_ER-New | 0.0015448 | 0.003487 | 0.0057545 | 0.0087735 | 0.013102 | 0.018521 | 0.024369 | 0.025781 | 0.045354 | 0.046874 | 0.05729 | 0.053006 | 0.062429 | 0.063574 | 0.066125 | 0.066567 | 0.070577 | 0.05975 | 0.062794 | 0.060979 | 0.81666 | 51.8256 | 51.897 | 53.034 | 55.0203 | 55.8826 | 57.6321 | 59.7757 | 61.4972 | 58.7682 | 56.9377 | 55.8973 | 52.9213 | 0 | 244.9931 | 245.4239 | 251.0285 | 260.9845 | 265.4394 | 273.351 | 282.9141 | 290.7842 | 278.1369 | 269.4147 | 264.3413 | 250.0852 | 5.6769
LO5Med | New | GroceryRefrigeration | Commercial | Refrigeration | 0.059388 | 0.057654 | 526.4375 | -5.8103 | Grocery | VS_Scroll_Compr-New | 0.0039138 | 0.0088343 | 0.014579 | 0.022228 | 0.033195 | 0.046922 | 0.06174 | 0.065316 | 0.1149 | 0.11875 | 0.14514 | 0.13429 | 0.15816 | 0.16106 | 0.16753 | 0.16865 | 0.17881 | 0.15138 | 0.15909 | 0.15449 | 2.069 | 7.0902 | 7.1 | 7.2555 | 7.5272 | 7.6452 | 7.8846 | 8.1778 | 8.4133 | 8.04 | 7.7896 | 7.6472 | 7.2401 | 0 | 33.5172 | 33.5761 | 34.3429 | 35.7049 | 36.3144 | 37.3968 | 38.7051 | 39.7818 | 38.0515 | 36.8582 | 36.1642 | 34.2138 | 3.6402
LO5Med | New | GroceryRefrigeration | Commercial | Refrigeration | 0.14792 | 0.14361 | 1311.261 | 6.3656 | Grocery | Heat_Reclaim_HP-New | 0.0010431 | 0.0023545 | 0.0038856 | 0.0059241 | 0.0088471 | 0.012505 | 0.016455 | 0.017408 | 0.030624 | 0.03165 | 0.038684 | 0.035791 | 0.042154 | 0.042926 | 0.044649 | 0.044947 | 0.047655 | 0.040345 | 0.0424 | 0.041174 | 0.55142 | 17.6604 | 17.6847 | 18.0722 | 18.749 | 19.0429 | 19.639 | 20.3695 | 20.9561 | 20.0262 | 19.4024 | 19.0479 | 18.0338 | 0 | 83.4852 | 83.632 | 85.5419 | 88.9345 | 90.4526 | 93.1486 | 96.4074 | 99.0892 | 94.7795 | 91.8072 | 90.0784 | 85.2204 | 1.9345
LO5Med | New | GroceryRefrigeration | Commercial | Refrigeration | 0.036977 | 0.035898 | 327.7819 | 3.7872 | Grocery | Commissioning-New | 0.0039705 | 0.0089623 | 0.01479 | 0.02255 | 0.033676 | 0.047602 | 0.062634 | 0.066263 | 0.11657 | 0.12048 | 0.14725 | 0.13624 | 0.16046 | 0.1634 | 0.16996 | 0.17109 | 0.1814 | 0.15357 | 0.16139 | 0.15673 | 2.099 | 4.4146 | 4.4207 | 4.5176 | 4.6868 | 4.7602 | 4.9093 | 5.0919 | 5.2385 | 5.006 | 4.8501 | 4.7615 | 4.508 | 0 | 20.8692 | 20.9059 | 21.3833 | 22.2314 | 22.6109 | 23.2848 | 24.0994 | 24.7698 | 23.6925 | 22.9495 | 22.5173 | 21.3029 | 2.1646
LO5Med | New | GroceryRefrigeration | Commercial | Refrigeration | 0.76555 | 0.74321 | 6786.1572 | 2.3234 | Grocery | LSHX_WIF-New | 0.0044484 | 0.010041 | 0.01657 | 0.025264 | 0.037729 | 0.053331 | 0.070173 | 0.074238 | 0.1306 | 0.13498 | 0.16497 | 0.15263 | 0.17977 | 0.18306 | 0.19041 | 0.19168 | 0.20323 | 0.17205 | 0.18082 | 0.17559 | 2.3516 | 91.3977 | 91.5236 | 93.5287 | 97.0316 | 98.5524 | 101.6377 | 105.4181 | 108.4541 | 103.6413 | 100.4132 | 98.5783 | 93.3299 | 0 | 432.0602 | 432.82 | 442.704 | 460.2621 | 468.1186 | 482.0711 | 498.9362 | 512.8156 | 490.5114 | 475.1292 | 466.1819 | 441.0405 | 2.2908
LO5Med | New | GroceryRefrigeration | Commercial | Refrigeration | 0.0087535 | 0.008498 | 77.5943 | 7.7298 | Grocery | LSHX_LT-New | 0.0014644 | 0.0033054 | 0.0054548 | 0.0083167 | 0.01242 | 0.017556 | 0.0231 | 0.024439 | 0.042993 | 0.044433 | 0.054307 | 0.050246 | 0.059178 | 0.060263 | 0.062682 | 0.063101 | 0.066902 | 0.056639 | 0.059524 | 0.057804 | 0.77413 | 1.0451 | 1.0465 | 1.0694 | 1.1095 | 1.1269 | 1.1621 | 1.2054 | 1.2401 | 1.1851 | 1.1481 | 1.1272 | 1.0672 | 0 | 4.9403 | 4.949 | 5.062 | 5.2627 | 5.3526 | 5.5121 | 5.7049 | 5.8636 | 5.6086 | 5.4327 | 5.3304 | 5.0429 | 1.838
LO5Med | New | GroceryRefrigeration | Commercial | Refrigeration | 0.043981 | 0.042697 | 389.8629 | 107.1608 | Grocery | LSHX_WIC-New | 0.00052434 | 0.0011836 | 0.0019532 | 0.0029779 | 0.0044472 | 0.0062862 | 0.0082714 | 0.0087506 | 0.015394 | 0.01591 | 0.019445 | 0.017991 | 0.02119 | 0.021578 | 0.022444 | 0.022594 | 0.023955 | 0.02028 | 0.021313 | 0.020697 | 0.27719 | 5.2508 | 5.258 | 5.3732 | 5.5744 | 5.6618 | 5.8391 | 6.0562 | 6.2307 | 5.9542 | 5.7687 | 5.6633 | 5.3618 | 0 | 24.8217 | 24.8654 | 25.4332 | 26.4419 | 26.8933 | 27.6949 | 28.6637 | 29.4611 | 28.1797 | 27.296 | 26.782 | 25.3377 | 0.3965
LO5Med | New | GroceryRefrigeration | Commercial | Refrigeration | 0.0013342 | 0.0012952 | 11.8264 | 150.191 | Grocery | LSHX_MT-New | 0.00035393 | 0.0007989 | 0.0013184 | 0.0020101 | 0.0030019 | 0.0042432 | 0.0055832 | 0.0059066 | 0.010391 | 0.010739 | 0.013126 | 0.012144 | 0.014303 | 0.014565 | 0.01515 | 0.015251 | 0.01617 | 0.013689 | 0.014387 | 0.013971 | 0.1871 | 0.15928 | 0.1595 | 0.163 | 0.1691 | 0.17175 | 0.17713 | 0.18372 | 0.18901 | 0.18062 | 0.17499 | 0.1718 | 0.16265 | 0 | 0.75296 | 0.75429 | 0.77151 | 0.80211 | 0.8158 | 0.84012 | 0.86951 | 0.8937 | 0.85483 | 0.82802 | 0.81243 | 0.76861 | 0.29602
LO50Fast | NR | Servers & Power Supplies | Commercial | Electronics | 0.089354 | 0.06899 | 1109.0074 | -6.1546 | Embedded DC | ENERGY STAR Servers | 4.2943 | 6.2982 | 7.6342 | 8.4931 | 9.0613 | 9.3454 | 9.4716 | 9.5221 | 9.5405 | 9.5428 | 9.5428 | 9.5428 | 9.5428 | 9.5428 | 9.5428 | 9.5428 | 9.5428 | 9.5428 | 9.5428 | 9.5428 | 48.4501 | 9.5148 | 8.9039 | 10.2791 | 9.5673 | 10.7249 | 12.2574 | 13.8846 | 14.67 | 12.9126 | 11.3419 | 10.0151 | 9.3263 | 0 | 63.2029 | 60.3251 | 71.0908 | 72.773 | 83.987 | 93.5171 | 103.8098 | 110.5428 | 98.8005 | 86.971 | 67.8286 | 62.7611 | 5.7118
LO50Fast | NR | Servers & Power Supplies | Commercial | Electronics | 0.0013408 | 0.0010352 | 16.6414 | 41.8572 | Embedded DC | ENERGY STAR Power Supplies for Servers | 0.13776 | 0.20205 | 0.24491 | 0.27246 | 0.29068 | 0.2998 | 0.30385 | 0.30547 | 0.30606 | 0.30613 | 0.30613 | 0.30613 | 0.30613 | 0.30613 | 0.30613 | 0.30613 | 0.30613 | 0.30613 | 0.30613 | 0.30613 | 1.0998 | 0.14278 | 0.13361 | 0.15424 | 0.14356 | 0.16093 | 0.18393 | 0.20835 | 0.22013 | 0.19376 | 0.17019 | 0.15028 | 0.13995 | 0 | 0.9484 | 0.90522 | 1.0668 | 1.092 | 1.2603 | 1.4033 | 1.5577 | 1.6588 | 1.4826 | 1.3051 | 1.0178 | 0.94177 | 0.94805
Retro12Med | Retro | Showerheads | Commercial | Water Heating | 0.017714 | 0.011725 | 158.8277 | -351.9973 | Lodging | Com Showerhead 1_50 GPM Hospitality | 0.30582 | 0.30972 | 0.31356 | 0.31736 | 0.32111 | 0.29234 | 0.23651 | 0.1913 | 0.1547 | 0.12507 | 0.10109 | 0.081695 | 0.066008 | 0.053324 | 0.043071 | 0.034785 | 0.00023949 | 8.6325e-05 | 2.8976e-05 | 9.5225e-06 | 3.3269 | 2.6691 | 2.4668 | 2.9153 | 2.4421 | 2.4161 | 2.0508 | 2.0524 | 2.0217 | 1.9262 | 2.1027 | 2.3592 | 2.5204 | 0 | 11.7518 | 10.8764 | 12.8293 | 11.8389 | 12.011 | 10.1777 | 10.1598 | 10.0005 | 9.5384 | 10.2171 | 10.3764 | 11.1076 | 23.4219
Retro12Med | Retro | Showerheads | Commercial | Water Heating | 0.010607 | 0.0091762 | 107.4043 | -367.1069 | Hospital | Com Showerhead 1_50 GPM Health Care | 0.037139 | 0.037613 | 0.038079 | 0.03854 | 0.038996 | 0.035502 | 0.028722 | 0.023232 | 0.018787 | 0.015188 | 0.012277 | 0.0099212 | 0.0080161 | 0.0064758 | 0.0052307 | 0.0042244 | 2.9084e-05 | 1.0483e-05 | 3.5189e-06 | 1.1564e-06 | 0.40403 | 1.474 | 1.3325 | 1.4757 | 1.2733 | 1.2791 | 1.1352 | 1.1105 | 1.09 | 1.0454 | 1.1107 | 1.2369 | 1.3954 | 0 | 8.7485 | 8.0287 | 8.9081 | 8.0698 | 8.1514 | 7.2891 | 7.0484 | 6.97 | 6.634 | 7.0323 | 7.3 | 8.2651 | 16.7498
Retro12Med | Retro | Showerheads | Commercial | Water Heating | 0.0089815 | 0.0068341 | 91.9659 | -206.3116 | Large Office | Com Showerhead 1_50 GPM Commercial - Employee Shower | 0.057012 | 0.057738 | 0.058454 | 0.059163 | 0.059862 | 0.054498 | 0.044091 | 0.035663 | 0.028839 | 0.023316 | 0.018846 | 0.01523 | 0.012305 | 0.0099409 | 0.0080296 | 0.0064848 | 4.4647e-05 | 1.6093e-05 | 5.4018e-06 | 1.7752e-06 | 0.62022 | 1.5139 | 1.3858 | 1.5202 | 1.2747 | 1.265 | 1.1035 | 1.0979 | 1.071 | 1.0205 | 1.1043 | 1.2506 | 1.417 | 0 | 7.2501 | 6.6674 | 7.3306 | 6.7707 | 6.8771 | 6.0542 | 5.9448 | 5.8261 | 5.5307 | 5.8617 | 6.0113 | 6.8167 | 9.0293
Retro12Med | Retro | Showerheads | Commercial | Water Heating | 0.006518 | 0.0049684 | 114.6609 | -273.6951 | School K-12 | Com Showerhead 1_50 GPM School | 0.0055501 | 0.0056208 | 0.0056905 | 0.0057595 | 0.0058276 | 0.0053054 | 0.0042923 | 0.0034718 | 0.0028075 | 0.0022698 | 0.0018346 | 0.0014826 | 0.0011979 | 0.00096774 | 0.00078168 | 0.00063129 | 4.3463e-06 | 1.5666e-06 | 5.2587e-07 | 1.7282e-07 | 0.060379 | 0.78144 | 0.69874 | 0.77327 | 0.62517 | 0.62656 | 0.5786 | 0.55715 | 0.53189 | 0.51422 | 0.52569 | 0.66519 | 0.73854 | 0 | 10.1071 | 9.5578 | 10.8015 | 9.3577 | 9.3322 | 8.6071 | 7.8616 | 7.903 | 7.5761 | 7.8393 | 8.4604 | 9.6405 | 13.8178
Retro12Med | Retro | Showerheads | Commercial | Water Heating | 0.25289 | 0.19243 | 2589.4501 | -363.9264 | Other | Com Showerhead 1_50 GPM Fitness Center | 0.30377 | 0.30764 | 0.31145 | 0.31523 | 0.31895 | 0.29037 | 0.23492 | 0.19002 | 0.15366 | 0.12423 | 0.10041 | 0.081147 | 0.065565 | 0.052966 | 0.042783 | 0.034552 | 0.00023788 | 8.5746e-05 | 2.8782e-05 | 9.4587e-06 | 3.3046 | 42.6262 | 39.0196 | 42.8043 | 35.8899 | 35.6184 | 31.0699 | 30.9144 | 30.1544 | 28.7328 | 31.0942 | 35.212 | 39.8983 | 0 | 204.1396 | 187.732 | 206.4064 | 190.6411 | 193.6374 | 170.4656 | 167.3866 | 164.0437 | 155.7251 | 165.0447 | 169.2574 | 191.9361 | 377.9054
LO80Fast | New | Street and Roadway Lighting | Commercial | Lighting | 0.077953 | 0.083092 | 357.8068 | -134.2636 | All Btype | Streetlight - HPS 100W - New | 0 | 0 | 0 | 0 | 0 | 0 | 0 | 0 | 0 | 0 | 0 | 0 | 0 | 0 | 0 | 0 | 0 | 0 | 0 | 0 | 0 | 10.6567 | 9.5542 | 10.4928 | 7.0059 | 5.5717 | 4.1949 | 4.7069 | 6.3571 | 8.504 | 10.4067 | 10.1866 | 10.6467 | 0 | 28.4685 | 22.429 | 20.8448 | 18.9455 | 17.5535 | 16.2676 | 17.5039 | 18.9789 | 19.8337 | 23.0097 | 26.2318 | 29.456 | 49.5142
LO80Fast | New | Street and Roadway Lighting | Commercial | Lighting | 0.13526 | 0.14417 | 620.8303 | -76.794 | All Btype | Streetlight - HPS 250W - New | 0 | 0 | 0 | 0 | 0 | 0 | 0 | 0 | 0 | 0 | 0 | 0 | 0 | 0 | 0 | 0 | 0 | 0 | 0 | 0 | 0 | 18.4904 | 16.5774 | 18.206 | 12.1559 | 9.6674 | 7.2786 | 8.1669 | 11.0303 | 14.7552 | 18.0567 | 17.6748 | 18.4731 | 0 | 49.3956 | 38.9165 | 36.1677 | 32.8724 | 30.457 | 28.2259 | 30.371 | 32.9302 | 34.4134 | 39.9241 | 45.5148 | 51.1091 | 7.2437
LO80Fast | New | Street and Roadway Lighting | Commercial | Lighting | 0.10944 | 0.11666 | 502.3513 | -135.7684 | All Btype | Streetlight - MH 200W - New | 0 | 0 | 0 | 0 | 0 | 0 | 0 | 0 | 0 | 0 | 0 | 0 | 0 | 0 | 0 | 0 | 0 | 0 | 0 | 0 | 0 | 14.9617 | 13.4138 | 14.7316 | 9.8361 | 7.8225 | 5.8896 | 6.6083 | 8.9253 | 11.9393 | 14.6108 | 14.3018 | 14.9477 | 0 | 39.969 | 31.4897 | 29.2655 | 26.599 | 24.6446 | 22.8393 | 24.575 | 26.6458 | 27.8459 | 32.305 | 36.8288 | 41.3554 | 9999
LO80Fast | New | Street and Roadway Lighting | Commercial | Lighting | 0.26741 | 0.28505 | 1227.4432 | -81.9282 | All Btype | Streetlight - MH 400W - New | 0 | 0 | 0 | 0 | 0 | 0 | 0 | 0 | 0 | 0 | 0 | 0 | 0 | 0 | 0 | 0 | 0 | 0 | 0 | 0 | 0 | 36.5574 | 32.7752 | 35.995 | 24.0334 | 19.1134 | 14.3905 | 16.1467 | 21.8079 | 29.1725 | 35.7 | 34.9449 | 36.5231 | 0 | 97.6601 | 76.9418 | 71.5072 | 64.9919 | 60.2165 | 55.8053 | 60.0464 | 65.1064 | 68.0387 | 78.9339 | 89.9873 | 101.0477 | 9999
LO80Fast | New | Street and Roadway Lighting | Commercial | Lighting | 0.70519 | 0.75168 | 3236.8482 | -72.3697 | All Btype | Streetlight - MH 1000W - New | 0.0063575 | 0.0067169 | 0.0070628 | 0.0073091 | 0.007443 | 0.0075061 | 0.0075183 | 0.0074963 | 0.007451 | 0.0074056 | 0.0073267 | 0.0072568 | 0.007196 | 0.0071488 | 0.0071097 | 0.0070717 | 0.0070411 | 0.0070157 | 0.0070157 | 0.0070157 | 0.14346 | 96.4043 | 86.4303 | 94.9213 | 63.3776 | 50.4033 | 37.9487 | 42.5799 | 57.5089 | 76.9299 | 94.1431 | 92.152 | 96.3137 | 0 | 257.536 | 202.9007 | 188.5691 | 171.388 | 158.7949 | 147.1623 | 158.3463 | 171.6897 | 179.4224 | 208.1538 | 237.3025 | 266.4694 | 9999
LO50Fast | Retro | Street and Roadway Lighting | Commercial | Lighting | 0.077953 | 0.083092 | 357.8068 | -64.3579 | All Btype | Streetlight - HPS 100W - Retro | 2.6799 | 1.2506 | 0.83374 | 0.53597 | 0.35458 | 0.17729 | 0.078797 | 0.031518 | 0.011461 | 0.0038204 | 0.0011755 | 0.00033586 | 8.9562e-05 | 2.2391e-05 | 5.2684e-06 | 1.1707e-06 | 2.4647e-07 | 4.9295e-08 | 9.3894e-09 | 1.7072e-09 | 5.9556 | 10.6567 | 9.5542 | 10.4928 | 7.0059 | 5.5717 | 4.1949 | 4.7069 | 6.3571 | 8.504 | 10.4067 | 10.1866 | 10.6467 | 0 | 28.4685 | 22.429 | 20.8448 | 18.9455 | 17.5535 | 16.2676 | 17.5039 | 18.9789 | 19.8337 | 23.0097 | 26.2318 | 29.456 | 2.3277
LO50Fast | Retro | Street and Roadway Lighting | Commercial | Lighting | 0.10944 | 0.11666 | 502.3513 | -7.8808 | All Btype | Streetlight - MH 200W - Retro | 0.91275 | 0.42595 | 0.28397 | 0.18255 | 0.12077 | 0.060385 | 0.026838 | 0.010735 | 0.0039036 | 0.0013012 | 0.00040037 | 0.00011439 | 3.0504e-05 | 7.6261e-06 | 1.7944e-06 | 3.9875e-07 | 8.3947e-08 | 1.6789e-08 | 3.198e-09 | 5.8145e-10 | 2.0284 | 14.9617 | 13.4138 | 14.7316 | 9.8361 | 7.8225 | 5.8896 | 6.6083 | 8.9253 | 11.9393 | 14.6108 | 14.3018 | 14.9477 | 0 | 39.969 | 31.4897 | 29.2655 | 26.599 | 24.6446 | 22.8393 | 24.575 | 26.6458 | 27.8459 | 32.305 | 36.8288 | 41.3554 | 1.3922
LO50Fast | Retro | Street and Roadway Lighting | Commercial | Lighting | 0.13526 | 0.14417 | 620.8303 | 11.0965 | All Btype | Streetlight - HPS 250W - Retro | 1.2055 | 0.56257 | 0.37505 | 0.2411 | 0.1595 | 0.079754 | 0.035446 | 0.014178 | 0.0051557 | 0.0017186 | 0.00052879 | 0.00015108 | 4.0289e-05 | 1.0072e-05 | 2.3699e-06 | 5.2665e-07 | 1.1087e-07 | 2.2175e-08 | 4.2238e-09 | 7.6796e-10 | 2.6791 | 18.4904 | 16.5774 | 18.206 | 12.1559 | 9.6674 | 7.2786 | 8.1669 | 11.0303 | 14.7552 | 18.0567 | 17.6748 | 18.4731 | 0 | 49.3956 | 38.9165 | 36.1677 | 32.8724 | 30.457 | 28.2259 | 30.371 | 32.9302 | 34.4134 | 39.9241 | 45.5148 | 51.1091 | 1.208
LO50Fast | Retro | Street and Roadway Lighting | Commercial | Lighting | 0.26741 | 0.28505 | 1227.4432 | 1.1579 | All Btype | Streetlight - MH 400W - Retro | 2.9793 | 1.3903 | 0.92689 | 0.59586 | 0.39419 | 0.1971 | 0.0876 | 0.03504 | 0.012742 | 0.0042472 | 0.0013068 | 0.00037338 | 9.9568e-05 | 2.4892e-05 | 5.857e-06 | 1.3015e-06 | 2.7401e-07 | 5.4802e-08 | 1.0438e-08 | 1.8979e-09 | 6.621 | 36.5574 | 32.7752 | 35.995 | 24.0334 | 19.1134 | 14.3905 | 16.1467 | 21.8079 | 29.1725 | 35.7 | 34.9449 | 36.5231 | 0 | 97.6601 | 76.9418 | 71.5072 | 64.9919 | 60.2165 | 55.8053 | 60.0464 | 65.1064 | 68.0387 | 78.9339 | 89.9873 | 101.0477 | 1.4687
LO50Fast | Retro | Street and Roadway Lighting | Commercial | Lighting | 0.70519 | 0.75168 | 3236.8482 | 2.6814 | All Btype | Streetlight - MH 1000W - Retro | 0.62852 | 0.29331 | 0.19554 | 0.1257 | 0.083161 | 0.041582 | 0.018481 | 0.0073922 | 0.0026881 | 0.00089602 | 0.0002757 | 7.8771e-05 | 2.1005e-05 | 5.2514e-06 | 1.2356e-06 | 2.7458e-07 | 5.7807e-08 | 1.1561e-08 | 2.2022e-09 | 4.0039e-10 | 1.3968 | 96.4043 | 86.4303 | 94.9213 | 63.3776 | 50.4033 | 37.9487 | 42.5799 | 57.5089 | 76.9299 | 94.1431 | 92.152 | 96.3137 | 0 | 257.536 | 202.9007 | 188.5691 | 171.388 | 158.7949 | 147.1623 | 158.3463 | 171.6897 | 179.4224 | 208.1538 | 237.3025 | 266.4694 | 1.6066
LO5Med | NR | UnitaryAC | Commercial | HVAC | 5.0146e-05 | 1.3905e-05 | 0.3995 | 11.5424 | Large Off | UnitaryAC-NR-Large Off | 0.0093777 | 0.020829 | 0.034773 | 0.050878 | 0.069159 | 0.090438 | 0.11367 | 0.13726 | 0.15934 | 0.17813 | 0.19247 | 0.20206 | 0.20753 | 0.20973 | 0.2091 | 0.21156 | 0.21081 | 0.20962 | 0.20885 | 0.20817 | 3.1225 | 0.0010427 | 0.00072405 | 0.0010749 | 0.0010403 | 0.0021715 | 0.0039288 | 0.0099016 | 0.010484 | 0.0043156 | 0.001523 | 0.00095363 | 0.00097511 | 0 | 0.01218 | 0.0090275 | 0.014496 | 0.014232 | 0.029286 | 0.043222 | 0.075545 | 0.075856 | 0.043036 | 0.021759 | 0.012192 | 0.010537 | 1.6743
LO5Med | NR | UnitaryAC | Commercial | HVAC | 8.6666e-05 | 2.4032e-05 | 0.69045 | -4.1273 | Medium Off | UnitaryAC-NR-Medium Off | 0.013573 | 0.030148 | 0.05033 | 0.073641 | 0.1001 | 0.1309 | 0.16452 | 0.19867 | 0.23063 | 0.25783 | 0.27858 | 0.29247 | 0.30038 | 0.30357 | 0.30265 | 0.3082 | 0.30712 | 0.30496 | 0.30336 | 0.30239 | 4.5358 | 0.0018021 | 0.0012514 | 0.0018578 | 0.001798 | 0.0037529 | 0.0067901 | 0.017113 | 0.01812 | 0.0074585 | 0.0026322 | 0.0016481 | 0.0016853 | 0 | 0.021051 | 0.015602 | 0.025052 | 0.024597 | 0.050615 | 0.0747 | 0.13056 | 0.1311 | 0.074379 | 0.037605 | 0.021072 | 0.01821 | 3.1567
LO5Med | NR | UnitaryAC | Commercial | HVAC | 5.0906e-05 | 1.4116e-05 | 0.40556 | 43.9134 | Small Off | UnitaryAC-NR-Small Off | 0.0059968 | 0.01332 | 0.022236 | 0.032535 | 0.044226 | 0.057833 | 0.072688 | 0.087776 | 0.10189 | 0.11391 | 0.12308 | 0.12922 | 0.13271 | 0.13412 | 0.13372 | 0.13431 | 0.13389 | 0.13333 | 0.13285 | 0.13243 | 1.9865 | 0.0010586 | 0.00073503 | 0.0010912 | 0.0010561 | 0.0022044 | 0.0039884 | 0.010052 | 0.010643 | 0.004381 | 0.0015461 | 0.00096809 | 0.0009899 | 0 | 0.012365 | 0.0091644 | 0.014715 | 0.014448 | 0.02973 | 0.043878 | 0.07669 | 0.077006 | 0.043689 | 0.022089 | 0.012377 | 0.010696 | 0.84983
LO5Med | NR | UnitaryAC | Commercial | HVAC | 0.00012522 | 3.4723e-05 | 0.99762 | -8.463 | XLarge Ret | UnitaryAC-NR-XLarge Ret | 0.024298 | 0.053883 | 0.089807 | 0.13119 | 0.17804 | 0.23245 | 0.29169 | 0.35167 | 0.40758 | 0.45492 | 0.49074 | 0.51438 | 0.52744 | 0.53219 | 0.52974 | 0.53185 | 0.52928 | 0.52786 | 0.52759 | 0.52434 | 7.865 | 0.0026039 | 0.001808 | 0.0026843 | 0.0025979 | 0.0054225 | 0.0098109 | 0.024726 | 0.026181 | 0.010777 | 0.0038032 | 0.0023814 | 0.002435 | 0 | 0.030416 | 0.022543 | 0.036197 | 0.03554 | 0.073132 | 0.10793 | 0.18865 | 0.18942 | 0.10747 | 0.054335 | 0.030446 | 0.026312 | 4.1809
LO5Med | NR | UnitaryAC | Commercial | HVAC | 0.00012522 | 3.4723e-05 | 0.99762 | -9.5766 | Large Ret | UnitaryAC-NR-Large Ret | 0.031875 | 0.070686 | 0.11781 | 0.1721 | 0.23357 | 0.30494 | 0.38265 | 0.46134 | 0.53468 | 0.59679 | 0.64378 | 0.6748 | 0.69193 | 0.69816 | 0.69494 | 0.69539 | 0.69215 | 0.68923 | 0.68675 | 0.68328 | 10.2492 | 0.0026039 | 0.001808 | 0.0026843 | 0.0025979 | 0.0054225 | 0.0098109 | 0.024726 | 0.026181 | 0.010777 | 0.0038032 | 0.0023814 | 0.002435 | 0 | 0.030416 | 0.022543 | 0.036197 | 0.03554 | 0.073132 | 0.10793 | 0.18865 | 0.18942 | 0.10747 | 0.054335 | 0.030446 | 0.026312 | 4.561
LO5Med | NR | UnitaryAC | Commercial | HVAC | 5.0868e-05 | 1.4105e-05 | 0.40526 | 8.3274 | Medium Ret | UnitaryAC-NR-Medium Ret | 0.0044813 | 0.0099377 | 0.016563 | 0.024196 | 0.032837 | 0.042872 | 0.053797 | 0.06486 | 0.075171 | 0.083903 | 0.090509 | 0.09487 | 0.097278 | 0.098154 | 0.097702 | 0.098755 | 0.098288 | 0.098197 | 0.098626 | 0.097869 | 1.468 | 0.0010578 | 0.00073448 | 0.0010904 | 0.0010553 | 0.0022028 | 0.0039854 | 0.010044 | 0.010635 | 0.0043777 | 0.001545 | 0.00096737 | 0.00098916 | 0 | 0.012356 | 0.0091576 | 0.014704 | 0.014437 | 0.029708 | 0.043845 | 0.076633 | 0.076948 | 0.043656 | 0.022072 | 0.012368 | 0.010688 | 1.8528
LO5Med | NR | UnitaryAC | Commercial | HVAC | 5.0868e-05 | 1.4105e-05 | 0.40526 | 43.9625 | Small Ret | UnitaryAC-NR-Small Ret | 0.0018819 | 0.0041733 | 0.0069558 | 0.010161 | 0.01379 | 0.018004 | 0.022592 | 0.027238 | 0.031568 | 0.035235 | 0.038009 | 0.03984 | 0.040852 | 0.04122 | 0.04103 | 0.041118 | 0.040926 | 0.040784 | 0.040697 | 0.040483 | 0.60725 | 0.0010578 | 0.00073448 | 0.0010904 | 0.0010553 | 0.0022028 | 0.0039854 | 0.010044 | 0.010635 | 0.0043777 | 0.001545 | 0.00096737 | 0.00098916 | 0 | 0.012356 | 0.0091576 | 0.014704 | 0.014437 | 0.029708 | 0.043845 | 0.076633 | 0.076948 | 0.043656 | 0.022072 | 0.012368 | 0.010688 | 0.84919
LO5Med | NR | UnitaryAC | Commercial | HVAC | 6.9694e-06 | 1.9326e-06 | 0.055524 | 198.2545 | School K-12 | UnitaryAC-NR-School K-12 | 0.00066069 | 0.0014688 | 0.0024543 | 0.0035943 | 0.0048901 | 0.0064005 | 0.0080517 | 0.0097318 | 0.011307 | 0.012652 | 0.013683 | 0.014378 | 0.01478 | 0.014951 | 0.014919 | 0.014994 | 0.014961 | 0.014929 | 0.014897 | 0.014864 | 0.22297 | 0.00014492 | 0.00010063 | 0.0001494 | 0.00014459 | 0.0003018 | 0.00054604 | 0.0013762 | 0.0014571 | 0.00059979 | 0.00021167 | 0.00013254 | 0.00013552 | 0 | 0.0016928 | 0.0012547 | 0.0020146 | 0.001978 | 0.0040703 | 0.0060072 | 0.010499 | 0.010543 | 0.0059813 | 0.0030241 | 0.0016945 | 0.0014644 | 0.25385
LO5Med | NR | UnitaryAC | Commercial | HVAC | 2.1454e-05 | 5.9492e-06 | 0.17092 | 49.6663 | University | UnitaryAC-NR-University | 0.00099699 | 0.0022158 | 0.0037013 | 0.0054189 | 0.0073704 | 0.0096439 | 0.012128 | 0.014655 | 0.017022 | 0.019041 | 0.020586 | 0.021625 | 0.022223 | 0.022473 | 0.022419 | 0.022493 | 0.022433 | 0.022396 | 0.022337 | 0.022294 | 0.33442 | 0.00044613 | 0.00030978 | 0.0004599 | 0.0004451 | 0.00092905 | 0.0016809 | 0.0042363 | 0.0044856 | 0.0018464 | 0.00065162 | 0.000408 | 0.00041719 | 0 | 0.0052112 | 0.0038624 | 0.0062018 | 0.0060891 | 0.01253 | 0.018492 | 0.032321 | 0.032454 | 0.018413 | 0.0093093 | 0.0052164 | 0.004508 | 0.78144
LO5Med | NR | UnitaryAC | Commercial | HVAC | 1.1579e-05 | 3.2109e-06 | 0.092251 | 110.6354 | Warehouse | UnitaryAC-NR-Warehouse | 0.0012538 | 0.00278 | 0.0046329 | 0.006767 | 0.0091826 | 0.011987 | 0.01504 | 0.018131 | 0.021011 | 0.023448 | 0.025292 | 0.026507 | 0.027177 | 0.027418 | 0.027289 | 0.027341 | 0.027261 | 0.027122 | 0.026996 | 0.026818 | 0.40227 | 0.00024079 | 0.00016719 | 0.00024822 | 0.00024023 | 0.00050143 | 0.00090723 | 0.0022864 | 0.002421 | 0.00099653 | 0.00035169 | 0.00022021 | 0.00022517 | 0 | 0.0028126 | 0.0020846 | 0.0033472 | 0.0032864 | 0.0067626 | 0.0099807 | 0.017444 | 0.017516 | 0.0099377 | 0.0050244 | 0.0028154 | 0.0024331 | 0.42176
LO5Med | NR | UnitaryAC | Commercial | HVAC | 2.6922e-05 | 7.4652e-06 | 0.21448 | 35.148 | Supermarket | UnitaryAC-NR-Supermarket | 0.0015111 | 0.0033506 | 0.0055838 | 0.0081559 | 0.011067 | 0.014448 | 0.018127 | 0.021852 | 0.025323 | 0.028261 | 0.030482 | 0.031947 | 0.032754 | 0.033045 | 0.032889 | 0.033035 | 0.032877 | 0.03271 | 0.032559 | 0.032422 | 0.48633 | 0.00055982 | 0.00038872 | 0.0005771 | 0.00055852 | 0.0011658 | 0.0021093 | 0.0053159 | 0.0056287 | 0.0023169 | 0.00081767 | 0.00051197 | 0.00052351 | 0 | 0.0065391 | 0.0048466 | 0.0077822 | 0.0076408 | 0.015723 | 0.023205 | 0.040557 | 0.040724 | 0.023105 | 0.011682 | 0.0065457 | 0.0056568 | 0.98058
LO5Med | NR | UnitaryAC | Commercial | HVAC | 2.6922e-05 | 7.4652e-06 | 0.21448 | 102.4802 | MiniMart | UnitaryAC-NR-MiniMart | 0.00052848 | 0.0011745 | 0.001962 | 0.0028724 | 0.0039068 | 0.005112 | 0.0064289 | 0.007768 | 0.0090228 | 0.010093 | 0.010912 | 0.011463 | 0.01178 | 0.011912 | 0.011884 | 0.011917 | 0.011887 | 0.011858 | 0.011827 | 0.011876 | 0.17814 | 0.00055982 | 0.00038872 | 0.0005771 | 0.00055852 | 0.0011658 | 0.0021093 | 0.0053159 | 0.0056287 | 0.0023169 | 0.00081767 | 0.00051197 | 0.00052351 | 0 | 0.0065391 | 0.0048466 | 0.0077822 | 0.0076408 | 0.015723 | 0.023205 | 0.040557 | 0.040724 | 0.023105 | 0.011682 | 0.0065457 | 0.0056568 | 0.44943
LO5Med | NR | UnitaryAC | Commercial | HVAC | 0.00020964 | 5.8133e-05 | 1.6702 | -14.5091 | Restaurant | UnitaryAC-NR-Restaurant | 0.013188 | 0.029116 | 0.048314 | 0.070266 | 0.094938 | 0.1234 | 0.15416 | 0.18504 | 0.21351 | 0.23726 | 0.25481 | 0.26591 | 0.27145 | 0.27269 | 0.27023 | 0.27286 | 0.2698 | 0.26701 | 0.26453 | 0.26223 | 3.9334 | 0.0043594 | 0.003027 | 0.004494 | 0.0043493 | 0.0090783 | 0.016425 | 0.041396 | 0.043832 | 0.018042 | 0.0063673 | 0.0039868 | 0.0040766 | 0 | 0.050921 | 0.037741 | 0.060601 | 0.0595 | 0.12244 | 0.1807 | 0.31583 | 0.31713 | 0.17992 | 0.090966 | 0.050972 | 0.04405 | 7.6359
LO5Med | NR | UnitaryAC | Commercial | HVAC | 0.00015594 | 4.3241e-05 | 1.2423 | -11.0952 | Lodging | UnitaryAC-NR-Lodging | 0.007248 | 0.016088 | 0.026838 | 0.039241 | 0.053303 | 0.069655 | 0.087484 | 0.10557 | 0.12246 | 0.13681 | 0.14772 | 0.15497 | 0.15905 | 0.16063 | 0.16003 | 0.16099 | 0.16011 | 0.15935 | 0.15875 | 0.15827 | 2.3741 | 0.0032426 | 0.0022516 | 0.0033427 | 0.0032351 | 0.0067526 | 0.012217 | 0.030791 | 0.032603 | 0.01342 | 0.0047362 | 0.0029655 | 0.0030323 | 0 | 0.037877 | 0.028073 | 0.045077 | 0.044258 | 0.091071 | 0.13441 | 0.23492 | 0.23589 | 0.13383 | 0.067663 | 0.037914 | 0.032766 | 5.2065
LO5Med | NR | UnitaryAC | Commercial | HVAC | 0.00015755 | 4.3687e-05 | 1.2551 | -11.2047 | Hospital | UnitaryAC-NR-Hospital | 0.0081657 | 0.018117 | 0.030212 | 0.044156 | 0.059955 | 0.078316 | 0.098323 | 0.1186 | 0.13752 | 0.15358 | 0.16575 | 0.17382 | 0.17833 | 0.18002 | 0.17928 | 0.18419 | 0.18477 | 0.18461 | 0.18335 | 0.18363 | 2.7544 | 0.003276 | 0.0022748 | 0.0033772 | 0.0032685 | 0.0068223 | 0.012343 | 0.031109 | 0.032939 | 0.013558 | 0.004785 | 0.0029961 | 0.0030636 | 0 | 0.038267 | 0.028362 | 0.045541 | 0.044714 | 0.09201 | 0.13579 | 0.23734 | 0.23832 | 0.13521 | 0.068361 | 0.038305 | 0.033104 | 5.2601
LO5Med | NR | UnitaryAC | Commercial | HVAC | 0.00010612 | 2.9427e-05 | 0.84545 | -7.3719 | Residential Care | UnitaryAC-NR-Residential Care | 0.0067519 | 0.014981 | 0.024981 | 0.036511 | 0.049575 | 0.064757 | 0.0813 | 0.098067 | 0.11371 | 0.12699 | 0.13706 | 0.14373 | 0.14745 | 0.14886 | 0.14824 | 0.15093 | 0.15049 | 0.15003 | 0.14979 | 0.14941 | 2.2412 | 0.0022067 | 0.0015323 | 0.0022748 | 0.0022016 | 0.0045954 | 0.0083144 | 0.020954 | 0.022187 | 0.0091328 | 0.0032231 | 0.0020181 | 0.0020636 | 0 | 0.025776 | 0.019104 | 0.030676 | 0.030119 | 0.061977 | 0.091469 | 0.15987 | 0.16053 | 0.091075 | 0.046047 | 0.025802 | 0.022298 | 3.8653
LO5Med | NR | UnitaryAC | Commercial | HVAC | 3.3121e-07 | 9.1844e-08 | 0.0026387 | 4609.0789 | Assembly | UnitaryAC-NR-Assembly | 9.1609e-05 | 0.00020318 | 0.00033868 | 0.0004948 | 0.00067158 | 0.00087691 | 0.0011005 | 0.001327 | 0.0015381 | 0.0017169 | 0.0018523 | 0.0019418 | 0.0019913 | 0.0020095 | 0.0020005 | 0.0020161 | 0.0020231 | 0.0019987 | 0.0019892 | 0.0019836 | 0.029753 | 6.8873e-06 | 4.7823e-06 | 7.1e-06 | 6.8714e-06 | 1.4343e-05 | 2.595e-05 | 6.5401e-05 | 6.9249e-05 | 2.8504e-05 | 1.006e-05 | 6.2988e-06 | 6.4406e-06 | 0 | 8.045e-05 | 5.9627e-05 | 9.5743e-05 | 9.4004e-05 | 0.00019344 | 0.00028548 | 0.00049897 | 0.00050103 | 0.00028426 | 0.00014372 | 8.0531e-05 | 6.9595e-05 | 0.012064
LO5Med | NR | UnitaryAC | Commercial | HVAC | 2.0471e-05 | 5.6764e-06 | 0.16309 | 53.1024 | Other | UnitaryAC-NR-Other | 0.0046996 | 0.010376 | 0.017217 | 0.02504 | 0.033832 | 0.043976 | 0.054938 | 0.065943 | 0.076088 | 0.084551 | 0.090805 | 0.094759 | 0.096736 | 0.097175 | 0.0963 | 0.097214 | 0.096841 | 0.09563 | 0.0947 | 0.094636 | 1.4195 | 0.00042567 | 0.00029557 | 0.00043881 | 0.00042469 | 0.00088645 | 0.0016038 | 0.0040421 | 0.0042799 | 0.0017617 | 0.00062173 | 0.00038929 | 0.00039806 | 0 | 0.0049722 | 0.0036852 | 0.0059174 | 0.0058099 | 0.011955 | 0.017644 | 0.030839 | 0.030966 | 0.017568 | 0.0088824 | 0.0049772 | 0.0043013 | 0.74561
LO5Med | New | UnitaryAC | Commercial | HVAC | 4.742e-05 | 1.3149e-05 | 0.37779 | 13.4601 | Large Off | UnitaryAC-New-Large Off | 0.0016362 | 0.0035354 | 0.0048303 | 0.0067235 | 0.0090598 | 0.013826 | 0.01906 | 0.025607 | 0.032002 | 0.035078 | 0.039856 | 0.043192 | 0.040582 | 0.045924 | 0.045915 | 0.049627 | 0.05011 | 0.056193 | 0.04683 | 0.049818 | 0.6194 | 0.00098607 | 0.0006847 | 0.0010165 | 0.0009838 | 0.0020535 | 0.0037153 | 0.0093635 | 0.0099145 | 0.004081 | 0.0014403 | 0.0009018 | 0.00092212 | 0 | 0.011518 | 0.0085369 | 0.013708 | 0.013459 | 0.027695 | 0.040873 | 0.071439 | 0.071733 | 0.040697 | 0.020576 | 0.01153 | 0.009964 | 1.5833
LO5Med | New | UnitaryAC | Commercial | HVAC | 4.3961e-05 | 1.219e-05 | 0.35023 | 13.0652 | Medium Off | UnitaryAC-New-Medium Off | 0.001848 | 0.0040579 | 0.0055252 | 0.0071221 | 0.0097685 | 0.015978 | 0.021479 | 0.028784 | 0.036006 | 0.037615 | 0.044877 | 0.048908 | 0.044794 | 0.052651 | 0.049269 | 0.055164 | 0.055217 | 0.061605 | 0.050134 | 0.053559 | 0.68436 | 0.00091413 | 0.00063474 | 0.00094235 | 0.00091202 | 0.0019036 | 0.0034442 | 0.0086804 | 0.0091912 | 0.0037833 | 0.0013352 | 0.00083601 | 0.00085484 | 0 | 0.010678 | 0.0079141 | 0.012708 | 0.012477 | 0.025674 | 0.037891 | 0.066227 | 0.066499 | 0.037728 | 0.019075 | 0.010689 | 0.009237 | 1.6012
LO5Med | New | UnitaryAC | Commercial | HVAC | 1.5067e-05 | 4.1779e-06 | 0.12003 | 200.288 | Small Off | UnitaryAC-New-Small Off | 0.00016557 | 0.0003675 | 0.00052013 | 0.0006946 | 0.00093949 | 0.0014824 | 0.0019571 | 0.0025972 | 0.0033572 | 0.00359 | 0.0041834 | 0.0045449 | 0.0042869 | 0.0048659 | 0.0046137 | 0.0050469 | 0.0050878 | 0.0055255 | 0.0047655 | 0.004992 | 0.063584 | 0.0003133 | 0.00021755 | 0.00032297 | 0.00031258 | 0.00065244 | 0.0011804 | 0.002975 | 0.0031501 | 0.0012966 | 0.00045761 | 0.00028653 | 0.00029298 | 0 | 0.0036596 | 0.0027124 | 0.0043553 | 0.0042762 | 0.0087993 | 0.012987 | 0.022698 | 0.022791 | 0.012931 | 0.0065376 | 0.0036633 | 0.0031658 | 0.25152
LO5Med | New | UnitaryAC | Commercial | HVAC | 8.8648e-05 | 2.4582e-05 | 0.70625 | -2.9503 | XLarge Ret | UnitaryAC-New-XLarge Ret | 0.0018291 | 0.0040472 | 0.0085774 | 0.018224 | 0.02301 | 0.039488 | 0.050553 | 0.049129 | 0.088239 | 0.091349 | 0.10785 | 0.10541 | 0.11721 | 0.11527 | 0.11759 | 0.11693 | 0.12205 | 0.10926 | 0.11026 | 0.10799 | 1.5043 | 0.0018434 | 0.00128 | 0.0019003 | 0.0018391 | 0.0038388 | 0.0069455 | 0.017504 | 0.018534 | 0.0076291 | 0.0026924 | 0.0016858 | 0.0017238 | 0 | 0.021532 | 0.015959 | 0.025625 | 0.02516 | 0.051773 | 0.07641 | 0.13355 | 0.1341 | 0.076081 | 0.038466 | 0.021554 | 0.018627 | 2.9598
LO5Med | New | UnitaryAC | Commercial | HVAC | 8.8648e-05 | 2.4582e-05 | 0.70625 | -4.5232 | Large Ret | UnitaryAC-New-Large Ret | 0.0014637 | 0.0032815 | 0.0060378 | 0.010751 | 0.014108 | 0.021847 | 0.027668 | 0.029465 | 0.050093 | 0.053221 | 0.061426 | 0.06148 | 0.066297 | 0.06647 | 0.066752 | 0.067065 | 0.068589 | 0.06422 | 0.065603 | 0.06486 | 0.8707 | 0.0018434 | 0.00128 | 0.0019003 | 0.0018391 | 0.0038388 | 0.0069455 | 0.017504 | 0.018534 | 0.0076291 | 0.0026924 | 0.0016858 | 0.0017238 | 0 | 0.021532 | 0.015959 | 0.025625 | 0.02516 | 0.051773 | 0.07641 | 0.13355 | 0.1341 | 0.076081 | 0.038466 | 0.021554 | 0.018627 | 3.2289
LO5Med | New | UnitaryAC | Commercial | HVAC | 4.0587e-05 | 1.1255e-05 | 0.32335 | 15.9651 | Medium Ret | UnitaryAC-New-Medium Ret | 0.00067715 | 0.0015127 | 0.0032006 | 0.0070883 | 0.0087736 | 0.015617 | 0.019862 | 0.019112 | 0.034645 | 0.035552 | 0.042536 | 0.041345 | 0.045877 | 0.044975 | 0.045658 | 0.045488 | 0.047541 | 0.04201 | 0.041803 | 0.040154 | 0.58343 | 0.00084398 | 0.00058603 | 0.00087004 | 0.00084203 | 0.0017576 | 0.0031799 | 0.0080143 | 0.0084859 | 0.003493 | 0.0012327 | 0.00077186 | 0.00078924 | 0 | 0.0098585 | 0.0073068 | 0.011732 | 0.011519 | 0.023704 | 0.034984 | 0.061145 | 0.061396 | 0.034833 | 0.017611 | 0.0098683 | 0.0085282 | 1.4783
LO5Med | New | UnitaryAC | Commercial | HVAC | 4.0587e-05 | 1.1255e-05 | 0.32335 | 60.6266 | Small Ret | UnitaryAC-New-Small Ret | 0.00012398 | 0.00027364 | 0.0005365 | 0.0010435 | 0.0013386 | 0.0022294 | 0.0028428 | 0.0028619 | 0.0050675 | 0.0053219 | 0.0062351 | 0.0062244 | 0.0067816 | 0.0067063 | 0.0067821 | 0.0067631 | 0.0070255 | 0.0063706 | 0.0064302 | 0.0062169 | 0.087175 | 0.00084398 | 0.00058603 | 0.00087004 | 0.00084203 | 0.0017576 | 0.0031799 | 0.0080143 | 0.0084859 | 0.003493 | 0.0012327 | 0.00077186 | 0.00078924 | 0 | 0.0098585 | 0.0073068 | 0.011732 | 0.011519 | 0.023704 | 0.034984 | 0.061145 | 0.061396 | 0.034833 | 0.017611 | 0.0098683 | 0.0085282 | 0.67757
LO5Med | New | UnitaryAC | Commercial | HVAC | 5.8078e-06 | 1.6105e-06 | 0.04627 | 242.2705 | School K-12 | UnitaryAC-New-School K-12 | 4.934e-05 | 0.00010932 | 0.00018319 | 0.00026849 | 0.00036467 | 0.00047077 | 0.00060264 | 0.00073522 | 0.0010425 | 0.0011751 | 0.0012695 | 0.0013877 | 0.0013957 | 0.0014036 | 0.0013988 | 0.0014382 | 0.0014089 | 0.0014452 | 0.0014723 | 0.0015201 | 0.019141 | 0.00012077 | 8.3858e-05 | 0.0001245 | 0.00012049 | 0.0002515 | 0.00045503 | 0.0011468 | 0.0012143 | 0.00049982 | 0.00017639 | 0.00011045 | 0.00011294 | 0 | 0.0014107 | 0.0010456 | 0.0016788 | 0.0016484 | 0.0033919 | 0.005006 | 0.0087495 | 0.0087855 | 0.0049844 | 0.0025201 | 0.0014121 | 0.0012203 | 0.21154
LO5Med | New | UnitaryAC | Commercial | HVAC | 1.7879e-05 | 4.9577e-06 | 0.14244 | 63.9646 | University | UnitaryAC-New-University | 5.9649e-05 | 0.00012725 | 0.00024449 | 0.00034761 | 0.00051647 | 0.00068786 | 0.00087711 | 0.0010377 | 0.0013128 | 0.0015574 | 0.0016154 | 0.0016959 | 0.0016142 | 0.0017033 | 0.0018216 | 0.0019654 | 0.0019118 | 0.0020283 | 0.0019111 | 0.0021099 | 0.025145 | 0.00037178 | 0.00025815 | 0.00038325 | 0.00037092 | 0.00077421 | 0.0014008 | 0.0035303 | 0.003738 | 0.0015387 | 0.00054301 | 0.00034 | 0.00034766 | 0 | 0.0043427 | 0.0032186 | 0.0051682 | 0.0050743 | 0.010442 | 0.01541 | 0.026934 | 0.027045 | 0.015344 | 0.0077578 | 0.004347 | 0.0037567 | 0.6512
LO5Med | New | UnitaryAC | Commercial | HVAC | 6.4914e-06 | 1.8e-06 | 0.051716 | 214.4574 | Warehouse | UnitaryAC-New-Warehouse | 5.6919e-05 | 0.00016099 | 0.00025705 | 0.00038229 | 0.00040064 | 0.00061257 | 0.00077746 | 0.00074991 | 0.0011154 | 0.0012651 | 0.0013657 | 0.0013662 | 0.0013563 | 0.0016067 | 0.0015937 | 0.0018489 | 0.0016149 | 0.0016598 | 0.0016465 | 0.0016225 | 0.02146 | 0.00013498 | 9.3729e-05 | 0.00013915 | 0.00013467 | 0.0002811 | 0.00050859 | 0.0012818 | 0.0013572 | 0.00055866 | 0.00019716 | 0.00012345 | 0.00012623 | 0 | 0.0015767 | 0.0011686 | 0.0018765 | 0.0018424 | 0.0037912 | 0.0055952 | 0.0097794 | 0.0098196 | 0.0055711 | 0.0028167 | 0.0015783 | 0.001364 | 0.23644
LO5Med | New | UnitaryAC | Commercial | HVAC | 1.1752e-05 | 3.2589e-06 | 0.09363 | 108.6856 | Supermarket | UnitaryAC-New-Supermarket | 7.4404e-05 | 0.00016715 | 0.00027455 | 0.00041661 | 0.00061923 | 0.00087116 | 0.0011409 | 0.0012013 | 0.0021033 | 0.0021635 | 0.0026318 | 0.0024235 | 0.0028409 | 0.0028793 | 0.0029807 | 0.0029865 | 0.0031514 | 0.0026554 | 0.0027775 | 0.0026845 | 0.037043 | 0.00024438 | 0.00016969 | 0.00025193 | 0.00024382 | 0.00050892 | 0.00092078 | 0.0023206 | 0.0024572 | 0.0010114 | 0.00035694 | 0.0002235 | 0.00022853 | 0 | 0.0028546 | 0.0021157 | 0.0033972 | 0.0033355 | 0.0068637 | 0.01013 | 0.017705 | 0.017778 | 0.010086 | 0.0050995 | 0.0028575 | 0.0024694 | 0.42806
LO5Med | New | UnitaryAC | Commercial | HVAC | 1.1752e-05 | 3.2589e-06 | 0.09363 | 262.9258 | MiniMart | UnitaryAC-New-MiniMart | 1.5221e-05 | 3.343e-05 | 5.6449e-05 | 8.1315e-05 | 0.00026812 | 0.00038644 | 0.00047715 | 0.00050625 | 0.00085083 | 0.00088276 | 0.0010004 | 0.0010184 | 0.0010855 | 0.0011212 | 0.0011245 | 0.0011062 | 0.0011631 | 0.0010419 | 0.0010767 | 0.0011257 | 0.014422 | 0.00024438 | 0.00016969 | 0.00025193 | 0.00024382 | 0.00050892 | 0.00092078 | 0.0023206 | 0.0024572 | 0.0010114 | 0.00035694 | 0.0002235 | 0.00022853 | 0 | 0.0028546 | 0.0021157 | 0.0033972 | 0.0033355 | 0.0068637 | 0.01013 | 0.017705 | 0.017778 | 0.010086 | 0.0050995 | 0.0028575 | 0.0024694 | 0.19619
LO5Med | New | UnitaryAC | Commercial | HVAC | 7.8997e-05 | 2.1906e-05 | 0.62936 | -2.4094 | Restaurant | UnitaryAC-New-Restaurant | 0.0010831 | 0.0021501 | 0.0033598 | 0.00496 | 0.0070985 | 0.010465 | 0.01308 | 0.012833 | 0.023943 | 0.024789 | 0.031587 | 0.029195 | 0.035674 | 0.032614 | 0.036253 | 0.03575 | 0.039843 | 0.035629 | 0.038767 | 0.033711 | 0.45279 | 0.0016427 | 0.0011406 | 0.0016934 | 0.0016389 | 0.0034209 | 0.0061893 | 0.015599 | 0.016517 | 0.0067986 | 0.0023993 | 0.0015023 | 0.0015362 | 0 | 0.019188 | 0.014222 | 0.022836 | 0.022421 | 0.046136 | 0.068091 | 0.11901 | 0.1195 | 0.067798 | 0.034278 | 0.019207 | 0.016599 | 2.8774
LO5Med | New | UnitaryAC | Commercial | HVAC | 0.00014431 | 4.0016e-05 | 1.1497 | -10.2304 | Lodging | UnitaryAC-New-Lodging | 0.00080357 | 0.0014601 | 0.0021119 | 0.0030886 | 0.0046628 | 0.0071953 | 0.0092609 | 0.0088336 | 0.018321 | 0.017831 | 0.024204 | 0.020968 | 0.028527 | 0.022792 | 0.029529 | 0.028437 | 0.030136 | 0.028671 | 0.033467 | 0.027129 | 0.34743 | 0.0030008 | 0.0020836 | 0.0030934 | 0.0029938 | 0.006249 | 0.011306 | 0.028495 | 0.030171 | 0.012419 | 0.0043829 | 0.0027443 | 0.0028061 | 0 | 0.035052 | 0.025979 | 0.041715 | 0.040957 | 0.084279 | 0.12438 | 0.2174 | 0.21829 | 0.12385 | 0.062617 | 0.035087 | 0.030322 | 4.8182
LO5Med | New | UnitaryAC | Commercial | HVAC | 0.00013129 | 3.6406e-05 | 1.046 | -9.0805 | Hospital | UnitaryAC-New-Hospital | 0.0026419 | 0.0073112 | 0.013369 | 0.018454 | 0.029144 | 0.043798 | 0.051025 | 0.051473 | 0.064124 | 0.07741 | 0.079572 | 0.078995 | 0.074407 | 0.074515 | 0.076875 | 0.087088 | 0.087748 | 0.087612 | 0.091282 | 0.094404 | 1.1912 | 0.00273 | 0.0018956 | 0.0028143 | 0.0027237 | 0.0056852 | 0.010286 | 0.025924 | 0.027449 | 0.011299 | 0.0039875 | 0.0024967 | 0.002553 | 0 | 0.031889 | 0.023635 | 0.037951 | 0.037262 | 0.076675 | 0.11316 | 0.19779 | 0.1986 | 0.11267 | 0.056967 | 0.031921 | 0.027586 | 4.3835
LO5Med | New | UnitaryAC | Commercial | HVAC | 6.102e-05 | 1.6921e-05 | 0.48614 | 3.3107 | Residential Care | UnitaryAC-New-Residential Care | 0.0010628 | 0.0025106 | 0.0044183 | 0.0072142 | 0.010525 | 0.01576 | 0.017304 | 0.017763 | 0.021378 | 0.02605 | 0.026607 | 0.026056 | 0.023362 | 0.024374 | 0.024358 | 0.028649 | 0.02724 | 0.028766 | 0.02927 | 0.031322 | 0.39399 | 0.0012689 | 0.00088106 | 0.001308 | 0.0012659 | 0.0026424 | 0.0047808 | 0.012049 | 0.012758 | 0.0052514 | 0.0018533 | 0.0011604 | 0.0011866 | 0 | 0.014822 | 0.010985 | 0.017639 | 0.017319 | 0.035637 | 0.052596 | 0.091927 | 0.092305 | 0.052369 | 0.026477 | 0.014836 | 0.012822 | 2.2226
LO5Med | New | UnitaryAC | Commercial | HVAC | 6.102e-05 | 1.6921e-05 | 0.48614 | 3.3107 | Assembly | UnitaryAC-New-Assembly | 0.0025561 | 0.0095109 | 0.0099952 | 0.01455 | 0.022966 | 0.037716 | 0.053119 | 0.070339 | 0.09431 | 0.10535 | 0.10876 | 0.10852 | 0.12628 | 0.12907 | 0.1316 | 0.13792 | 0.14278 | 0.14584 | 0.13415 | 0.13633 | 1.7217 | 0.0012689 | 0.00088106 | 0.001308 | 0.0012659 | 0.0026424 | 0.0047808 | 0.012049 | 0.012758 | 0.0052514 | 0.0018533 | 0.0011604 | 0.0011866 | 0 | 0.014822 | 0.010985 | 0.017639 | 0.017319 | 0.035637 | 0.052596 | 0.091927 | 0.092305 | 0.052369 | 0.026477 | 0.014836 | 0.012822 | 2.2226
LO5Med | New | UnitaryAC | Commercial | HVAC | 6.102e-05 | 1.6921e-05 | 0.48614 | 3.3107 | Other | UnitaryAC-New-Other | 0.0029889 | 0.0085697 | 0.012237 | 0.017423 | 0.034473 | 0.04715 | 0.051814 | 0.057797 | 0.085357 | 0.09553 | 0.10518 | 0.09709 | 0.096971 | 0.097253 | 0.10403 | 0.097992 | 0.11278 | 0.12614 | 0.10785 | 0.11063 | 1.4693 | 0.0012689 | 0.00088106 | 0.001308 | 0.0012659 | 0.0026424 | 0.0047808 | 0.012049 | 0.012758 | 0.0052514 | 0.0018533 | 0.0011604 | 0.0011866 | 0 | 0.014822 | 0.010985 | 0.017639 | 0.017319 | 0.035637 | 0.052596 | 0.091927 | 0.092305 | 0.052369 | 0.026477 | 0.014836 | 0.012822 | 2.2226
LO3Slow | NR | VHE-DOAS | Commercial | HVAC | 0.00064837 | 0.00048004 | 7.3548 | 39.6881 | Large Off | VHE-DOAS-NR-Large Off | 0 | 0 | 0 | 0 | 0 | 0 | 0 | 0 | 0 | 0 | 0 | 0 | 0 | 0 | 0 | 0 | 0 | 0 | 0 | 0 | 0 | 0.11028 | 0.099064 | 0.10525 | 0.10132 | 0.092665 | 0.084358 | 0.083381 | 0.081177 | 0.084603 | 0.098687 | 0.099223 | 0.11041 | 0 | 0.54829 | 0.48414 | 0.53311 | 0.50999 | 0.52339 | 0.50932 | 0.51378 | 0.50283 | 0.5009 | 0.52773 | 0.50511 | 0.54583 | 0.80759
LO3Slow | NR | VHE-DOAS | Commercial | HVAC | 0.00064841 | 0.00048007 | 7.3554 | 39.6842 | Medium Off | VHE-DOAS-NR-Medium Off | 0.0031483 | 0.0080729 | 0.017887 | 0.034999 | 0.061516 | 0.09849 | 0.14535 | 0.19975 | 0.25804 | 0.31598 | 0.36966 | 0.41621 | 0.45409 | 0.48307 | 0.50392 | 0.51796 | 0.52675 | 0.53173 | 0.53411 | 0.53537 | 8.0629 | 0.11029 | 0.099071 | 0.10526 | 0.10133 | 0.092671 | 0.084364 | 0.083387 | 0.081182 | 0.084608 | 0.098694 | 0.09923 | 0.11041 | 0 | 0.54833 | 0.48417 | 0.53315 | 0.51002 | 0.52342 | 0.50935 | 0.51382 | 0.50287 | 0.50094 | 0.52776 | 0.50515 | 0.54587 | 0.80765
LO3Slow | NR | VHE-DOAS | Commercial | HVAC | 0.0006401 | 0.00047392 | 7.2611 | 40.4052 | Small Off | VHE-DOAS-NR-Small Off | 0.0077227 | 0.019802 | 0.043876 | 0.085851 | 0.1509 | 0.24159 | 0.35653 | 0.48999 | 0.63296 | 0.77508 | 0.90676 | 1.0209 | 1.1139 | 1.185 | 1.2361 | 1.2705 | 1.2921 | 1.3043 | 1.3102 | 1.3133 | 19.7779 | 0.10888 | 0.097801 | 0.10391 | 0.10003 | 0.091483 | 0.083282 | 0.082318 | 0.080142 | 0.083524 | 0.097429 | 0.097958 | 0.109 | 0 | 0.5413 | 0.47797 | 0.52632 | 0.50349 | 0.51671 | 0.50282 | 0.50723 | 0.49642 | 0.49452 | 0.521 | 0.49867 | 0.53887 | 0.7973
LO3Slow | NR | VHE-DOAS | Commercial | HVAC | 0.0005686 | 0.00042098 | 6.4499 | 59.6732 | XLarge Ret | VHE-DOAS-NR-XLarge Ret | 0 | 0 | 0 | 0 | 0 | 0 | 0 | 0 | 0 | 0 | 0 | 0 | 0 | 0 | 0 | 0 | 0 | 0 | 0 | 0 | 0 | 0.096714 | 0.086876 | 0.092301 | 0.088854 | 0.081263 | 0.073979 | 0.073122 | 0.071189 | 0.074193 | 0.086545 | 0.087015 | 0.096823 | 0 | 0.48083 | 0.42457 | 0.46752 | 0.44724 | 0.45899 | 0.44665 | 0.45057 | 0.44097 | 0.43928 | 0.4628 | 0.44296 | 0.47867 | 0.59385
LO3Slow | NR | VHE-DOAS | Commercial | HVAC | 0.0005686 | 0.00042098 | 6.4499 | 59.6732 | Large Ret | VHE-DOAS-NR-Large Ret | 0 | 0 | 0 | 0 | 0 | 0 | 0 | 0 | 0 | 0 | 0 | 0 | 0 | 0 | 0 | 0 | 0 | 0 | 0 | 0 | 0 | 0.096714 | 0.086876 | 0.092301 | 0.088854 | 0.081263 | 0.073979 | 0.073122 | 0.071189 | 0.074193 | 0.086545 | 0.087015 | 0.096823 | 0 | 0.48083 | 0.42457 | 0.46752 | 0.44724 | 0.45899 | 0.44665 | 0.45057 | 0.44097 | 0.43928 | 0.4628 | 0.44296 | 0.47867 | 0.59385
LO3Slow | NR | VHE-DOAS | Commercial | HVAC | 0.00056822 | 0.0004207 | 6.4456 | 59.7237 | Medium Ret | VHE-DOAS-NR-Medium Ret | 0.0018273 | 0.004678 | 0.010348 | 0.020216 | 0.035475 | 0.056707 | 0.08355 | 0.11464 | 0.14786 | 0.18076 | 0.21113 | 0.23734 | 0.25853 | 0.27458 | 0.28597 | 0.29347 | 0.29797 | 0.30031 | 0.30117 | 0.3014 | 4.5391 | 0.096649 | 0.086817 | 0.092239 | 0.088795 | 0.081209 | 0.073929 | 0.073074 | 0.071141 | 0.074144 | 0.086487 | 0.086957 | 0.096758 | 0 | 0.48051 | 0.42429 | 0.46721 | 0.44694 | 0.45868 | 0.44636 | 0.45027 | 0.44067 | 0.43898 | 0.46249 | 0.44267 | 0.47835 | 0.59345
LO3Slow | NR | VHE-DOAS | Commercial | HVAC | 0.00056822 | 0.0004207 | 6.4456 | 59.7237 | Small Ret | VHE-DOAS-NR-Small Ret | 0.001254 | 0.0032104 | 0.0071018 | 0.013873 | 0.024346 | 0.038916 | 0.057338 | 0.078675 | 0.10147 | 0.12405 | 0.14489 | 0.16288 | 0.17742 | 0.18844 | 0.19625 | 0.2014 | 0.20449 | 0.20609 | 0.20668 | 0.20684 | 3.115 | 0.096649 | 0.086817 | 0.092239 | 0.088795 | 0.081209 | 0.073929 | 0.073074 | 0.071141 | 0.074144 | 0.086487 | 0.086957 | 0.096758 | 0 | 0.48051 | 0.42429 | 0.46721 | 0.44694 | 0.45868 | 0.44636 | 0.45027 | 0.44067 | 0.43898 | 0.46249 | 0.44267 | 0.47835 | 0.59345
LO3Slow | NR | VHE-DOAS | Commercial | HVAC | 0.00083151 | 0.00061564 | 9.4323 | 49.4709 | School K-12 | VHE-DOAS-NR-School K-12 | 0.0035347 | 0.0090719 | 0.020119 | 0.039401 | 0.069316 | 0.11108 | 0.16407 | 0.22569 | 0.29181 | 0.35765 | 0.41879 | 0.47196 | 0.51538 | 0.54877 | 0.57296 | 0.58946 | 0.6 | 0.60622 | 0.60949 | 0.61148 | 9.2091 | 0.14143 | 0.12705 | 0.13498 | 0.12994 | 0.11884 | 0.10819 | 0.10693 | 0.10411 | 0.1085 | 0.12656 | 0.12725 | 0.14159 | 0 | 0.70316 | 0.62089 | 0.6837 | 0.65404 | 0.67122 | 0.65318 | 0.6589 | 0.64486 | 0.64239 | 0.67679 | 0.64779 | 0.70001 | 0.68662
LO3Slow | NR | VHE-DOAS | Commercial | HVAC | 0.00082879 | 0.00061362 | 9.4014 | 49.6852 | University | VHE-DOAS-NR-University | 0.0013463 | 0.0034543 | 0.0076583 | 0.014994 | 0.026369 | 0.042244 | 0.062379 | 0.085782 | 0.11088 | 0.13586 | 0.15903 | 0.17917 | 0.19559 | 0.2082 | 0.21731 | 0.2235 | 0.22743 | 0.22972 | 0.23089 | 0.23158 | 3.4876 | 0.14097 | 0.12663 | 0.13454 | 0.12951 | 0.11845 | 0.10783 | 0.10658 | 0.10377 | 0.10814 | 0.12615 | 0.12683 | 0.14113 | 0 | 0.70086 | 0.61886 | 0.68146 | 0.6519 | 0.66903 | 0.65105 | 0.65675 | 0.64275 | 0.64029 | 0.67458 | 0.64567 | 0.69772 | 0.68437
LO3Slow | NR | VHE-DOAS | Commercial | HVAC | 0.00030333 | 0.00022458 | 3.4408 | 125.7076 | Warehouse | VHE-DOAS-NR-Warehouse | 0 | 0 | 0 | 0 | 0 | 0 | 0 | 0 | 0 | 0 | 0 | 0 | 0 | 0 | 0 | 0 | 0 | 0 | 0 | 0 | 0 | 0.051594 | 0.046345 | 0.049239 | 0.047401 | 0.043351 | 0.039465 | 0.039008 | 0.037977 | 0.03958 | 0.046169 | 0.04642 | 0.051652 | 0 | 0.25651 | 0.2265 | 0.24941 | 0.23859 | 0.24486 | 0.23828 | 0.24036 | 0.23524 | 0.23434 | 0.24689 | 0.23631 | 0.25536 | 0.3168
LO3Slow | NR | VHE-DOAS | Commercial | HVAC | 0.00030319 | 0.00022448 | 3.4393 | 125.7707 | Supermarket | VHE-DOAS-NR-Supermarket | 0 | 0 | 0 | 0 | 0 | 0 | 0 | 0 | 0 | 0 | 0 | 0 | 0 | 0 | 0 | 0 | 0 | 0 | 0 | 0 | 0 | 0.051571 | 0.046325 | 0.049218 | 0.04738 | 0.043332 | 0.039448 | 0.038991 | 0.03796 | 0.039562 | 0.046149 | 0.046399 | 0.051629 | 0 | 0.25639 | 0.2264 | 0.2493 | 0.23848 | 0.24475 | 0.23817 | 0.24026 | 0.23514 | 0.23423 | 0.24678 | 0.2362 | 0.25524 | 0.31666
LO3Slow | NR | VHE-DOAS | Commercial | HVAC | 0.00030319 | 0.00022448 | 3.4393 | 125.7707 | MiniMart | VHE-DOAS-NR-MiniMart | 0 | 0 | 0 | 0 | 0 | 0 | 0 | 0 | 0 | 0 | 0 | 0 | 0 | 0 | 0 | 0 | 0 | 0 | 0 | 0 | 0 | 0.051571 | 0.046325 | 0.049218 | 0.04738 | 0.043332 | 0.039448 | 0.038991 | 0.03796 | 0.039562 | 0.046149 | 0.046399 | 0.051629 | 0 | 0.25639 | 0.2264 | 0.2493 | 0.23848 | 0.24475 | 0.23817 | 0.24026 | 0.23514 | 0.23423 | 0.24678 | 0.2362 | 0.25524 | 0.31666
LO3Slow | NR | VHE-DOAS | Commercial | HVAC | 0.00065629 | 0.00048591 | 7.4447 | 39.0178 | Restaurant | VHE-DOAS-NR-Restaurant | 0 | 0 | 0 | 0 | 0 | 0 | 0 | 0 | 0 | 0 | 0 | 0 | 0 | 0 | 0 | 0 | 0 | 0 | 0 | 0 | 0 | 0.11163 | 0.10027 | 0.10654 | 0.10256 | 0.093797 | 0.085389 | 0.0844 | 0.082169 | 0.085636 | 0.099893 | 0.10044 | 0.11176 | 0 | 0.55499 | 0.49006 | 0.53963 | 0.51622 | 0.52978 | 0.51554 | 0.52006 | 0.50898 | 0.50703 | 0.53418 | 0.51128 | 0.5525 | 0.81746
LO3Slow | NR | VHE-DOAS | Commercial | HVAC | 0.00065334 | 0.00048372 | 7.4112 | 39.2659 | Lodging | VHE-DOAS-NR-Lodging | 0.0010424 | 0.0026711 | 0.0059142 | 0.011564 | 0.020311 | 0.032496 | 0.047922 | 0.065815 | 0.08496 | 0.10396 | 0.12154 | 0.13675 | 0.14909 | 0.15849 | 0.16522 | 0.1697 | 0.17246 | 0.17397 | 0.17463 | 0.17492 | 2.6343 | 0.11113 | 0.099823 | 0.10606 | 0.1021 | 0.093375 | 0.085004 | 0.08402 | 0.081799 | 0.085251 | 0.099444 | 0.099984 | 0.11125 | 0 | 0.55249 | 0.48785 | 0.5372 | 0.5139 | 0.5274 | 0.51322 | 0.51772 | 0.50669 | 0.50474 | 0.53177 | 0.50898 | 0.55001 | 0.81378
LO3Slow | NR | VHE-DOAS | Commercial | HVAC | 0.00065526 | 0.00048514 | 7.433 | 39.1046 | Hospital | VHE-DOAS-NR-Hospital | 0 | 0 | 0 | 0 | 0 | 0 | 0 | 0 | 0 | 0 | 0 | 0 | 0 | 0 | 0 | 0 | 0 | 0 | 0 | 0 | 0 | 0.11145 | 0.10012 | 0.10637 | 0.1024 | 0.093649 | 0.085254 | 0.084267 | 0.082039 | 0.085501 | 0.099736 | 0.10028 | 0.11158 | 0 | 0.55411 | 0.48928 | 0.53877 | 0.51541 | 0.52895 | 0.51473 | 0.51924 | 0.50817 | 0.50623 | 0.53333 | 0.51048 | 0.55163 | 0.81617
LO3Slow | NR | VHE-DOAS | Commercial | HVAC | 0.00064653 | 0.00047868 | 7.334 | 39.8457 | Residential Care | VHE-DOAS-NR-Residential Care | 0.002918 | 0.007474 | 0.016542 | 0.032331 | 0.056764 | 0.090782 | 0.13382 | 0.18371 | 0.23706 | 0.28996 | 0.33885 | 0.3811 | 0.41533 | 0.44135 | 0.45988 | 0.47218 | 0.47966 | 0.48366 | 0.4853 | 0.48591 | 7.3179 | 0.10997 | 0.098784 | 0.10495 | 0.10103 | 0.092402 | 0.084119 | 0.083145 | 0.080947 | 0.084363 | 0.098408 | 0.098942 | 0.11009 | 0 | 0.54674 | 0.48277 | 0.5316 | 0.50855 | 0.52191 | 0.50788 | 0.51233 | 0.50141 | 0.49949 | 0.52623 | 0.50368 | 0.54429 | 0.80531
LO3Slow | NR | VHE-DOAS | Commercial | HVAC | 0.0005736 | 0.00042468 | 6.5067 | 59.0148 | Assembly | VHE-DOAS-NR-Assembly | 0.0044395 | 0.011367 | 0.025148 | 0.049132 | 0.086229 | 0.13785 | 0.20313 | 0.27875 | 0.35955 | 0.43962 | 0.51355 | 0.57735 | 0.62896 | 0.66811 | 0.69589 | 0.71422 | 0.72525 | 0.73102 | 0.73321 | 0.73384 | 11.0518 | 0.097564 | 0.08764 | 0.093113 | 0.089635 | 0.081978 | 0.074629 | 0.073766 | 0.071815 | 0.074846 | 0.087307 | 0.087781 | 0.097674 | 0 | 0.48506 | 0.42831 | 0.47163 | 0.45118 | 0.46303 | 0.45058 | 0.45453 | 0.44484 | 0.44314 | 0.46687 | 0.44686 | 0.48288 | 0.59907
LO3Slow | NR | VHE-DOAS | Commercial | HVAC | 0.0005736 | 0.00042468 | 6.5067 | 59.0148 | Other | VHE-DOAS-NR-Other | 0.0055769 | 0.014214 | 0.031305 | 0.060884 | 0.10637 | 0.16928 | 0.24831 | 0.3392 | 0.43554 | 0.53012 | 0.61646 | 0.68991 | 0.74817 | 0.79113 | 0.8203 | 0.83809 | 0.84718 | 0.85004 | 0.84872 | 0.8456 | 12.7349 | 0.097564 | 0.08764 | 0.093113 | 0.089635 | 0.081978 | 0.074629 | 0.073766 | 0.071815 | 0.074846 | 0.087307 | 0.087781 | 0.097674 | 0 | 0.48506 | 0.42831 | 0.47163 | 0.45118 | 0.46303 | 0.45058 | 0.45453 | 0.44484 | 0.44314 | 0.46687 | 0.44686 | 0.48288 | 0.59907
LO3Slow | New | VHE-DOAS | Commercial | HVAC | 0.00022168 | 0.00016413 | 2.5147 | 74.4476 | Large Off | VHE-DOAS-New-Large Off | 0 | 0 | 0 | 0 | 0 | 0 | 0 | 0 | 0 | 0 | 0 | 0 | 0 | 0 | 0 | 0 | 0 | 0 | 0 | 0 | 0 | 0.037706 | 0.03387 | 0.035986 | 0.034642 | 0.031682 | 0.028842 | 0.028509 | 0.027755 | 0.028926 | 0.033742 | 0.033925 | 0.037749 | 0 | 0.18746 | 0.16553 | 0.18227 | 0.17437 | 0.17895 | 0.17414 | 0.17566 | 0.17192 | 0.17126 | 0.18043 | 0.1727 | 0.18662 | 0.49667
LO3Slow | New | VHE-DOAS | Commercial | HVAC | 0.00022169 | 0.00016414 | 2.5148 | 74.4421 | Medium Off | VHE-DOAS-New-Medium Off | 0.00065402 | 0.0016579 | 0.0029961 | 0.0051647 | 0.0091596 | 0.018343 | 0.028953 | 0.044159 | 0.061468 | 0.070337 | 0.090861 | 0.1062 | 0.10332 | 0.12784 | 0.12517 | 0.14448 | 0.14751 | 0.16664 | 0.13663 | 0.14675 | 1.5383 | 0.037708 | 0.033873 | 0.035988 | 0.034644 | 0.031684 | 0.028844 | 0.02851 | 0.027756 | 0.028928 | 0.033744 | 0.033927 | 0.037751 | 0 | 0.18747 | 0.16554 | 0.18228 | 0.17438 | 0.17896 | 0.17415 | 0.17567 | 0.17193 | 0.17127 | 0.18044 | 0.17271 | 0.18663 | 0.4967
LO3Slow | New | VHE-DOAS | Commercial | HVAC | 0.00021922 | 0.0001623 | 2.4867 | 75.4623 | Small Off | VHE-DOAS-New-Small Off | 0.00040263 | 0.0010317 | 0.001938 | 0.0034609 | 0.0060529 | 0.011693 | 0.018126 | 0.027377 | 0.039381 | 0.046126 | 0.058199 | 0.067808 | 0.067943 | 0.081179 | 0.080534 | 0.090824 | 0.093393 | 0.1027 | 0.089236 | 0.093979 | 0.98138 | 0.037287 | 0.033494 | 0.035586 | 0.034257 | 0.03133 | 0.028522 | 0.028192 | 0.027446 | 0.028605 | 0.033367 | 0.033548 | 0.037329 | 0 | 0.18538 | 0.16369 | 0.18025 | 0.17243 | 0.17696 | 0.1722 | 0.17371 | 0.17001 | 0.16936 | 0.17843 | 0.17078 | 0.18455 | 0.49115
LO3Slow | New | VHE-DOAS | Commercial | HVAC | 0.0003056 | 0.00022626 | 3.4667 | 59.0967 | XLarge Ret | VHE-DOAS-New-XLarge Ret | 0 | 0 | 0 | 0 | 0 | 0 | 0 | 0 | 0 | 0 | 0 | 0 | 0 | 0 | 0 | 0 | 0 | 0 | 0 | 0 | 0 | 0.051981 | 0.046693 | 0.049609 | 0.047757 | 0.043677 | 0.039762 | 0.039301 | 0.038262 | 0.039877 | 0.046516 | 0.046768 | 0.05204 | 0 | 0.25843 | 0.2282 | 0.25128 | 0.24038 | 0.2467 | 0.24006 | 0.24217 | 0.23701 | 0.2361 | 0.24874 | 0.23808 | 0.25727 | 0.59841
LO3Slow | New | VHE-DOAS | Commercial | HVAC | 0.0003056 | 0.00022626 | 3.4667 | 59.0967 | Large Ret | VHE-DOAS-New-Large Ret | 0 | 0 | 0 | 0 | 0 | 0 | 0 | 0 | 0 | 0 | 0 | 0 | 0 | 0 | 0 | 0 | 0 | 0 | 0 | 0 | 0 | 0.051981 | 0.046693 | 0.049609 | 0.047757 | 0.043677 | 0.039762 | 0.039301 | 0.038262 | 0.039877 | 0.046516 | 0.046768 | 0.05204 | 0 | 0.25843 | 0.2282 | 0.25128 | 0.24038 | 0.2467 | 0.24006 | 0.24217 | 0.23701 | 0.2361 | 0.24874 | 0.23808 | 0.25727 | 0.59841
LO3Slow | New | VHE-DOAS | Commercial | HVAC | 0.00030541 | 0.00022612 | 3.4644 | 59.1449 | Medium Ret | VHE-DOAS-New-Medium Ret | 0.00030353 | 0.00078279 | 0.0021982 | 0.0065104 | 0.01042 | 0.022709 | 0.03391 | 0.037136 | 0.074913 | 0.084201 | 0.10908 | 0.11371 | 0.13403 | 0.13831 | 0.14691 | 0.1509 | 0.16086 | 0.14393 | 0.14429 | 0.13935 | 1.6544 | 0.051948 | 0.046663 | 0.049577 | 0.047726 | 0.043649 | 0.039736 | 0.039276 | 0.038237 | 0.039851 | 0.046486 | 0.046738 | 0.052006 | 0 | 0.25827 | 0.22805 | 0.25112 | 0.24023 | 0.24654 | 0.23991 | 0.24201 | 0.23685 | 0.23595 | 0.24858 | 0.23793 | 0.25711 | 0.59803
LO3Slow | New | VHE-DOAS | Commercial | HVAC | 0.00030541 | 0.00022612 | 3.4644 | 59.1449 | Small Ret | VHE-DOAS-New-Small Ret | 9.1447e-05 | 0.00023301 | 0.00060634 | 0.0015771 | 0.002616 | 0.0053343 | 0.0079865 | 0.0091507 | 0.018031 | 0.020741 | 0.026311 | 0.028169 | 0.032602 | 0.033937 | 0.03591 | 0.036918 | 0.039118 | 0.035914 | 0.036523 | 0.035501 | 0.40727 | 0.051948 | 0.046663 | 0.049577 | 0.047726 | 0.043649 | 0.039736 | 0.039276 | 0.038237 | 0.039851 | 0.046486 | 0.046738 | 0.052006 | 0 | 0.25827 | 0.22805 | 0.25112 | 0.24023 | 0.24654 | 0.23991 | 0.24201 | 0.23685 | 0.23595 | 0.24858 | 0.23793 | 0.25711 | 0.59803
LO3Slow | New | VHE-DOAS | Commercial | HVAC | 0.00033056 | 0.00024474 | 3.7497 | 31.4699 | School K-12 | VHE-DOAS-New-School K-12 | 0.0002055 | 0.00052566 | 0.0011691 | 0.0022913 | 0.0040241 | 0.0063604 | 0.0095601 | 0.013274 | 0.020945 | 0.025859 | 0.030249 | 0.035462 | 0.037889 | 0.040109 | 0.041819 | 0.04433 | 0.044296 | 0.046006 | 0.047221 | 0.049017 | 0.50061 | 0.056226 | 0.050506 | 0.05366 | 0.051656 | 0.047243 | 0.043008 | 0.042511 | 0.041386 | 0.043133 | 0.050314 | 0.050587 | 0.056289 | 0 | 0.27954 | 0.24683 | 0.2718 | 0.26001 | 0.26684 | 0.25967 | 0.26194 | 0.25636 | 0.25538 | 0.26905 | 0.25752 | 0.27828 | 0.9479
LO3Slow | New | VHE-DOAS | Commercial | HVAC | 0.0003299 | 0.00024425 | 3.7422 | 31.5649 | University | VHE-DOAS-New-University | 6.2787e-05 | 0.00015463 | 0.00039432 | 0.00074973 | 0.0014403 | 0.0023487 | 0.0035165 | 0.0047349 | 0.0066656 | 0.0086613 | 0.0097279 | 0.010952 | 0.011074 | 0.012301 | 0.013764 | 0.01531 | 0.015191 | 0.016318 | 0.01549 | 0.017194 | 0.16605 | 0.056113 | 0.050405 | 0.053553 | 0.051553 | 0.047149 | 0.042922 | 0.042425 | 0.041303 | 0.043047 | 0.050213 | 0.050486 | 0.056176 | 0 | 0.27897 | 0.24634 | 0.27125 | 0.25949 | 0.2663 | 0.25915 | 0.26142 | 0.25585 | 0.25487 | 0.26851 | 0.25701 | 0.27772 | 0.946
LO3Slow | New | VHE-DOAS | Commercial | HVAC | 0.00030555 | 0.00022622 | 3.466 | 59.1105 | Warehouse | VHE-DOAS-New-Warehouse | 0 | 0 | 0 | 0 | 0 | 0 | 0 | 0 | 0 | 0 | 0 | 0 | 0 | 0 | 0 | 0 | 0 | 0 | 0 | 0 | 0 | 0.051971 | 0.046685 | 0.0496 | 0.047748 | 0.043669 | 0.039754 | 0.039294 | 0.038255 | 0.03987 | 0.046507 | 0.04676 | 0.05203 | 0 | 0.25838 | 0.22815 | 0.25123 | 0.24034 | 0.24665 | 0.24002 | 0.24212 | 0.23696 | 0.23606 | 0.24869 | 0.23804 | 0.25723 | 0.5983
LO3Slow | New | VHE-DOAS | Commercial | HVAC | 0.00030542 | 0.00022613 | 3.4645 | 59.1426 | Supermarket | VHE-DOAS-New-Supermarket | 0 | 0 | 0 | 0 | 0 | 0 | 0 | 0 | 0 | 0 | 0 | 0 | 0 | 0 | 0 | 0 | 0 | 0 | 0 | 0 | 0 | 0.051949 | 0.046665 | 0.049579 | 0.047727 | 0.04365 | 0.039737 | 0.039277 | 0.038239 | 0.039852 | 0.046487 | 0.04674 | 0.052008 | 0 | 0.25827 | 0.22806 | 0.25113 | 0.24023 | 0.24654 | 0.23992 | 0.24202 | 0.23686 | 0.23595 | 0.24859 | 0.23794 | 0.25712 | 0.59805
LO3Slow | New | VHE-DOAS | Commercial | HVAC | 0.00030542 | 0.00022613 | 3.4645 | 59.1426 | MiniMart | VHE-DOAS-New-MiniMart | 0 | 0 | 0 | 0 | 0 | 0 | 0 | 0 | 0 | 0 | 0 | 0 | 0 | 0 | 0 | 0 | 0 | 0 | 0 | 0 | 0 | 0.051949 | 0.046665 | 0.049579 | 0.047727 | 0.04365 | 0.039737 | 0.039277 | 0.038239 | 0.039852 | 0.046487 | 0.04674 | 0.052008 | 0 | 0.25827 | 0.22806 | 0.25113 | 0.24023 | 0.24654 | 0.23992 | 0.24202 | 0.23686 | 0.23595 | 0.24859 | 0.23794 | 0.25712 | 0.59805
LO3Slow | New | VHE-DOAS | Commercial | HVAC | 0.00022404 | 0.00016588 | 2.5414 | 73.496 | Restaurant | VHE-DOAS-New-Restaurant | 0 | 0 | 0 | 0 | 0 | 0 | 0 | 0 | 0 | 0 | 0 | 0 | 0 | 0 | 0 | 0 | 0 | 0 | 0 | 0 | 0 | 0.038108 | 0.034231 | 0.036369 | 0.035011 | 0.03202 | 0.02915 | 0.028812 | 0.02805 | 0.029234 | 0.034101 | 0.034286 | 0.038151 | 0 | 0.18946 | 0.16729 | 0.18422 | 0.17623 | 0.18085 | 0.17599 | 0.17754 | 0.17375 | 0.17309 | 0.18235 | 0.17454 | 0.18861 | 0.50196
LO3Slow | New | VHE-DOAS | Commercial | HVAC | 0.00031004 | 0.00022955 | 3.5169 | 58.0255 | Lodging | VHE-DOAS-New-Lodging | 0.00014737 | 0.00030914 | 0.00059346 | 0.0011606 | 0.0022657 | 0.0042806 | 0.0064689 | 0.0070225 | 0.016208 | 0.017278 | 0.025395 | 0.023593 | 0.034098 | 0.028678 | 0.038873 | 0.038595 | 0.04172 | 0.040188 | 0.047262 | 0.038518 | 0.41265 | 0.052735 | 0.04737 | 0.050329 | 0.048449 | 0.04431 | 0.040338 | 0.039871 | 0.038817 | 0.040455 | 0.04719 | 0.047447 | 0.052794 | 0 | 0.26218 | 0.23151 | 0.25492 | 0.24387 | 0.25027 | 0.24355 | 0.24568 | 0.24044 | 0.23952 | 0.25235 | 0.24153 | 0.26101 | 0.60709
LO3Slow | New | VHE-DOAS | Commercial | HVAC | 0.00031077 | 0.00023009 | 3.5252 | 57.8521 | Hospital | VHE-DOAS-New-Hospital | 0 | 0 | 0 | 0 | 0 | 0 | 0 | 0 | 0 | 0 | 0 | 0 | 0 | 0 | 0 | 0 | 0 | 0 | 0 | 0 | 0 | 0.052859 | 0.047482 | 0.050447 | 0.048563 | 0.044415 | 0.040433 | 0.039965 | 0.038908 | 0.04055 | 0.047301 | 0.047558 | 0.052918 | 0 | 0.2628 | 0.23205 | 0.25552 | 0.24444 | 0.25086 | 0.24412 | 0.24626 | 0.24101 | 0.24009 | 0.25294 | 0.2421 | 0.26162 | 0.60852
LO3Slow | New | VHE-DOAS | Commercial | HVAC | 0.00030745 | 0.00022763 | 3.4876 | 58.6472 | Residential Care | VHE-DOAS-New-Residential Care | 0.00067744 | 0.0018474 | 0.0043151 | 0.009422 | 0.017775 | 0.032585 | 0.04201 | 0.049079 | 0.065729 | 0.08773 | 0.097021 | 0.1019 | 0.097051 | 0.10659 | 0.11145 | 0.13514 | 0.13107 | 0.14014 | 0.14366 | 0.15456 | 1.5297 | 0.052295 | 0.046975 | 0.049909 | 0.048045 | 0.04394 | 0.040002 | 0.039538 | 0.038493 | 0.040118 | 0.046796 | 0.047051 | 0.052354 | 0 | 0.25999 | 0.22957 | 0.2528 | 0.24183 | 0.24818 | 0.24151 | 0.24363 | 0.23844 | 0.23752 | 0.25024 | 0.23952 | 0.25883 | 0.60203
LO3Slow | New | VHE-DOAS | Commercial | HVAC | 0.00030819 | 0.00022818 | 3.496 | 58.4684 | Assembly | VHE-DOAS-New-Assembly | 0.00061796 | 0.0026544 | 0.0037024 | 0.0072073 | 0.01471 | 0.029578 | 0.048912 | 0.073712 | 0.10998 | 0.13457 | 0.15043 | 0.16096 | 0.19897 | 0.21408 | 0.22838 | 0.24675 | 0.26057 | 0.26947 | 0.24974 | 0.25516 | 2.6602 | 0.05242 | 0.047088 | 0.050029 | 0.04816 | 0.044046 | 0.040098 | 0.039634 | 0.038586 | 0.040214 | 0.046909 | 0.047164 | 0.05248 | 0 | 0.26062 | 0.23013 | 0.2534 | 0.24241 | 0.24878 | 0.24209 | 0.24421 | 0.23901 | 0.23809 | 0.25084 | 0.24009 | 0.25945 | 0.60347
LO3Slow | New | VHE-DOAS | Commercial | HVAC | 0.00030819 | 0.00022818 | 3.496 | 58.4684 | Other | VHE-DOAS-New-Other | 0.0011689 | 0.0038689 | 0.0073324 | 0.013961 | 0.035718 | 0.059812 | 0.077176 | 0.097976 | 0.16102 | 0.19739 | 0.23532 | 0.23295 | 0.24716 | 0.26093 | 0.29204 | 0.2836 | 0.33294 | 0.37701 | 0.32476 | 0.33493 | 3.5771 | 0.05242 | 0.047088 | 0.050029 | 0.04816 | 0.044046 | 0.040098 | 0.039634 | 0.038586 | 0.040214 | 0.046909 | 0.047164 | 0.05248 | 0 | 0.26062 | 0.23013 | 0.2534 | 0.24241 | 0.24878 | 0.24209 | 0.24421 | 0.23901 | 0.23809 | 0.25084 | 0.24009 | 0.25945 | 0.60347
LO50Fast | New | VRF-DOAS | Commercial | HVAC | 0.00038402 | 0.00028432 | 4.3562 | 134.6627 | Large Off | VRF-DOAS-New-Large Off | 0 | 0 | 0 | 0 | 0 | 0 | 0 | 0 | 0 | 0 | 0 | 0 | 0 | 0 | 0 | 0 | 0 | 0 | 0 | 0 | 0 | 0.065319 | 0.058674 | 0.062338 | 0.06001 | 0.054884 | 0.049964 | 0.049386 | 0.04808 | 0.050109 | 0.058451 | 0.058769 | 0.065392 | 0 | 0.32474 | 0.28675 | 0.31575 | 0.30206 | 0.30999 | 0.30166 | 0.3043 | 0.29782 | 0.29668 | 0.31256 | 0.29917 | 0.32329 | 0.29795
LO50Fast | New | VRF-DOAS | Commercial | HVAC | 0.00038405 | 0.00028434 | 4.3565 | 134.6515 | Medium Off | VRF-DOAS-New-Medium Off | 0.00525 | 0.0075895 | 0.0074806 | 0.0073098 | 0.0078455 | 0.010091 | 0.010905 | 0.012131 | 0.013057 | 0.012168 | 0.013396 | 0.013864 | 0.012326 | 0.014293 | 0.013375 | 0.014975 | 0.01499 | 0.016724 | 0.01361 | 0.01454 | 0.23592 | 0.065323 | 0.058679 | 0.062343 | 0.060015 | 0.054888 | 0.049968 | 0.049389 | 0.048083 | 0.050113 | 0.058455 | 0.058773 | 0.065397 | 0 | 0.32477 | 0.28677 | 0.31578 | 0.30208 | 0.31002 | 0.30168 | 0.30433 | 0.29784 | 0.2967 | 0.31259 | 0.29919 | 0.32331 | 0.29797
LO50Fast | New | VRF-DOAS | Commercial | HVAC | 0.0003788 | 0.00028045 | 4.2969 | 136.7377 | Small Off | VRF-DOAS-New-Small Off | 0.0023241 | 0.003396 | 0.0034794 | 0.0035224 | 0.0037281 | 0.0046255 | 0.0049096 | 0.005408 | 0.0060155 | 0.0057381 | 0.0061699 | 0.0063655 | 0.0058286 | 0.0065266 | 0.0061883 | 0.0067694 | 0.0068242 | 0.0074114 | 0.006392 | 0.0066958 | 0.10832 | 0.06443 | 0.057876 | 0.061491 | 0.059194 | 0.054137 | 0.049284 | 0.048714 | 0.047426 | 0.049427 | 0.057656 | 0.057969 | 0.064503 | 0 | 0.32033 | 0.28285 | 0.31146 | 0.29795 | 0.30578 | 0.29756 | 0.30017 | 0.29377 | 0.29264 | 0.30831 | 0.2951 | 0.31889 | 0.29389
LO50Fast | New | VRF-DOAS | Commercial | HVAC | 0.00023669 | 0.00017524 | 2.6849 | 270.9014 | XLarge Ret | VRF-DOAS-New-XLarge Ret | 0 | 0 | 0 | 0 | 0 | 0 | 0 | 0 | 0 | 0 | 0 | 0 | 0 | 0 | 0 | 0 | 0 | 0 | 0 | 0 | 0 | 0.040259 | 0.036164 | 0.038422 | 0.036988 | 0.033828 | 0.030795 | 0.030439 | 0.029634 | 0.030885 | 0.036027 | 0.036222 | 0.040305 | 0 | 0.20016 | 0.17674 | 0.19462 | 0.18618 | 0.19107 | 0.18593 | 0.18756 | 0.18356 | 0.18286 | 0.19265 | 0.18439 | 0.19926 | 0.15638
LO50Fast | New | VRF-DOAS | Commercial | HVAC | 0.00023669 | 0.00017524 | 2.6849 | 270.9014 | Large Ret | VRF-DOAS-New-Large Ret | 0 | 0 | 0 | 0 | 0 | 0 | 0 | 0 | 0 | 0 | 0 | 0 | 0 | 0 | 0 | 0 | 0 | 0 | 0 | 0 | 0 | 0.040259 | 0.036164 | 0.038422 | 0.036988 | 0.033828 | 0.030795 | 0.030439 | 0.029634 | 0.030885 | 0.036027 | 0.036222 | 0.040305 | 0 | 0.20016 | 0.17674 | 0.19462 | 0.18618 | 0.19107 | 0.18593 | 0.18756 | 0.18356 | 0.18286 | 0.19265 | 0.18439 | 0.19926 | 0.15638
LO50Fast | New | VRF-DOAS | Commercial | HVAC | 0.00023653 | 0.00017512 | 2.6831 | 271.102 | Medium Ret | VRF-DOAS-New-Medium Ret | 0.00078528 | 0.0011549 | 0.0017689 | 0.0029697 | 0.0028764 | 0.004026 | 0.0041165 | 0.0032878 | 0.0051287 | 0.0046946 | 0.0051829 | 0.0047841 | 0.0051533 | 0.0049839 | 0.0050595 | 0.0050407 | 0.0052682 | 0.0046553 | 0.0046324 | 0.0044497 | 0.080019 | 0.040231 | 0.036139 | 0.038396 | 0.036962 | 0.033804 | 0.030774 | 0.030418 | 0.029613 | 0.030863 | 0.036001 | 0.036197 | 0.040277 | 0 | 0.20002 | 0.17662 | 0.19448 | 0.18605 | 0.19093 | 0.1858 | 0.18743 | 0.18343 | 0.18273 | 0.19252 | 0.18427 | 0.19912 | 0.15627
LO50Fast | New | VRF-DOAS | Commercial | HVAC | 0.00023653 | 0.00017512 | 2.6831 | 271.102 | Small Ret | VRF-DOAS-New-Small Ret | 0.00023823 | 0.00034616 | 0.00049131 | 0.00072438 | 0.00072717 | 0.00095232 | 0.00097627 | 0.00081579 | 0.001243 | 0.0011645 | 0.0012589 | 0.0011934 | 0.0012622 | 0.0012314 | 0.0012453 | 0.0012418 | 0.00129 | 0.0011698 | 0.0011807 | 0.0011415 | 0.019894 | 0.040231 | 0.036139 | 0.038396 | 0.036962 | 0.033804 | 0.030774 | 0.030418 | 0.029613 | 0.030863 | 0.036001 | 0.036197 | 0.040277 | 0 | 0.20002 | 0.17662 | 0.19448 | 0.18605 | 0.19093 | 0.1858 | 0.18743 | 0.18343 | 0.18273 | 0.19252 | 0.18427 | 0.19912 | 0.15627
LO50Fast | New | VRF-DOAS | Commercial | HVAC | 0.00045085 | 0.0003338 | 5.1143 | 141.2667 | School K-12 | VRF-DOAS-New-School K-12 | 0.00093631 | 0.0013658 | 0.0016568 | 0.0018407 | 0.0019564 | 0.0019859 | 0.0020439 | 0.0020697 | 0.0025253 | 0.0025391 | 0.0025312 | 0.0026277 | 0.0025655 | 0.0025453 | 0.0025364 | 0.002608 | 0.0025548 | 0.0026207 | 0.0026698 | 0.0027565 | 0.044936 | 0.076687 | 0.068886 | 0.073188 | 0.070455 | 0.064436 | 0.05866 | 0.057981 | 0.056448 | 0.05883 | 0.068624 | 0.068997 | 0.076773 | 0 | 0.38126 | 0.33666 | 0.37071 | 0.35463 | 0.36395 | 0.35416 | 0.35727 | 0.34965 | 0.34831 | 0.36696 | 0.35124 | 0.37955 | 0.28542
LO50Fast | New | VRF-DOAS | Commercial | HVAC | 0.000449 | 0.00033243 | 5.0933 | 141.9147 | University | VRF-DOAS-New-University | 0.00035684 | 0.00050117 | 0.00069704 | 0.00075127 | 0.00087346 | 0.00091473 | 0.00093775 | 0.00092088 | 0.0010025 | 0.0010608 | 0.0010154 | 0.0010123 | 0.00093535 | 0.0009737 | 0.0010413 | 0.0011235 | 0.0010929 | 0.0011595 | 0.0010924 | 0.0012061 | 0.018669 | 0.076372 | 0.068603 | 0.072887 | 0.070165 | 0.064171 | 0.058419 | 0.057743 | 0.056216 | 0.058588 | 0.068342 | 0.068713 | 0.076458 | 0 | 0.3797 | 0.33527 | 0.36919 | 0.35317 | 0.36245 | 0.35271 | 0.3558 | 0.34822 | 0.34688 | 0.36546 | 0.3498 | 0.37799 | 0.28425
LO50Fast | New | VRF-DOAS | Commercial | HVAC | 0.00023664 | 0.00017521 | 2.6844 | 270.9589 | Warehouse | VRF-DOAS-New-Warehouse | 0 | 0 | 0 | 0 | 0 | 0 | 0 | 0 | 0 | 0 | 0 | 0 | 0 | 0 | 0 | 0 | 0 | 0 | 0 | 0 | 0 | 0.040251 | 0.036157 | 0.038415 | 0.03698 | 0.033821 | 0.030789 | 0.030433 | 0.029628 | 0.030879 | 0.036019 | 0.036215 | 0.040297 | 0 | 0.20012 | 0.1767 | 0.19458 | 0.18614 | 0.19103 | 0.18589 | 0.18752 | 0.18353 | 0.18282 | 0.19261 | 0.18436 | 0.19922 | 0.15635
LO50Fast | New | VRF-DOAS | Commercial | HVAC | 0.00023653 | 0.00017513 | 2.6832 | 271.0924 | Supermarket | VRF-DOAS-New-Supermarket | 0 | 0 | 0 | 0 | 0 | 0 | 0 | 0 | 0 | 0 | 0 | 0 | 0 | 0 | 0 | 0 | 0 | 0 | 0 | 0 | 0 | 0.040233 | 0.03614 | 0.038397 | 0.036963 | 0.033805 | 0.030775 | 0.030419 | 0.029614 | 0.030864 | 0.036003 | 0.036198 | 0.040278 | 0 | 0.20002 | 0.17662 | 0.19449 | 0.18605 | 0.19094 | 0.18581 | 0.18743 | 0.18344 | 0.18274 | 0.19252 | 0.18427 | 0.19913 | 0.15628
LO50Fast | New | VRF-DOAS | Commercial | HVAC | 0.00023653 | 0.00017513 | 2.6832 | 271.0924 | MiniMart | VRF-DOAS-New-MiniMart | 0 | 0 | 0 | 0 | 0 | 0 | 0 | 0 | 0 | 0 | 0 | 0 | 0 | 0 | 0 | 0 | 0 | 0 | 0 | 0 | 0 | 0.040233 | 0.03614 | 0.038397 | 0.036963 | 0.033805 | 0.030775 | 0.030419 | 0.029614 | 0.030864 | 0.036003 | 0.036198 | 0.040278 | 0 | 0.20002 | 0.17662 | 0.19449 | 0.18605 | 0.19094 | 0.18581 | 0.18743 | 0.18344 | 0.18274 | 0.19252 | 0.18427 | 0.19913 | 0.15628
LO50Fast | New | VRF-DOAS | Commercial | HVAC | 0.00038903 | 0.00028803 | 4.4129 | 132.7262 | Restaurant | VRF-DOAS-New-Restaurant | 0 | 0 | 0 | 0 | 0 | 0 | 0 | 0 | 0 | 0 | 0 | 0 | 0 | 0 | 0 | 0 | 0 | 0 | 0 | 0 | 0 | 0.06617 | 0.059439 | 0.063151 | 0.060793 | 0.055599 | 0.050615 | 0.050029 | 0.048706 | 0.050762 | 0.059213 | 0.059535 | 0.066245 | 0 | 0.32898 | 0.29049 | 0.31987 | 0.306 | 0.31404 | 0.30559 | 0.30827 | 0.3017 | 0.30055 | 0.31664 | 0.30307 | 0.3275 | 0.30183
LO50Fast | New | VRF-DOAS | Commercial | HVAC | 0.00024042 | 0.00017801 | 2.7273 | 266.4508 | Lodging | VRF-DOAS-New-Lodging | 0.00058175 | 0.0006959 | 0.00072865 | 0.00080779 | 0.0009543 | 0.0011579 | 0.0011982 | 0.00094865 | 0.001693 | 0.0014699 | 0.0018411 | 0.0015146 | 0.0020004 | 0.0015767 | 0.0020427 | 0.0019672 | 0.0020847 | 0.0019834 | 0.0023151 | 0.0018767 | 0.029439 | 0.040894 | 0.036734 | 0.039028 | 0.037571 | 0.034361 | 0.031281 | 0.030919 | 0.030101 | 0.031372 | 0.036595 | 0.036793 | 0.04094 | 0 | 0.20331 | 0.17953 | 0.19769 | 0.18911 | 0.19408 | 0.18886 | 0.19052 | 0.18646 | 0.18574 | 0.19569 | 0.1873 | 0.2024 | 0.15885
LO50Fast | New | VRF-DOAS | Commercial | HVAC | 0.00024104 | 0.00017846 | 2.7342 | 265.7312 | Hospital | VRF-DOAS-New-Hospital | 0.00088147 | 0.0016059 | 0.0021257 | 0.0022243 | 0.0027489 | 0.0032484 | 0.0030425 | 0.0025476 | 0.002731 | 0.0029409 | 0.0027895 | 0.0026298 | 0.0024046 | 0.0023757 | 0.0024509 | 0.0027765 | 0.0027976 | 0.0027933 | 0.0029102 | 0.0030098 | 0.051035 | 0.040999 | 0.036828 | 0.039128 | 0.037667 | 0.034449 | 0.031361 | 0.030998 | 0.030178 | 0.031452 | 0.036688 | 0.036887 | 0.041045 | 0 | 0.20383 | 0.17998 | 0.19819 | 0.18959 | 0.19457 | 0.18934 | 0.191 | 0.18693 | 0.18622 | 0.19619 | 0.18778 | 0.20292 | 0.15925
LO50Fast | New | VRF-DOAS | Commercial | HVAC | 0.00023824 | 0.00017639 | 2.7026 | 269.0327 | Residential Care | VRF-DOAS-New-Residential Care | 0.0019165 | 0.0029804 | 0.0037969 | 0.0046996 | 0.0053655 | 0.0063171 | 0.0055766 | 0.0047514 | 0.0049206 | 0.0053487 | 0.0050409 | 0.004688 | 0.0040803 | 0.0041998 | 0.0041971 | 0.0049363 | 0.0046936 | 0.0049564 | 0.0050434 | 0.0053969 | 0.092906 | 0.040524 | 0.036401 | 0.038675 | 0.03723 | 0.03405 | 0.030997 | 0.030639 | 0.029829 | 0.031087 | 0.036263 | 0.03646 | 0.040569 | 0 | 0.20147 | 0.1779 | 0.19589 | 0.1874 | 0.19232 | 0.18715 | 0.18879 | 0.18477 | 0.18406 | 0.19391 | 0.1856 | 0.20057 | 0.15741
LO50Fast | New | VRF-DOAS | Commercial | HVAC | 0.00023887 | 0.00017685 | 2.7096 | 268.2899 | Assembly | VRF-DOAS-New-Assembly | 0.0016771 | 0.0041082 | 0.0031254 | 0.0034488 | 0.00426 | 0.005501 | 0.0062288 | 0.006846 | 0.0078989 | 0.0078709 | 0.007498 | 0.0071043 | 0.0080253 | 0.0080922 | 0.008251 | 0.0086468 | 0.0089518 | 0.0091434 | 0.008411 | 0.0085476 | 0.13364 | 0.040629 | 0.036496 | 0.038776 | 0.037328 | 0.034139 | 0.031079 | 0.030719 | 0.029907 | 0.031169 | 0.036358 | 0.036555 | 0.040675 | 0 | 0.202 | 0.17836 | 0.19641 | 0.18789 | 0.19282 | 0.18764 | 0.18928 | 0.18525 | 0.18454 | 0.19442 | 0.18609 | 0.20109 | 0.15782
LO50Fast | New | VRF-DOAS | Commercial | HVAC | 0.00023887 | 0.00017685 | 2.7096 | 268.2899 | Other | VRF-DOAS-New-Other | 0.0033907 | 0.0064 | 0.0066157 | 0.0071406 | 0.011056 | 0.01189 | 0.010505 | 0.009726 | 0.01236 | 0.01234 | 0.012537 | 0.01099 | 0.010655 | 0.010542 | 0.011277 | 0.010622 | 0.012226 | 0.013673 | 0.01169 | 0.011992 | 0.20763 | 0.040629 | 0.036496 | 0.038776 | 0.037328 | 0.034139 | 0.031079 | 0.030719 | 0.029907 | 0.031169 | 0.036358 | 0.036555 | 0.040675 | 0 | 0.202 | 0.17836 | 0.19641 | 0.18789 | 0.19282 | 0.18764 | 0.18928 | 0.18525 | 0.18454 | 0.19442 | 0.18609 | 0.20109 | 0.15782
LO50Fast | NR | VRF-DOAS | Commercial | HVAC | 0.00042669 | 0.00031591 | 4.8402 | 119.6129 | Large Off | VRF-DOAS-NR-Large Off | 0 | 0 | 0 | 0 | 0 | 0 | 0 | 0 | 0 | 0 | 0 | 0 | 0 | 0 | 0 | 0 | 0 | 0 | 0 | 0 | 0 | 0.072576 | 0.065193 | 0.069265 | 0.066678 | 0.060982 | 0.055515 | 0.054873 | 0.053422 | 0.055676 | 0.064946 | 0.065298 | 0.072658 | 0 | 0.36083 | 0.31861 | 0.35084 | 0.33562 | 0.34444 | 0.33518 | 0.33812 | 0.33091 | 0.32964 | 0.34729 | 0.33241 | 0.35921 | 0.33105
LO50Fast | NR | VRF-DOAS | Commercial | HVAC | 0.00042672 | 0.00031594 | 4.8405 | 119.6028 | Medium Off | VRF-DOAS-NR-Medium Off | 0.07864 | 0.11499 | 0.13897 | 0.15414 | 0.16396 | 0.16859 | 0.17035 | 0.17075 | 0.17056 | 0.17009 | 0.16958 | 0.16907 | 0.16857 | 0.16806 | 0.16756 | 0.16929 | 0.16812 | 0.16698 | 0.16618 | 0.16555 | 3.3012 | 0.072582 | 0.065198 | 0.06927 | 0.066683 | 0.060987 | 0.05552 | 0.054877 | 0.053426 | 0.055681 | 0.064951 | 0.065303 | 0.072663 | 0 | 0.36085 | 0.31863 | 0.35086 | 0.33565 | 0.34446 | 0.33521 | 0.33814 | 0.33094 | 0.32967 | 0.34732 | 0.33244 | 0.35924 | 0.33108
LO50Fast | NR | VRF-DOAS | Commercial | HVAC | 0.00042089 | 0.00031162 | 4.7744 | 121.4804 | Small Off | VRF-DOAS-NR-Small Off | 0.10017 | 0.14647 | 0.17701 | 0.19633 | 0.20883 | 0.21474 | 0.21698 | 0.21749 | 0.21725 | 0.21665 | 0.216 | 0.21535 | 0.21471 | 0.21406 | 0.21342 | 0.21377 | 0.21284 | 0.21194 | 0.21117 | 0.21047 | 4.2048 | 0.071589 | 0.064307 | 0.068323 | 0.065771 | 0.060153 | 0.05476 | 0.054127 | 0.052695 | 0.054919 | 0.064062 | 0.06441 | 0.07167 | 0 | 0.35592 | 0.31428 | 0.34607 | 0.33106 | 0.33975 | 0.33062 | 0.33352 | 0.32641 | 0.32516 | 0.34257 | 0.32789 | 0.35432 | 0.32655
LO50Fast | NR | VRF-DOAS | Commercial | HVAC | 0.00026299 | 0.00019471 | 2.9833 | 242.2278 | XLarge Ret | VRF-DOAS-NR-XLarge Ret | 0 | 0 | 0 | 0 | 0 | 0 | 0 | 0 | 0 | 0 | 0 | 0 | 0 | 0 | 0 | 0 | 0 | 0 | 0 | 0 | 0 | 0.044733 | 0.040182 | 0.042692 | 0.041097 | 0.037587 | 0.034217 | 0.033821 | 0.032927 | 0.034316 | 0.04003 | 0.040247 | 0.044783 | 0 | 0.2224 | 0.19638 | 0.21624 | 0.20686 | 0.2123 | 0.20659 | 0.2084 | 0.20396 | 0.20318 | 0.21406 | 0.20488 | 0.2214 | 0.17376
LO50Fast | NR | VRF-DOAS | Commercial | HVAC | 0.00026299 | 0.00019471 | 2.9833 | 242.2278 | Large Ret | VRF-DOAS-NR-Large Ret | 0 | 0 | 0 | 0 | 0 | 0 | 0 | 0 | 0 | 0 | 0 | 0 | 0 | 0 | 0 | 0 | 0 | 0 | 0 | 0 | 0 | 0.044733 | 0.040182 | 0.042692 | 0.041097 | 0.037587 | 0.034217 | 0.033821 | 0.032927 | 0.034316 | 0.04003 | 0.040247 | 0.044783 | 0 | 0.2224 | 0.19638 | 0.21624 | 0.20686 | 0.2123 | 0.20659 | 0.2084 | 0.20396 | 0.20318 | 0.21406 | 0.20488 | 0.2214 | 0.17376
LO50Fast | NR | VRF-DOAS | Commercial | HVAC | 0.00026281 | 0.00019458 | 2.9812 | 242.4083 | Medium Ret | VRF-DOAS-NR-Medium Ret | 0.016671 | 0.024339 | 0.029366 | 0.032519 | 0.034535 | 0.035454 | 0.035768 | 0.035793 | 0.035697 | 0.035542 | 0.035378 | 0.035215 | 0.035053 | 0.034892 | 0.034732 | 0.034906 | 0.034651 | 0.034474 | 0.034349 | 0.034121 | 0.6788 | 0.044701 | 0.040154 | 0.042662 | 0.041069 | 0.03756 | 0.034193 | 0.033797 | 0.032904 | 0.034292 | 0.040002 | 0.040219 | 0.044752 | 0 | 0.22224 | 0.19624 | 0.21609 | 0.20672 | 0.21215 | 0.20645 | 0.20825 | 0.20382 | 0.20303 | 0.21391 | 0.20474 | 0.22124 | 0.17364
LO50Fast | NR | VRF-DOAS | Commercial | HVAC | 0.00026281 | 0.00019458 | 2.9812 | 242.4083 | Small Ret | VRF-DOAS-NR-Small Ret | 0.011601 | 0.016936 | 0.020434 | 0.022629 | 0.024031 | 0.024671 | 0.024889 | 0.024907 | 0.02484 | 0.024732 | 0.024618 | 0.024505 | 0.024392 | 0.02428 | 0.024168 | 0.024158 | 0.024018 | 0.023897 | 0.023788 | 0.023663 | 0.47235 | 0.044701 | 0.040154 | 0.042662 | 0.041069 | 0.03756 | 0.034193 | 0.033797 | 0.032904 | 0.034292 | 0.040002 | 0.040219 | 0.044752 | 0 | 0.22224 | 0.19624 | 0.21609 | 0.20672 | 0.21215 | 0.20645 | 0.20825 | 0.20382 | 0.20303 | 0.21391 | 0.20474 | 0.22124 | 0.17364
LO50Fast | NR | VRF-DOAS | Commercial | HVAC | 0.00050095 | 0.00037089 | 5.6826 | 125.5565 | School K-12 | VRF-DOAS-NR-School K-12 | 0.042007 | 0.061481 | 0.074366 | 0.082558 | 0.087896 | 0.090462 | 0.091491 | 0.091786 | 0.09177 | 0.091599 | 0.091407 | 0.091215 | 0.091024 | 0.090832 | 0.090642 | 0.090849 | 0.090543 | 0.090277 | 0.090039 | 0.089817 | 1.7939 | 0.085207 | 0.07654 | 0.08132 | 0.078283 | 0.071595 | 0.065177 | 0.064423 | 0.062719 | 0.065366 | 0.076249 | 0.076663 | 0.085304 | 0 | 0.42362 | 0.37406 | 0.4119 | 0.39403 | 0.40438 | 0.39352 | 0.39696 | 0.3885 | 0.38701 | 0.40774 | 0.39026 | 0.42173 | 0.31714
LO50Fast | NR | VRF-DOAS | Commercial | HVAC | 0.00049889 | 0.00036937 | 5.6592 | 126.1397 | University | VRF-DOAS-NR-University | 0.019983 | 0.029238 | 0.035355 | 0.039238 | 0.041762 | 0.042968 | 0.043444 | 0.043571 | 0.04355 | 0.043456 | 0.043352 | 0.043248 | 0.043144 | 0.043041 | 0.042937 | 0.042986 | 0.042835 | 0.042715 | 0.04259 | 0.04248 | 0.84849 | 0.084857 | 0.076225 | 0.080986 | 0.077961 | 0.071301 | 0.06491 | 0.064158 | 0.062462 | 0.065098 | 0.075936 | 0.076348 | 0.084953 | 0 | 0.42188 | 0.37252 | 0.41021 | 0.39241 | 0.40272 | 0.3919 | 0.39533 | 0.38691 | 0.38542 | 0.40606 | 0.38866 | 0.41999 | 0.31583
LO50Fast | NR | VRF-DOAS | Commercial | HVAC | 0.0001403 | 0.00010387 | 1.5915 | 467.9159 | Warehouse | VRF-DOAS-NR-Warehouse | 0 | 0 | 0 | 0 | 0 | 0 | 0 | 0 | 0 | 0 | 0 | 0 | 0 | 0 | 0 | 0 | 0 | 0 | 0 | 0 | 0 | 0.023863 | 0.021436 | 0.022774 | 0.021924 | 0.020051 | 0.018254 | 0.018042 | 0.017565 | 0.018307 | 0.021354 | 0.02147 | 0.02389 | 0 | 0.11864 | 0.10476 | 0.11536 | 0.11035 | 0.11325 | 0.11021 | 0.11117 | 0.1088 | 0.10839 | 0.11419 | 0.1093 | 0.11811 | 0.092693
LO50Fast | NR | VRF-DOAS | Commercial | HVAC | 0.00014023 | 0.00010382 | 1.5907 | 468.1411 | Supermarket | VRF-DOAS-NR-Supermarket | 0 | 0 | 0 | 0 | 0 | 0 | 0 | 0 | 0 | 0 | 0 | 0 | 0 | 0 | 0 | 0 | 0 | 0 | 0 | 0 | 0 | 0.023852 | 0.021426 | 0.022764 | 0.021914 | 0.020042 | 0.018245 | 0.018034 | 0.017557 | 0.018298 | 0.021344 | 0.02146 | 0.023879 | 0 | 0.11858 | 0.10471 | 0.1153 | 0.1103 | 0.1132 | 0.11016 | 0.11112 | 0.10875 | 0.10834 | 0.11414 | 0.10925 | 0.11805 | 0.09265
LO50Fast | NR | VRF-DOAS | Commercial | HVAC | 0.00014023 | 0.00010382 | 1.5907 | 468.1411 | MiniMart | VRF-DOAS-NR-MiniMart | 0 | 0 | 0 | 0 | 0 | 0 | 0 | 0 | 0 | 0 | 0 | 0 | 0 | 0 | 0 | 0 | 0 | 0 | 0 | 0 | 0 | 0.023852 | 0.021426 | 0.022764 | 0.021914 | 0.020042 | 0.018245 | 0.018034 | 0.017557 | 0.018298 | 0.021344 | 0.02146 | 0.023879 | 0 | 0.11858 | 0.10471 | 0.1153 | 0.1103 | 0.1132 | 0.11016 | 0.11112 | 0.10875 | 0.10834 | 0.11414 | 0.10925 | 0.11805 | 0.09265
LO50Fast | NR | VRF-DOAS | Commercial | HVAC | 0.00043225 | 0.00032003 | 4.9033 | 117.87 | Restaurant | VRF-DOAS-NR-Restaurant | 0 | 0 | 0 | 0 | 0 | 0 | 0 | 0 | 0 | 0 | 0 | 0 | 0 | 0 | 0 | 0 | 0 | 0 | 0 | 0 | 0 | 0.073522 | 0.066043 | 0.070168 | 0.067547 | 0.061777 | 0.056239 | 0.055588 | 0.054118 | 0.056402 | 0.065792 | 0.06615 | 0.073605 | 0 | 0.36553 | 0.32276 | 0.35541 | 0.34 | 0.34893 | 0.33955 | 0.34252 | 0.33522 | 0.33394 | 0.35182 | 0.33674 | 0.36389 | 0.33537
LO50Fast | NR | VRF-DOAS | Commercial | HVAC | 0.00043018 | 0.00031849 | 4.8797 | 118.5148 | Lodging | VRF-DOAS-NR-Lodging | 0.031438 | 0.045939 | 0.055477 | 0.06149 | 0.065361 | 0.067161 | 0.067816 | 0.067926 | 0.067805 | 0.06757 | 0.06732 | 0.067071 | 0.066823 | 0.066576 | 0.066329 | 0.066482 | 0.06607 | 0.065741 | 0.065463 | 0.065208 | 1.3022 | 0.073169 | 0.065726 | 0.069831 | 0.067223 | 0.06148 | 0.055969 | 0.055321 | 0.053858 | 0.056132 | 0.065477 | 0.065832 | 0.073252 | 0 | 0.36377 | 0.32121 | 0.35371 | 0.33836 | 0.34725 | 0.33792 | 0.34088 | 0.33362 | 0.33234 | 0.35013 | 0.33513 | 0.36214 | 0.33376
LO50Fast | NR | VRF-DOAS | Commercial | HVAC | 0.00043152 | 0.00031949 | 4.895 | 118.0956 | Hospital | VRF-DOAS-NR-Hospital | 0.014707 | 0.021483 | 0.025933 | 0.028732 | 0.030528 | 0.031356 | 0.03165 | 0.031688 | 0.031619 | 0.031497 | 0.031368 | 0.031239 | 0.031111 | 0.030983 | 0.030856 | 0.031334 | 0.031137 | 0.030903 | 0.030657 | 0.030508 | 0.60458 | 0.073398 | 0.065932 | 0.07005 | 0.067434 | 0.061673 | 0.056144 | 0.055495 | 0.054027 | 0.056307 | 0.065681 | 0.066038 | 0.073481 | 0 | 0.36491 | 0.32222 | 0.35481 | 0.33942 | 0.34834 | 0.33898 | 0.34195 | 0.33466 | 0.33338 | 0.35123 | 0.33618 | 0.36328 | 0.3348
LO50Fast | NR | VRF-DOAS | Commercial | HVAC | 0.0004254 | 0.00031496 | 4.8256 | 120.0231 | Residential Care | VRF-DOAS-NR-Residential Care | 0.045231 | 0.066067 | 0.079753 | 0.088362 | 0.093887 | 0.096433 | 0.097335 | 0.097453 | 0.097241 | 0.096866 | 0.096468 | 0.096073 | 0.095679 | 0.095287 | 0.094896 | 0.095816 | 0.095107 | 0.09449 | 0.093989 | 0.093509 | 1.8593 | 0.072357 | 0.064997 | 0.069056 | 0.066477 | 0.060798 | 0.055348 | 0.054707 | 0.053261 | 0.055508 | 0.06475 | 0.065101 | 0.072439 | 0 | 0.35974 | 0.31765 | 0.34978 | 0.33461 | 0.3434 | 0.33417 | 0.3371 | 0.32991 | 0.32865 | 0.34625 | 0.33141 | 0.35812 | 0.33005
LO50Fast | NR | VRF-DOAS | Commercial | HVAC | 0.00026541 | 0.0001965 | 3.0107 | 239.8774 | Assembly | VRF-DOAS-NR-Assembly | 0.044522 | 0.065005 | 0.078441 | 0.086874 | 0.09227 | 0.094736 | 0.095585 | 0.095664 | 0.095418 | 0.095013 | 0.094587 | 0.094162 | 0.09374 | 0.093319 | 0.0929 | 0.093197 | 0.092915 | 0.092043 | 0.091537 | 0.091103 | 1.8167 | 0.045144 | 0.040552 | 0.043084 | 0.041475 | 0.037932 | 0.034532 | 0.034132 | 0.033229 | 0.034632 | 0.040397 | 0.040617 | 0.045195 | 0 | 0.22444 | 0.19818 | 0.21823 | 0.20876 | 0.21425 | 0.20849 | 0.21031 | 0.20583 | 0.20504 | 0.21602 | 0.20677 | 0.22343 | 0.17535
LO50Fast | NR | VRF-DOAS | Commercial | HVAC | 0.00026541 | 0.0001965 | 3.0107 | 239.8774 | Other | VRF-DOAS-NR-Other | 0.063894 | 0.092867 | 0.11155 | 0.12299 | 0.13003 | 0.1329 | 0.13349 | 0.13299 | 0.13205 | 0.13089 | 0.12971 | 0.12854 | 0.12739 | 0.12624 | 0.12511 | 0.12542 | 0.12418 | 0.12258 | 0.12127 | 0.12027 | 2.3915 | 0.045144 | 0.040552 | 0.043084 | 0.041475 | 0.037932 | 0.034532 | 0.034132 | 0.033229 | 0.034632 | 0.040397 | 0.040617 | 0.045195 | 0 | 0.22444 | 0.19818 | 0.21823 | 0.20876 | 0.21425 | 0.20849 | 0.21031 | 0.20583 | 0.20504 | 0.21602 | 0.20677 | 0.22343 | 0.17535
LO5Med | NR | Washer | Commercial | Water Heating | 0.081171 | 0.061552 | 831.3535 | -144.0411 | Multifamily Common Areas | Washer_Multi-family_MEF 2.20 or greater | 0.018287 | 0.04126 | 0.069943 | 0.10389 | 0.14332 | 0.19015 | 0.24242 | 0.29686 | 0.34939 | 0.39592 | 0.43352 | 0.46114 | 0.47978 | 0.4911 | 0.49585 | 0.50057 | 0.50527 | 0.50995 | 0.5021 | 0.50602 | 5.7181 | 13.4845 | 12.3532 | 13.5877 | 11.429 | 11.3947 | 10.0914 | 10.1157 | 9.8998 | 9.3827 | 10.024 | 11.2153 | 12.6485 | 0 | 64.832 | 59.6235 | 65.6708 | 60.8809 | 62.0554 | 55.2103 | 54.5534 | 53.6185 | 50.7537 | 53.3578 | 54.0849 | 61.0858 | 3.706
LO5Med | NR | Washer | Commercial | Water Heating | 0.11097 | 0.08415 | 1136.5628 | -128.5133 | Laundromat | Washer_Laundromat_MEF 2.20 or greater | 0.0093023 | 0.020988 | 0.035579 | 0.052847 | 0.072903 | 0.096726 | 0.12331 | 0.15101 | 0.17773 | 0.2014 | 0.22052 | 0.23458 | 0.24405 | 0.24982 | 0.25223 | 0.25463 | 0.25702 | 0.2594 | 0.25541 | 0.25741 | 1.8276 | 18.435 | 16.8884 | 18.5761 | 15.6248 | 15.578 | 13.7962 | 13.8294 | 13.5343 | 12.8273 | 13.704 | 15.3328 | 17.292 | 0 | 88.6333 | 81.5126 | 89.7801 | 83.2317 | 84.8374 | 75.4793 | 74.5813 | 73.3031 | 69.3865 | 72.9467 | 73.9407 | 83.5118 | 3.1848
LO5Med | NR | Water Cooler Controls | Commercial | Refrigeration | 0.015462 | 0.01523 | 137.8912 | 41.8905 | All Buildings | Market Average to ES 2.0 Upgrade | 0.019656 | 0.044769 | 0.076636 | 0.11498 | 0.16026 | 0.2149 | 0.27696 | 0.34295 | 0.40822 | 0.46797 | 0.50715 | 0.53404 | 0.55013 | 0.55764 | 0.55764 | 0.55764 | 0.55764 | 0.55764 | 0.55764 | 0.55764 | 3.0196 | 2.0201 | 1.8531 | 1.9851 | 1.8778 | 1.9141 | 1.8536 | 1.9093 | 2.0309 | 1.8842 | 1.9766 | 1.8677 | 1.8939 | 0 | 10.0356 | 9.2417 | 9.9138 | 9.3958 | 9.5538 | 9.277 | 9.5162 | 10.0316 | 9.3788 | 9.8235 | 9.2496 | 9.4073 | 0.90486
LO5Med | NR | Water Cooler Controls | Commercial | Refrigeration | 0.028822 | 0.038231 | 167.9673 | 7.7624 | All Buildings | Timer on ES 2.0 Hot & Cold Water Cooler | 0.058045 | 0.1322 | 0.22631 | 0.33954 | 0.47326 | 0.6346 | 0.81787 | 1.0127 | 1.2055 | 1.3819 | 1.4976 | 1.577 | 1.6245 | 1.6467 | 1.6467 | 1.6467 | 1.6467 | 1.6467 | 1.6467 | 1.6467 | 8.917 | 4.9031 | 4.3958 | 4.8277 | 4.6298 | 4.7653 | 4.6344 | 4.8187 | 4.8111 | 4.6259 | 4.7881 | 4.6869 | 4.8985 | 0 | 9.5749 | 8.5965 | 9.4563 | 9.0878 | 9.3643 | 9.0967 | 9.4375 | 9.4115 | 9.0532 | 9.3723 | 9.1647 | 9.5661 | 1.8102
LO5Med | NR | Water Cooler Controls | Commercial | Refrigeration | 0.0066258 | 0.0087887 | 38.6132 | 133.0363 | All Buildings | Timer on ES 2.0 Cold Only Water Cooler | 0.0033359 | 0.0075978 | 0.013006 | 0.019514 | 0.027199 | 0.036471 | 0.047004 | 0.058203 | 0.069281 | 0.079421 | 0.08607 | 0.090633 | 0.093364 | 0.09464 | 0.09464 | 0.09464 | 0.09464 | 0.09464 | 0.09464 | 0.09464 | 0.51247 | 1.1272 | 1.0105 | 1.1098 | 1.0643 | 1.0955 | 1.0654 | 1.1078 | 1.106 | 1.0634 | 1.1007 | 1.0774 | 1.1261 | 0 | 2.2011 | 1.9762 | 2.1739 | 2.0891 | 2.1527 | 2.0912 | 2.1696 | 2.1636 | 2.0812 | 2.1545 | 2.1068 | 2.1991 | 0.41614
Retro1Slow | Retro | Secondary Glazing Systems | Commercial | HVAC | 0.0026763 | 0.0013427 | 21.5412 | 110.4742 | SGS HZ1CZ1 | SGS_Lrg Office_Electric Reheat_HZ1CZ1 | 0.0049459 | 0.009843 | 0.0174 | 0.028179 | 0.042583 | 0.060721 | 0.082235 | 0.10614 | 0.1307 | 0.15345 | 0.17141 | 0.18156 | 0.18152 | 0.17036 | 0.14914 | 0.1228 | 0.093495 | 0.064446 | 0.040995 | 0.02662 | 1.5085 | 0.48097 | 0.31345 | 0.20569 | 0.19271 | 0.071819 | 0.048035 | 0.059816 | 0.061238 | 0.050857 | 0.14348 | 0.25659 | 0.66507 | 0 | 3.1655 | 2.2884 | 1.6884 | 1.6449 | 0.7765 | 0.56386 | 0.53284 | 0.52995 | 0.56377 | 1.2203 | 1.9304 | 4.0865 | 0.38452
Retro1Slow | Retro | Secondary Glazing Systems | Commercial | HVAC | 0.0026057 | 0.0012948 | 21.0476 | 113.6136 | SGS HZ1CZ2 | SGS_Lrg Office_Electric Reheat_HZ1CZ2 | 0.0013266 | 0.0026401 | 0.004667 | 0.0075581 | 0.011422 | 0.016287 | 0.022057 | 0.028469 | 0.035057 | 0.041159 | 0.045976 | 0.048697 | 0.048687 | 0.045695 | 0.040001 | 0.032937 | 0.025077 | 0.017286 | 0.010996 | 0.00714 | 0.4046 | 0.45508 | 0.29767 | 0.19784 | 0.18551 | 0.074125 | 0.05446 | 0.075151 | 0.077344 | 0.057734 | 0.14023 | 0.24495 | 0.62691 | 0 | 2.997 | 2.1703 | 1.6207 | 1.5788 | 0.79275 | 0.61631 | 0.64014 | 0.63753 | 0.6156 | 1.1952 | 1.8419 | 3.8544 | 0.37621
Retro1Slow | Retro | Secondary Glazing Systems | Commercial | HVAC | 0.0034112 | 0.001695 | 27.6709 | 81.4369 | SGS HZ1CZ3 | SGS_Lrg Office_Electric Reheat_HZ1CZ3 | 0.0014949 | 0.002975 | 0.0052591 | 0.008517 | 0.012871 | 0.018353 | 0.024855 | 0.032081 | 0.039504 | 0.046381 | 0.051809 | 0.054875 | 0.054863 | 0.051493 | 0.045076 | 0.037115 | 0.028259 | 0.019479 | 0.012391 | 0.0080459 | 0.45593 | 0.58918 | 0.38698 | 0.25995 | 0.24393 | 0.10192 | 0.077752 | 0.10911 | 0.11227 | 0.082274 | 0.18627 | 0.31975 | 0.80888 | 0 | 3.8743 | 2.8108 | 2.1153 | 2.0601 | 1.0682 | 0.85329 | 0.91083 | 0.90712 | 0.85175 | 1.5768 | 2.3946 | 4.9694 | 0.49426
Retro1Slow | Retro | Secondary Glazing Systems | Commercial | HVAC | 0.0032828 | 0.0016562 | 26.5346 | 85.7782 | SGS HZ2CZ1 | SGS_Lrg Office_Electric Reheat_HZ2CZ1 | 0.00071675 | 0.0014264 | 0.0025215 | 0.0040836 | 0.0061711 | 0.0087996 | 0.011917 | 0.015382 | 0.018941 | 0.022238 | 0.024841 | 0.026311 | 0.026305 | 0.024689 | 0.021613 | 0.017796 | 0.013549 | 0.0093395 | 0.005941 | 0.0038577 | 0.21861 | 0.59049 | 0.38622 | 0.25548 | 0.23949 | 0.091918 | 0.062381 | 0.076032 | 0.077586 | 0.065785 | 0.17944 | 0.31707 | 0.81437 | 0 | 3.8765 | 2.807 | 2.0794 | 2.0252 | 0.96836 | 0.70759 | 0.66672 | 0.6626 | 0.70706 | 1.5091 | 2.3724 | 4.9965 | 0.47281
Retro1Slow | Retro | Secondary Glazing Systems | Commercial | HVAC | 0.0031958 | 0.0016049 | 25.8895 | 88.476 | SGS HZ2CZ2 | SGS_Lrg Office_Electric Reheat_HZ2CZ2 | 0.0011655 | 0.0023196 | 0.0041004 | 0.0066406 | 0.010035 | 0.014309 | 0.019379 | 0.025013 | 0.030801 | 0.036163 | 0.040395 | 0.042785 | 0.042776 | 0.040148 | 0.035145 | 0.028938 | 0.022033 | 0.015187 | 0.0096609 | 0.0062732 | 0.35548 | 0.56616 | 0.37118 | 0.24737 | 0.23201 | 0.092576 | 0.066094 | 0.085393 | 0.087422 | 0.069749 | 0.17533 | 0.30565 | 0.77905 | 0 | 3.7171 | 2.6944 | 2.0096 | 1.9572 | 0.96824 | 0.73457 | 0.73016 | 0.72624 | 0.73361 | 1.4747 | 2.285 | 4.7807 | 0.46157
Retro1Slow | Retro | Secondary Glazing Systems | Commercial | HVAC | 0.0035527 | 0.0017795 | 28.7855 | 77.4565 | SGS HZ2CZ3 | SGS_Lrg Office_Electric Reheat_HZ2CZ3 | 0.00012959 | 0.0002579 | 0.00045591 | 0.00073834 | 0.0011158 | 0.001591 | 0.0021547 | 0.0027811 | 0.0034246 | 0.0040208 | 0.0044914 | 0.0047571 | 0.0047561 | 0.0044639 | 0.0039077 | 0.0032175 | 0.0024498 | 0.0016886 | 0.0010742 | 0.0006975 | 0.039525 | 0.62578 | 0.41039 | 0.27392 | 0.25693 | 0.10352 | 0.07506 | 0.099095 | 0.10159 | 0.079273 | 0.19458 | 0.33816 | 0.86073 | 0 | 4.1103 | 2.9799 | 2.2267 | 2.1686 | 1.084 | 0.83246 | 0.84242 | 0.83819 | 0.83128 | 1.6396 | 2.5295 | 5.2835 | 0.51345
Retro1Slow | Retro | Secondary Glazing Systems | Commercial | HVAC | 0.0038956 | 0.0019752 | 31.4093 | 69.1541 | SGS HZ3CZ1 | SGS_Lrg Office_Electric Reheat_HZ3CZ1 | 0.00070702 | 0.0014071 | 0.0024873 | 0.0040282 | 0.0060874 | 0.0086801 | 0.011756 | 0.015173 | 0.018684 | 0.021936 | 0.024504 | 0.025954 | 0.025948 | 0.024354 | 0.021319 | 0.017554 | 0.013365 | 0.0092127 | 0.0058603 | 0.0038054 | 0.21564 | 0.71219 | 0.46467 | 0.30491 | 0.28567 | 0.10496 | 0.0669 | 0.07513 | 0.076288 | 0.070484 | 0.21208 | 0.38023 | 0.98457 | 0 | 4.6751 | 3.3814 | 2.4868 | 2.4223 | 1.1152 | 0.77896 | 0.68355 | 0.67855 | 0.77892 | 1.7832 | 2.8475 | 6.0397 | 0.55933
Retro1Slow | Retro | Secondary Glazing Systems | Commercial | HVAC | 0.0042435 | 0.0021354 | 34.2097 | 61.7536 | SGS HZ3CZ2 | SGS_Lrg Office_Electric Reheat_HZ3CZ2 | 0.00015401 | 0.0003065 | 0.00054182 | 0.00087746 | 0.001326 | 0.0018908 | 0.0025607 | 0.0033051 | 0.00407 | 0.0047785 | 0.0053377 | 0.0056535 | 0.0056523 | 0.005305 | 0.004644 | 0.0038238 | 0.0029114 | 0.0020068 | 0.0012766 | 0.00082893 | 0.046973 | 0.76426 | 0.49873 | 0.32814 | 0.30749 | 0.11556 | 0.07729 | 0.094582 | 0.096648 | 0.081677 | 0.22936 | 0.40863 | 1.0559 | 0 | 5.0244 | 3.6344 | 2.6841 | 2.6147 | 1.2362 | 0.89597 | 0.83969 | 0.83477 | 0.89566 | 1.941 | 3.0672 | 6.4834 | 0.61014
Retro1Slow | Retro | Secondary Glazing Systems | Commercial | HVAC | 0.0041154 | 0.002061 | 33.1735 | 64.3366 | SGS HZ3CZ3 | SGS_Lrg Office_Electric Reheat_HZ3CZ3 | 0 | 0 | 0 | 0 | 0 | 0 | 0 | 0 | 0 | 0 | 0 | 0 | 0 | 0 | 0 | 0 | 0 | 0 | 0 | 0 | 0 | 0.73414 | 0.47913 | 0.31579 | 0.29594 | 0.11281 | 0.077645 | 0.099498 | 0.10199 | 0.082195 | 0.22141 | 0.39289 | 1.0138 | 0 | 4.831 | 3.4947 | 2.588 | 2.5211 | 1.212 | 0.89784 | 0.87234 | 0.86789 | 0.89738 | 1.8814 | 2.9534 | 6.2292 | 0.59224
Retro1Slow | Retro | Secondary Glazing Systems | Commercial | HVAC | 0.0015116 | 0.00075722 | 12.428 | 207.3686 | SGS HZ1CZ1 | SGS_Lrg Office_Electric HeatPump_HZ1CZ1 | 0.0025364 | 0.0050478 | 0.0089232 | 0.014451 | 0.021838 | 0.03114 | 0.042173 | 0.054432 | 0.067029 | 0.078697 | 0.087907 | 0.093108 | 0.093089 | 0.087369 | 0.076483 | 0.062975 | 0.047948 | 0.03305 | 0.021024 | 0.013652 | 0.7736 | 0.25627 | 0.17051 | 0.11805 | 0.111 | 0.051545 | 0.04183 | 0.058546 | 0.060048 | 0.04398 | 0.086947 | 0.14252 | 0.34821 | 0 | 1.674 | 1.2217 | 0.93785 | 0.91269 | 0.50777 | 0.42522 | 0.46952 | 0.46726 | 0.42378 | 0.71643 | 1.0511 | 2.1312 | 0.22116
Retro1Slow | Retro | Secondary Glazing Systems | Commercial | HVAC | 0.001518 | 0.00074804 | 12.5365 | 205.4548 | SGS HZ1CZ2 | SGS_Lrg Office_Electric HeatPump_HZ1CZ2 | 0.00070235 | 0.0013978 | 0.0024709 | 0.0040016 | 0.0060472 | 0.0086228 | 0.011678 | 0.015073 | 0.018561 | 0.021792 | 0.024342 | 0.025782 | 0.025777 | 0.024193 | 0.021178 | 0.017438 | 0.013277 | 0.0091519 | 0.0058216 | 0.0037802 | 0.21421 | 0.24522 | 0.16418 | 0.116 | 0.10921 | 0.055191 | 0.048664 | 0.073965 | 0.076232 | 0.051312 | 0.087426 | 0.13842 | 0.33098 | 0 | 1.6041 | 1.174 | 0.91972 | 0.89492 | 0.54177 | 0.48683 | 0.581 | 0.57899 | 0.48486 | 0.72455 | 1.0207 | 2.0283 | 0.22364
Retro1Slow | Retro | Secondary Glazing Systems | Commercial | HVAC | 0.0020202 | 0.00099576 | 16.7864 | 148.2894 | SGS HZ1CZ3 | SGS_Lrg Office_Electric HeatPump_HZ1CZ3 | 0.0008061 | 0.0016042 | 0.0028359 | 0.0045927 | 0.0069404 | 0.0098966 | 0.013403 | 0.017299 | 0.021302 | 0.025011 | 0.027938 | 0.029591 | 0.029584 | 0.027767 | 0.024307 | 0.020014 | 0.015238 | 0.010504 | 0.0066816 | 0.0043386 | 0.24586 | 0.3208 | 0.21626 | 0.15528 | 0.14635 | 0.077707 | 0.07034 | 0.10759 | 0.11085 | 0.074061 | 0.11874 | 0.18352 | 0.43043 | 0 | 2.093 | 1.5367 | 1.2188 | 1.1856 | 0.7472 | 0.6877 | 0.8352 | 0.83226 | 0.68454 | 0.97496 | 1.3444 | 2.634 | 0.29915
Retro1Slow | Retro | Secondary Glazing Systems | Commercial | HVAC | 0.0018666 | 0.00094426 | 15.4528 | 162.8294 | SGS HZ2CZ1 | SGS_Lrg Office_Electric HeatPump_HZ2CZ1 | 0.00037103 | 0.0007384 | 0.0013053 | 0.0021139 | 0.0031945 | 0.0045552 | 0.0061691 | 0.0079624 | 0.009805 | 0.011512 | 0.012859 | 0.01362 | 0.013617 | 0.01278 | 0.011188 | 0.009212 | 0.0070139 | 0.0048346 | 0.0030754 | 0.001997 | 0.11316 | 0.31725 | 0.21241 | 0.14891 | 0.14014 | 0.067265 | 0.054836 | 0.074487 | 0.076138 | 0.057423 | 0.11069 | 0.17836 | 0.42906 | 0 | 2.0629 | 1.5098 | 1.1666 | 1.1348 | 0.64157 | 0.539 | 0.58972 | 0.58638 | 0.53683 | 0.89631 | 1.3031 | 2.6189 | 0.27416
Retro1Slow | Retro | Secondary Glazing Systems | Commercial | HVAC | 0.0018486 | 0.00092766 | 15.3484 | 164.1192 | SGS HZ2CZ2 | SGS_Lrg Office_Electric HeatPump_HZ2CZ2 | 0.0006142 | 0.0012224 | 0.0021608 | 0.0034994 | 0.0052882 | 0.0075407 | 0.010212 | 0.013181 | 0.016231 | 0.019057 | 0.021287 | 0.022546 | 0.022542 | 0.021157 | 0.018521 | 0.01525 | 0.011611 | 0.0080033 | 0.005091 | 0.0033058 | 0.18733 | 0.30625 | 0.20585 | 0.14601 | 0.13751 | 0.069126 | 0.058916 | 0.083923 | 0.086045 | 0.061795 | 0.10993 | 0.17371 | 0.41254 | 0 | 1.9919 | 1.4605 | 1.1414 | 1.1102 | 0.6574 | 0.57421 | 0.65692 | 0.65374 | 0.57169 | 0.89185 | 1.2679 | 2.519 | 0.27262
Retro1Slow | Retro | Secondary Glazing Systems | Commercial | HVAC | 0.0020658 | 0.001032 | 17.1508 | 144.698 | SGS HZ2CZ3 | SGS_Lrg Office_Electric HeatPump_HZ2CZ3 | 6.8633e-05 | 0.00013659 | 0.00024145 | 0.00039103 | 0.00059092 | 0.00084262 | 0.0011412 | 0.0014729 | 0.0018137 | 0.0021295 | 0.0023787 | 0.0025194 | 0.0025189 | 0.0023641 | 0.0020695 | 0.001704 | 0.0012974 | 0.00089431 | 0.00056888 | 0.0003694 | 0.020933 | 0.3389 | 0.2279 | 0.16203 | 0.15262 | 0.077633 | 0.067138 | 0.097473 | 0.10007 | 0.070494 | 0.1224 | 0.19253 | 0.45619 | 0 | 2.2062 | 1.6179 | 1.2684 | 1.2338 | 0.74094 | 0.65546 | 0.76158 | 0.75817 | 0.65255 | 0.99628 | 1.4069 | 2.7872 | 0.3049
Retro1Slow | Retro | Secondary Glazing Systems | Commercial | HVAC | 0.0021731 | 0.0011093 | 17.9316 | 137.4149 | SGS HZ3CZ1 | SGS_Lrg Office_Electric HeatPump_HZ3CZ1 | 0.00035879 | 0.00071404 | 0.0012622 | 0.0020442 | 0.0030891 | 0.0044049 | 0.0059656 | 0.0076997 | 0.0094815 | 0.011132 | 0.012435 | 0.013171 | 0.013168 | 0.012359 | 0.010819 | 0.0089081 | 0.0067824 | 0.0046751 | 0.0029739 | 0.0019311 | 0.10943 | 0.37987 | 0.25328 | 0.1753 | 0.16484 | 0.074976 | 0.057723 | 0.073251 | 0.074527 | 0.060315 | 0.12846 | 0.21154 | 0.51595 | 0 | 2.4694 | 1.8037 | 1.3767 | 1.3394 | 0.71772 | 0.57392 | 0.5899 | 0.58585 | 0.57188 | 1.038 | 1.5471 | 3.148 | 0.31773
Retro1Slow | Retro | Secondary Glazing Systems | Commercial | HVAC | 0.0023989 | 0.0012081 | 19.7762 | 122.6351 | SGS HZ3CZ2 | SGS_Lrg Office_Electric HeatPump_HZ3CZ2 | 7.914e-05 | 0.0001575 | 0.00027842 | 0.00045089 | 0.00068138 | 0.00097161 | 0.0013159 | 0.0016984 | 0.0020914 | 0.0024554 | 0.0027428 | 0.0029051 | 0.0029045 | 0.002726 | 0.0023864 | 0.0019649 | 0.001496 | 0.0010312 | 0.00065597 | 0.00042595 | 0.024137 | 0.40838 | 0.27235 | 0.18934 | 0.17809 | 0.08345 | 0.067462 | 0.09257 | 0.094763 | 0.070787 | 0.13981 | 0.22798 | 0.55401 | 0 | 2.6622 | 1.9448 | 1.4953 | 1.455 | 0.81061 | 0.6764 | 0.7394 | 0.73549 | 0.67394 | 1.1429 | 1.6745 | 3.3866 | 0.35141
Retro1Slow | Retro | Secondary Glazing Systems | Commercial | HVAC | 0.0023458 | 0.0011714 | 19.3271 | 125.9495 | SGS HZ3CZ3 | SGS_Lrg Office_Electric HeatPump_HZ3CZ3 | 0 | 0 | 0 | 0 | 0 | 0 | 0 | 0 | 0 | 0 | 0 | 0 | 0 | 0 | 0 | 0 | 0 | 0 | 0 | 0 | 0 | 0.39274 | 0.26195 | 0.18264 | 0.17181 | 0.082009 | 0.068217 | 0.097568 | 0.10018 | 0.071748 | 0.13551 | 0.21959 | 0.53239 | 0 | 2.5649 | 1.8739 | 1.4475 | 1.4086 | 0.80368 | 0.6872 | 0.77613 | 0.77265 | 0.68467 | 1.1158 | 1.6174 | 3.2584 | 0.34403
Retro1Slow | Retro | Secondary Glazing Systems | Commercial | HVAC | 0.00034694 | 0.00017174 | 3.3148 | 715.461 | SGS HZ1CZ1 | SGS_Lrg Office_Gas Reheat_HZ1CZ1 | 0.0070189 | 0.013969 | 0.024693 | 0.039989 | 0.060432 | 0.086172 | 0.1167 | 0.15063 | 0.18548 | 0.21777 | 0.24326 | 0.25765 | 0.2576 | 0.24177 | 0.21165 | 0.17427 | 0.13268 | 0.091458 | 0.058178 | 0.037777 | 2.1407 | 0.031566 | 0.027575 | 0.030418 | 0.029303 | 0.031272 | 0.035625 | 0.057275 | 0.058857 | 0.037104 | 0.03041 | 0.028457 | 0.031349 | 0 | 0.18258 | 0.15489 | 0.18725 | 0.18047 | 0.23903 | 0.28658 | 0.4062 | 0.40458 | 0.28378 | 0.21253 | 0.17177 | 0.17594 | 0.19991
Retro1Slow | Retro | Secondary Glazing Systems | Commercial | HVAC | 0.00043027 | 0.00020125 | 4.0254 | 592.1699 | SGS HZ1CZ2 | SGS_Lrg Office_Gas Reheat_HZ1CZ2 | 0.0023398 | 0.0046565 | 0.0082314 | 0.013331 | 0.020145 | 0.028726 | 0.038903 | 0.050212 | 0.061832 | 0.072595 | 0.081091 | 0.085889 | 0.085871 | 0.080595 | 0.070553 | 0.058092 | 0.04423 | 0.030488 | 0.019394 | 0.012593 | 0.71362 | 0.035362 | 0.030691 | 0.034152 | 0.032904 | 0.036257 | 0.042869 | 0.072778 | 0.07512 | 0.04489 | 0.034625 | 0.031894 | 0.035054 | 0 | 0.21115 | 0.17772 | 0.21871 | 0.21107 | 0.29078 | 0.35735 | 0.52187 | 0.52045 | 0.35412 | 0.25394 | 0.19943 | 0.20218 | 0.2038
Retro1Slow | Retro | Secondary Glazing Systems | Commercial | HVAC | 0.0006291 | 0.00029648 | 5.9018 | 380.1755 | SGS HZ1CZ3 | SGS_Lrg Office_Gas Reheat_HZ1CZ3 | 0.0029404 | 0.0058518 | 0.010344 | 0.016753 | 0.025317 | 0.0361 | 0.04889 | 0.063101 | 0.077704 | 0.091231 | 0.10191 | 0.10794 | 0.10791 | 0.10128 | 0.088664 | 0.073005 | 0.055584 | 0.038314 | 0.024372 | 0.015826 | 0.89681 | 0.052424 | 0.045541 | 0.050614 | 0.048764 | 0.053493 | 0.062929 | 0.10608 | 0.10943 | 0.065848 | 0.051213 | 0.04728 | 0.051981 | 0 | 0.31164 | 0.26258 | 0.32235 | 0.31103 | 0.42623 | 0.52212 | 0.75958 | 0.75739 | 0.51734 | 0.37312 | 0.29418 | 0.29866 | 0.27377
Retro1Slow | Retro | Secondary Glazing Systems | Commercial | HVAC | 0.00045031 | 0.00023231 | 4.371 | 518.4634 | SGS HZ2CZ1 | SGS_Lrg Office_Gas Reheat_HZ2CZ1 | 0.0010889 | 0.002167 | 0.0038306 | 0.0062037 | 0.009375 | 0.013368 | 0.018105 | 0.023367 | 0.028775 | 0.033784 | 0.037738 | 0.03997 | 0.039962 | 0.037507 | 0.032833 | 0.027034 | 0.020584 | 0.014188 | 0.0090253 | 0.0058605 | 0.3321 | 0.044003 | 0.038601 | 0.042342 | 0.040785 | 0.042612 | 0.04729 | 0.072942 | 0.07469 | 0.049061 | 0.041944 | 0.039657 | 0.043753 | 0 | 0.24922 | 0.21254 | 0.25387 | 0.24445 | 0.31478 | 0.37042 | 0.51272 | 0.51016 | 0.36659 | 0.28356 | 0.23383 | 0.24119 | 0.24832
Retro1Slow | Retro | Secondary Glazing Systems | Commercial | HVAC | 0.00050146 | 0.00025044 | 4.8073 | 474.5301 | SGS HZ2CZ2 | SGS_Lrg Office_Gas Reheat_HZ2CZ2 | 0.0019959 | 0.0039721 | 0.0070216 | 0.011371 | 0.017184 | 0.024504 | 0.033186 | 0.042832 | 0.052744 | 0.061926 | 0.069173 | 0.073266 | 0.073251 | 0.06875 | 0.060184 | 0.049555 | 0.03773 | 0.026007 | 0.016544 | 0.010742 | 0.60874 | 0.046339 | 0.040519 | 0.04464 | 0.043002 | 0.045676 | 0.051738 | 0.082454 | 0.084668 | 0.053842 | 0.044537 | 0.041773 | 0.046034 | 0 | 0.26679 | 0.22658 | 0.2732 | 0.26325 | 0.34655 | 0.41385 | 0.58368 | 0.58124 | 0.40976 | 0.309 | 0.25083 | 0.25732 | 0.24804
Retro1Slow | Retro | Secondary Glazing Systems | Commercial | HVAC | 0.00057884 | 0.00028456 | 5.516 | 402.3257 | SGS HZ2CZ3 | SGS_Lrg Office_Gas Reheat_HZ2CZ3 | 0.00022902 | 0.00045577 | 0.00080569 | 0.0013048 | 0.0019718 | 0.0028117 | 0.0038079 | 0.0049147 | 0.0060521 | 0.0071056 | 0.0079372 | 0.0084068 | 0.0084051 | 0.0078887 | 0.0069057 | 0.0056861 | 0.0043293 | 0.0029842 | 0.0018983 | 0.0012326 | 0.069849 | 0.052029 | 0.045418 | 0.05015 | 0.048311 | 0.05175 | 0.059216 | 0.095851 | 0.098554 | 0.061715 | 0.050217 | 0.046907 | 0.051661 | 0 | 0.30206 | 0.256 | 0.31014 | 0.29896 | 0.39785 | 0.47846 | 0.68074 | 0.67814 | 0.47383 | 0.35296 | 0.28429 | 0.29085 | 0.27777
Retro1Slow | Retro | Secondary Glazing Systems | Commercial | HVAC | 0.00045064 | 0.0002434 | 4.4539 | 484.9835 | SGS HZ3CZ1 | SGS_Lrg Office_Gas Reheat_HZ3CZ1 | 0.00092459 | 0.0018401 | 0.0032527 | 0.0052677 | 0.0079606 | 0.011351 | 0.015373 | 0.019842 | 0.024433 | 0.028687 | 0.032044 | 0.03394 | 0.033933 | 0.031848 | 0.02788 | 0.022956 | 0.017478 | 0.012048 | 0.0076637 | 0.0049764 | 0.28199 | 0.047556 | 0.041892 | 0.045696 | 0.044012 | 0.044993 | 0.048546 | 0.071372 | 0.072767 | 0.050145 | 0.044849 | 0.042848 | 0.047343 | 0 | 0.26362 | 0.22607 | 0.26663 | 0.25649 | 0.32028 | 0.36889 | 0.49626 | 0.49315 | 0.36484 | 0.29274 | 0.24664 | 0.25627 | 0.28631
Retro1Slow | Retro | Secondary Glazing Systems | Commercial | HVAC | 0.00055432 | 0.00028079 | 5.3428 | 392.9946 | SGS HZ3CZ2 | SGS_Lrg Office_Gas Reheat_HZ3CZ2 | 0.00022182 | 0.00044146 | 0.00078039 | 0.0012638 | 0.0019099 | 0.0027234 | 0.0036883 | 0.0047604 | 0.005862 | 0.0068825 | 0.0076879 | 0.0081428 | 0.0081411 | 0.0076409 | 0.0066888 | 0.0055075 | 0.0041933 | 0.0028904 | 0.0018387 | 0.0011939 | 0.067655 | 0.052498 | 0.045971 | 0.050548 | 0.048691 | 0.051341 | 0.057634 | 0.090558 | 0.092877 | 0.059896 | 0.050271 | 0.04732 | 0.052173 | 0 | 0.30005 | 0.2553 | 0.30655 | 0.29529 | 0.38499 | 0.45682 | 0.63912 | 0.63622 | 0.45222 | 0.34481 | 0.28184 | 0.28984 | 0.31776
Retro1Slow | Retro | Secondary Glazing Systems | Commercial | HVAC | 0.00057624 | 0.00028183 | 5.4808 | 387.1573 | SGS HZ3CZ3 | SGS_Lrg Office_Gas Reheat_HZ3CZ3 | 0 | 0 | 0 | 0 | 0 | 0 | 0 | 0 | 0 | 0 | 0 | 0 | 0 | 0 | 0 | 0 | 0 | 0 | 0 | 0 | 0 | 0.051329 | 0.044782 | 0.049484 | 0.047671 | 0.051206 | 0.058789 | 0.095637 | 0.098375 | 0.0613 | 0.049611 | 0.046278 | 0.050958 | 0 | 0.29882 | 0.25308 | 0.30709 | 0.29605 | 0.39537 | 0.47655 | 0.67992 | 0.67741 | 0.47197 | 0.35019 | 0.28134 | 0.28757 | 0.31175
Retro1Slow | Retro | Secondary Glazing Systems | Commercial | HVAC | 0.0015221 | 0.00075729 | 12.7175 | 202.4387 | SGS HZ1CZ1 | SGS_Med Office_Electric HeatPump_HZ1CZ1 | 0.0079225 | 0.015767 | 0.027872 | 0.045138 | 0.068212 | 0.097266 | 0.13173 | 0.17002 | 0.20936 | 0.24581 | 0.27458 | 0.29082 | 0.29076 | 0.2729 | 0.23889 | 0.1967 | 0.14977 | 0.10323 | 0.065668 | 0.042641 | 2.4163 | 0.24295 | 0.16462 | 0.11929 | 0.11249 | 0.060828 | 0.054796 | 0.081701 | 0.083972 | 0.057525 | 0.091738 | 0.14017 | 0.32475 | 0 | 1.5785 | 1.1617 | 0.92545 | 0.89989 | 0.57114 | 0.52427 | 0.62984 | 0.62722 | 0.52165 | 0.74228 | 1.0185 | 1.9822 | 0.22604
Retro1Slow | Retro | Secondary Glazing Systems | Commercial | HVAC | 0.001559 | 0.00076009 | 13.0696 | 196.4698 | SGS HZ1CZ2 | SGS_Med Office_Electric HeatPump_HZ1CZ2 | 0.002235 | 0.004448 | 0.0078628 | 0.012734 | 0.019243 | 0.02744 | 0.037162 | 0.047964 | 0.059063 | 0.069345 | 0.077461 | 0.082044 | 0.082027 | 0.076987 | 0.067394 | 0.055491 | 0.04225 | 0.029123 | 0.018526 | 0.012029 | 0.68167 | 0.23507 | 0.16036 | 0.11875 | 0.11212 | 0.0655 | 0.06303 | 0.10033 | 0.10355 | 0.066385 | 0.093486 | 0.13785 | 0.31179 | 0 | 1.531 | 1.1303 | 0.92153 | 0.89599 | 0.61814 | 0.60167 | 0.76635 | 0.76406 | 0.59848 | 0.76389 | 1.0031 | 1.9069 | 0.23307
Retro1Slow | Retro | Secondary Glazing Systems | Commercial | HVAC | 0.002044 | 0.0010039 | 17.2508 | 143.9969 | SGS HZ1CZ3 | SGS_Med Office_Electric HeatPump_HZ1CZ3 | 0.0025286 | 0.0050323 | 0.0088957 | 0.014407 | 0.021771 | 0.031044 | 0.042043 | 0.054264 | 0.066822 | 0.078454 | 0.087636 | 0.092821 | 0.092802 | 0.0871 | 0.076247 | 0.062781 | 0.0478 | 0.032949 | 0.020959 | 0.01361 | 0.77121 | 0.30711 | 0.21101 | 0.15843 | 0.14972 | 0.090036 | 0.086867 | 0.13611 | 0.14024 | 0.091274 | 0.12593 | 0.18238 | 0.40494 | 0 | 1.9909 | 1.4749 | 1.2133 | 1.1792 | 0.83001 | 0.81214 | 1.0318 | 1.0283 | 0.80748 | 1.014 | 1.3149 | 2.4697 | 0.30688
Retro1Slow | Retro | Secondary Glazing Systems | Commercial | HVAC | 0.0018697 | 0.00094572 | 15.7497 | 159.6587 | SGS HZ2CZ1 | SGS_Med Office_Electric HeatPump_HZ2CZ1 | 0.0011543 | 0.0022972 | 0.0040608 | 0.0065765 | 0.0099383 | 0.014171 | 0.019192 | 0.024771 | 0.030504 | 0.035814 | 0.040005 | 0.042372 | 0.042363 | 0.039761 | 0.034806 | 0.028659 | 0.02182 | 0.015041 | 0.0095676 | 0.0062127 | 0.35205 | 0.3026 | 0.2065 | 0.15137 | 0.14285 | 0.07867 | 0.06986 | 0.099418 | 0.10174 | 0.072997 | 0.11711 | 0.17654 | 0.40247 | 0 | 1.9529 | 1.4421 | 1.1538 | 1.1214 | 0.71289 | 0.64734 | 0.75903 | 0.75501 | 0.64374 | 0.92606 | 1.2669 | 2.4464 | 0.27869
Retro1Slow | Retro | Secondary Glazing Systems | Commercial | HVAC | 0.0018402 | 0.00091863 | 15.528 | 162.247 | SGS HZ2CZ2 | SGS_Med Office_Electric HeatPump_HZ2CZ2 | 0.0018967 | 0.0037748 | 0.0066728 | 0.010806 | 0.016331 | 0.023286 | 0.031537 | 0.040704 | 0.050124 | 0.058849 | 0.065737 | 0.069626 | 0.069612 | 0.065335 | 0.057193 | 0.047093 | 0.035855 | 0.024715 | 0.015722 | 0.010209 | 0.57849 | 0.28745 | 0.19695 | 0.14624 | 0.13812 | 0.079637 | 0.073767 | 0.11021 | 0.11317 | 0.077277 | 0.11473 | 0.16935 | 0.38053 | 0 | 1.858 | 1.3746 | 1.1154 | 1.084 | 0.72572 | 0.68486 | 0.83736 | 0.83372 | 0.68095 | 0.91353 | 1.2166 | 2.3159 | 0.27539
Retro1Slow | Retro | Secondary Glazing Systems | Commercial | HVAC | 0.0020733 | 0.0010341 | 17.5081 | 141.6046 | SGS HZ2CZ3 | SGS_Med Office_Electric HeatPump_HZ2CZ3 | 0.00021386 | 0.00042561 | 0.00075237 | 0.0012184 | 0.0018413 | 0.0026256 | 0.0035558 | 0.0045895 | 0.0056515 | 0.0066354 | 0.0074119 | 0.0078504 | 0.0078488 | 0.0073666 | 0.0064487 | 0.0053098 | 0.0040427 | 0.0027867 | 0.0017726 | 0.001151 | 0.065226 | 0.32247 | 0.22118 | 0.16465 | 0.15553 | 0.09035 | 0.084094 | 0.12611 | 0.12953 | 0.088103 | 0.12947 | 0.19039 | 0.42646 | 0 | 2.0839 | 1.5426 | 1.2546 | 1.2192 | 0.82231 | 0.77957 | 0.95706 | 0.95295 | 0.77508 | 1.0306 | 1.3669 | 2.5951 | 0.31052
Retro1Slow | Retro | Secondary Glazing Systems | Commercial | HVAC | 0.0022248 | 0.0011387 | 18.7183 | 131.0945 | SGS HZ3CZ1 | SGS_Med Office_Electric HeatPump_HZ3CZ1 | 0.0011432 | 0.0022752 | 0.0040219 | 0.0065134 | 0.009843 | 0.014035 | 0.019008 | 0.024534 | 0.030211 | 0.03547 | 0.039621 | 0.041966 | 0.041957 | 0.039379 | 0.034472 | 0.028384 | 0.021611 | 0.014896 | 0.0094758 | 0.0061531 | 0.34867 | 0.37109 | 0.25248 | 0.1832 | 0.1728 | 0.09149 | 0.078017 | 0.10534 | 0.10738 | 0.081296 | 0.14011 | 0.21487 | 0.49533 | 0 | 2.3913 | 1.7634 | 1.3949 | 1.3556 | 0.82365 | 0.72056 | 0.80813 | 0.80298 | 0.71663 | 1.1004 | 1.54 | 3.0074 | 0.33051
Retro1Slow | Retro | Secondary Glazing Systems | Commercial | HVAC | 0.002501 | 0.0012621 | 20.9877 | 114.6569 | SGS HZ3CZ2 | SGS_Med Office_Electric HeatPump_HZ3CZ2 | 0.00025636 | 0.0005102 | 0.0009019 | 0.0014606 | 0.0022073 | 0.0031474 | 0.0042626 | 0.0055016 | 0.0067748 | 0.0079541 | 0.008885 | 0.0094107 | 0.0094087 | 0.0088307 | 0.0077303 | 0.0063651 | 0.0048462 | 0.0033405 | 0.0021249 | 0.0013798 | 0.07819 | 0.40709 | 0.27669 | 0.2011 | 0.18969 | 0.10216 | 0.089902 | 0.12808 | 0.13114 | 0.094027 | 0.15453 | 0.23575 | 0.54328 | 0 | 2.6329 | 1.9405 | 1.5432 | 1.5001 | 0.93704 | 0.84326 | 0.98363 | 0.97854 | 0.83881 | 1.2302 | 1.6996 | 3.3065 | 0.37176
Retro1Slow | Retro | Secondary Glazing Systems | Commercial | HVAC | 0.0023818 | 0.0011925 | 19.9764 | 121.4811 | SGS HZ3CZ3 | SGS_Med Office_Electric HeatPump_HZ3CZ3 | 0 | 0 | 0 | 0 | 0 | 0 | 0 | 0 | 0 | 0 | 0 | 0 | 0 | 0 | 0 | 0 | 0 | 0 | 0 | 0 | 0 | 0.38142 | 0.25936 | 0.18912 | 0.17842 | 0.097673 | 0.087742 | 0.12865 | 0.13202 | 0.091935 | 0.14601 | 0.22134 | 0.50851 | 0 | 2.471 | 1.8216 | 1.4557 | 1.4151 | 0.90279 | 0.82747 | 0.98705 | 0.98253 | 0.82312 | 1.1699 | 1.5995 | 3.0984 | 0.35442
Retro1Slow | Retro | Secondary Glazing Systems | Commercial | HVAC | 0.0025599 | 0.001279 | 20.8379 | 115.107 | SGS HZ1CZ1 | SGS_Med Office_Electric Reheat_HZ1CZ1 | 0.014604 | 0.029064 | 0.051377 | 0.083204 | 0.12574 | 0.17929 | 0.24282 | 0.3134 | 0.38593 | 0.45311 | 0.50614 | 0.53608 | 0.53597 | 0.50304 | 0.44036 | 0.36259 | 0.27607 | 0.19029 | 0.12105 | 0.078602 | 4.4541 | 0.44318 | 0.29198 | 0.19738 | 0.1853 | 0.078892 | 0.060326 | 0.082833 | 0.085033 | 0.063652 | 0.14212 | 0.2418 | 0.6071 | 0 | 2.9074 | 2.1123 | 1.5943 | 1.5523 | 0.8106 | 0.64781 | 0.68626 | 0.68308 | 0.6464 | 1.1913 | 1.802 | 3.7245 | 0.3716
Retro1Slow | Retro | Secondary Glazing Systems | Commercial | HVAC | 0.002534 | 0.0012502 | 20.6982 | 116.0733 | SGS HZ1CZ2 | SGS_Med Office_Electric Reheat_HZ1CZ2 | 0.003982 | 0.0079248 | 0.014009 | 0.022687 | 0.034285 | 0.048888 | 0.066209 | 0.085455 | 0.10523 | 0.12355 | 0.13801 | 0.14617 | 0.14614 | 0.13716 | 0.12007 | 0.098867 | 0.075275 | 0.051887 | 0.033006 | 0.021432 | 1.2145 | 0.42317 | 0.28001 | 0.1921 | 0.18052 | 0.082471 | 0.068224 | 0.1014 | 0.10455 | 0.072141 | 0.14081 | 0.23334 | 0.57703 | 0 | 2.7795 | 2.0233 | 1.5498 | 1.5089 | 0.8431 | 0.71773 | 0.81936 | 0.81653 | 0.71567 | 1.1857 | 1.7392 | 3.5436 | 0.36981
Retro1Slow | Retro | Secondary Glazing Systems | Commercial | HVAC | 0.0032875 | 0.001629 | 26.9809 | 84.2547 | SGS HZ1CZ3 | SGS_Med Office_Electric Reheat_HZ1CZ3 | 0.0044492 | 0.0088545 | 0.015652 | 0.025349 | 0.038307 | 0.054623 | 0.073977 | 0.09548 | 0.11758 | 0.13804 | 0.1542 | 0.16332 | 0.16329 | 0.15326 | 0.13416 | 0.11047 | 0.084106 | 0.057974 | 0.036878 | 0.023947 | 1.357 | 0.54702 | 0.36362 | 0.252 | 0.23696 | 0.11168 | 0.093492 | 0.13747 | 0.14151 | 0.098616 | 0.18629 | 0.30417 | 0.74325 | 0 | 3.5833 | 2.6139 | 2.0147 | 1.961 | 1.1169 | 0.96016 | 1.0994 | 1.0952 | 0.95695 | 1.552 | 2.2538 | 4.5574 | 0.4813
Retro1Slow | Retro | Secondary Glazing Systems | Commercial | HVAC | 0.0031362 | 0.0015824 | 25.6594 | 89.6316 | SGS HZ2CZ1 | SGS_Med Office_Electric Reheat_HZ2CZ1 | 0.0021156 | 0.0042104 | 0.0074429 | 0.012054 | 0.018215 | 0.025974 | 0.035177 | 0.045402 | 0.055909 | 0.065641 | 0.073323 | 0.077662 | 0.077646 | 0.072875 | 0.063794 | 0.052528 | 0.039993 | 0.027567 | 0.017536 | 0.011387 | 0.64526 | 0.54694 | 0.36193 | 0.24666 | 0.2317 | 0.10072 | 0.076608 | 0.1008 | 0.10304 | 0.080474 | 0.17858 | 0.30058 | 0.74702 | 0 | 3.5747 | 2.6021 | 1.97 | 1.9176 | 1.0051 | 0.7981 | 0.82788 | 0.82317 | 0.79597 | 1.474 | 2.2231 | 4.5726 | 0.45633
Retro1Slow | Retro | Secondary Glazing Systems | Commercial | HVAC | 0.0030218 | 0.0015126 | 24.7737 | 93.61 | SGS HZ2CZ2 | SGS_Med Office_Electric Reheat_HZ2CZ2 | 0.0034044 | 0.0067751 | 0.011977 | 0.019396 | 0.029311 | 0.041796 | 0.056604 | 0.073058 | 0.089965 | 0.10563 | 0.11799 | 0.12497 | 0.12494 | 0.11727 | 0.10265 | 0.084524 | 0.064355 | 0.04436 | 0.028218 | 0.018323 | 1.0383 | 0.51542 | 0.34197 | 0.23515 | 0.22101 | 0.10021 | 0.080062 | 0.1115 | 0.11438 | 0.084253 | 0.17209 | 0.28507 | 0.702 | 0 | 3.3711 | 2.4569 | 1.8769 | 1.8268 | 0.99836 | 0.82552 | 0.9016 | 0.89731 | 0.82298 | 1.4248 | 2.1087 | 4.2996 | 0.44112
Retro1Slow | Retro | Secondary Glazing Systems | Commercial | HVAC | 0.0033935 | 0.0016978 | 27.8385 | 81.0179 | SGS HZ2CZ3 | SGS_Med Office_Electric Reheat_HZ2CZ3 | 0.00038255 | 0.00076133 | 0.0013458 | 0.0021796 | 0.0032937 | 0.0046966 | 0.0063607 | 0.0082096 | 0.010109 | 0.011869 | 0.013258 | 0.014043 | 0.01404 | 0.013177 | 0.011535 | 0.0094981 | 0.0072316 | 0.0049848 | 0.0031709 | 0.002059 | 0.11668 | 0.57719 | 0.3832 | 0.26399 | 0.24814 | 0.11333 | 0.091128 | 0.12755 | 0.13087 | 0.095898 | 0.19356 | 0.31969 | 0.78564 | 0 | 3.7746 | 2.7518 | 2.1054 | 2.0492 | 1.1269 | 0.93673 | 1.0288 | 1.024 | 0.93377 | 1.6018 | 2.3636 | 4.8116 | 0.4957
Retro1Slow | Retro | Secondary Glazing Systems | Commercial | HVAC | 0.0037991 | 0.0019301 | 31.0365 | 70.4654 | SGS HZ3CZ1 | SGS_Med Office_Electric Reheat_HZ3CZ1 | 0.0021325 | 0.0042439 | 0.0075022 | 0.01215 | 0.018361 | 0.026181 | 0.035457 | 0.045764 | 0.056354 | 0.066164 | 0.073907 | 0.07828 | 0.078264 | 0.073455 | 0.064302 | 0.052946 | 0.040312 | 0.027787 | 0.017676 | 0.011478 | 0.6504 | 0.67481 | 0.44568 | 0.30166 | 0.28323 | 0.11889 | 0.086404 | 0.10706 | 0.10899 | 0.090591 | 0.21653 | 0.36905 | 0.92363 | 0 | 4.4073 | 3.2053 | 2.4094 | 2.3454 | 1.1869 | 0.90796 | 0.89372 | 0.8877 | 0.90586 | 1.7815 | 2.7285 | 5.6504 | 0.55132
Retro1Slow | Retro | Secondary Glazing Systems | Commercial | HVAC | 0.0042279 | 0.0021302 | 34.4999 | 61.2656 | SGS HZ3CZ2 | SGS_Med Office_Electric Reheat_HZ3CZ2 | 0.00047409 | 0.0009435 | 0.0016679 | 0.0027011 | 0.0040819 | 0.0058205 | 0.0078827 | 0.010174 | 0.012528 | 0.014709 | 0.016431 | 0.017403 | 0.0174 | 0.01633 | 0.014296 | 0.011771 | 0.0089621 | 0.0061775 | 0.0039296 | 0.0025517 | 0.1446 | 0.74026 | 0.48862 | 0.33104 | 0.31083 | 0.13222 | 0.099103 | 0.12997 | 0.13291 | 0.10422 | 0.23835 | 0.40488 | 1.0131 | 0 | 4.8443 | 3.5223 | 2.6561 | 2.5858 | 1.3355 | 1.0488 | 1.0775 | 1.0715 | 1.0464 | 1.9774 | 3.0033 | 6.2056 | 0.61397
Retro1Slow | Retro | Secondary Glazing Systems | Commercial | HVAC | 0.003994 | 0.002003 | 32.5913 | 66.0748 | SGS HZ3CZ3 | SGS_Med Office_Electric Reheat_HZ3CZ3 | 0 | 0 | 0 | 0 | 0 | 0 | 0 | 0 | 0 | 0 | 0 | 0 | 0 | 0 | 0 | 0 | 0 | 0 | 0 | 0 | 0 | 0.69247 | 0.45722 | 0.31043 | 0.29152 | 0.12574 | 0.096331 | 0.13041 | 0.13366 | 0.10145 | 0.22427 | 0.37924 | 0.94713 | 0 | 4.5355 | 3.2983 | 2.4947 | 2.4287 | 1.2748 | 1.0194 | 1.0747 | 1.0693 | 1.0169 | 1.8674 | 2.8167 | 5.805 | 0.58054
Retro1Slow | Retro | Secondary Glazing Systems | Commercial | HVAC | 0.00048431 | 0.0002356 | 4.5971 | 520.1876 | SGS HZ1CZ1 | SGS_Med Office_Gas Reheat_HZ1CZ1 | 0.029712 | 0.059131 | 0.10453 | 0.16928 | 0.25582 | 0.36478 | 0.49402 | 0.63763 | 0.78518 | 0.92187 | 1.0298 | 1.0907 | 1.0905 | 1.0235 | 0.89593 | 0.7377 | 0.56167 | 0.38716 | 0.24628 | 0.15992 | 9.062 | 0.042729 | 0.037256 | 0.041202 | 0.039692 | 0.042763 | 0.049267 | 0.080569 | 0.082911 | 0.051398 | 0.041361 | 0.038526 | 0.042413 | 0 | 0.24948 | 0.21115 | 0.25663 | 0.24743 | 0.33168 | 0.40073 | 0.57342 | 0.57137 | 0.39691 | 0.29328 | 0.23498 | 0.23995 | 0.2071
Retro1Slow | Retro | Secondary Glazing Systems | Commercial | HVAC | 0.00058408 | 0.00026998 | 5.4409 | 440.3098 | SGS HZ1CZ2 | SGS_Med Office_Gas Reheat_HZ1CZ2 | 0.0096534 | 0.019212 | 0.033961 | 0.055 | 0.083115 | 0.11852 | 0.16051 | 0.20716 | 0.25511 | 0.29951 | 0.33457 | 0.35436 | 0.35429 | 0.33252 | 0.29109 | 0.23968 | 0.18249 | 0.12579 | 0.080015 | 0.051957 | 2.9442 | 0.046971 | 0.040705 | 0.045386 | 0.04373 | 0.048529 | 0.057835 | 0.099269 | 0.10255 | 0.060629 | 0.04616 | 0.042369 | 0.046543 | 0 | 0.28247 | 0.23733 | 0.29321 | 0.28305 | 0.39318 | 0.48562 | 0.71335 | 0.71158 | 0.48129 | 0.34208 | 0.26702 | 0.27009 | 0.21528
Retro1Slow | Retro | Secondary Glazing Systems | Commercial | HVAC | 0.0008005 | 0.00037876 | 7.5207 | 301.1133 | SGS HZ1CZ3 | SGS_Med Office_Gas Reheat_HZ1CZ3 | 0.011437 | 0.022762 | 0.040236 | 0.065162 | 0.098473 | 0.14042 | 0.19017 | 0.24544 | 0.30224 | 0.35486 | 0.39639 | 0.41984 | 0.41975 | 0.39396 | 0.34487 | 0.28397 | 0.21621 | 0.14903 | 0.0948 | 0.061558 | 3.4883 | 0.067192 | 0.058398 | 0.064861 | 0.06249 | 0.06839 | 0.080242 | 0.13475 | 0.13897 | 0.083932 | 0.065562 | 0.060597 | 0.066634 | 0 | 0.3985 | 0.33597 | 0.41191 | 0.39741 | 0.54308 | 0.66412 | 0.96419 | 0.96134 | 0.65801 | 0.47601 | 0.37607 | 0.38208 | 0.28419
Retro1Slow | Retro | Secondary Glazing Systems | Commercial | HVAC | 0.00060326 | 0.00030907 | 5.84 | 392.3012 | SGS HZ2CZ1 | SGS_Med Office_Gas Reheat_HZ2CZ1 | 0.0044406 | 0.0088375 | 0.015622 | 0.0253 | 0.038234 | 0.054518 | 0.073835 | 0.095297 | 0.11735 | 0.13778 | 0.1539 | 0.16301 | 0.16298 | 0.15296 | 0.1339 | 0.11025 | 0.083945 | 0.057863 | 0.036808 | 0.023901 | 1.3544 | 0.058258 | 0.051072 | 0.056072 | 0.054011 | 0.056625 | 0.063113 | 0.098036 | 0.10045 | 0.06552 | 0.055627 | 0.052507 | 0.057916 | 0 | 0.33108 | 0.28211 | 0.33763 | 0.32515 | 0.42067 | 0.49658 | 0.69018 | 0.68685 | 0.49151 | 0.37812 | 0.31077 | 0.32019 | 0.25558
Retro1Slow | Retro | Secondary Glazing Systems | Commercial | HVAC | 0.00065856 | 0.00032464 | 6.2823 | 367.8329 | SGS HZ2CZ2 | SGS_Med Office_Gas Reheat_HZ2CZ2 | 0.0079615 | 0.015844 | 0.028009 | 0.04536 | 0.068548 | 0.097744 | 0.13238 | 0.17086 | 0.21039 | 0.24702 | 0.27593 | 0.29225 | 0.29219 | 0.27424 | 0.24007 | 0.19767 | 0.1505 | 0.10374 | 0.065991 | 0.042851 | 2.4282 | 0.059482 | 0.051939 | 0.057328 | 0.055226 | 0.059069 | 0.067471 | 0.10892 | 0.11197 | 0.0703 | 0.057368 | 0.053626 | 0.059066 | 0 | 0.34482 | 0.29235 | 0.35388 | 0.3411 | 0.45307 | 0.54421 | 0.77312 | 0.77012 | 0.53892 | 0.4023 | 0.32448 | 0.33212 | 0.25383
Retro1Slow | Retro | Secondary Glazing Systems | Commercial | HVAC | 0.00075304 | 0.0003704 | 7.1776 | 312.9463 | SGS HZ2CZ3 | SGS_Med Office_Gas Reheat_HZ2CZ3 | 0.00090962 | 0.0018103 | 0.0032001 | 0.0051825 | 0.0078317 | 0.011167 | 0.015124 | 0.019521 | 0.024038 | 0.028222 | 0.031525 | 0.033391 | 0.033384 | 0.031333 | 0.027428 | 0.022584 | 0.017195 | 0.011853 | 0.0075396 | 0.0048958 | 0.27743 | 0.067754 | 0.059149 | 0.065306 | 0.062912 | 0.067369 | 0.07706 | 0.12467 | 0.12818 | 0.080308 | 0.065385 | 0.061084 | 0.067276 | 0 | 0.39323 | 0.3333 | 0.40372 | 0.38915 | 0.51768 | 0.62241 | 0.88528 | 0.88189 | 0.61638 | 0.45935 | 0.37009 | 0.37866 | 0.28643
Retro1Slow | Retro | Secondary Glazing Systems | Commercial | HVAC | 0.00065052 | 0.00034735 | 6.4001 | 339.9978 | SGS HZ3CZ1 | SGS_Med Office_Gas Reheat_HZ3CZ1 | 0.0040554 | 0.0080708 | 0.014267 | 0.023105 | 0.034917 | 0.049789 | 0.067429 | 0.08703 | 0.10717 | 0.12583 | 0.14055 | 0.14887 | 0.14884 | 0.13969 | 0.12229 | 0.10069 | 0.076662 | 0.052843 | 0.033614 | 0.021827 | 1.2369 | 0.067357 | 0.059276 | 0.064745 | 0.062359 | 0.064087 | 0.069629 | 0.10362 | 0.10577 | 0.072001 | 0.063686 | 0.060692 | 0.067035 | 0 | 0.37533 | 0.32143 | 0.38028 | 0.3659 | 0.4604 | 0.53316 | 0.72254 | 0.71825 | 0.5274 | 0.41928 | 0.35139 | 0.36446 | 0.30179
Retro1Slow | Retro | Secondary Glazing Systems | Commercial | HVAC | 0.00077418 | 0.00039403 | 7.4755 | 281.1307 | SGS HZ3CZ2 | SGS_Med Office_Gas Reheat_HZ3CZ2 | 0.00094737 | 0.0018854 | 0.0033329 | 0.0053976 | 0.0081568 | 0.011631 | 0.015752 | 0.020331 | 0.025036 | 0.029394 | 0.032834 | 0.034777 | 0.034769 | 0.032633 | 0.028567 | 0.023522 | 0.017909 | 0.012345 | 0.0078526 | 0.005099 | 0.28894 | 0.07392 | 0.06476 | 0.071163 | 0.068548 | 0.072105 | 0.080701 | 0.1262 | 0.12938 | 0.083831 | 0.0707 | 0.066627 | 0.073473 | 0 | 0.42148 | 0.35884 | 0.43028 | 0.41444 | 0.53859 | 0.6377 | 0.88974 | 0.8856 | 0.63124 | 0.4831 | 0.39579 | 0.40733 | 0.34025
Retro1Slow | Retro | Secondary Glazing Systems | Commercial | HVAC | 0.00076965 | 0.00038208 | 7.3615 | 291.001 | SGS HZ3CZ3 | SGS_Med Office_Gas Reheat_HZ3CZ3 | 0 | 0 | 0 | 0 | 0 | 0 | 0 | 0 | 0 | 0 | 0 | 0 | 0 | 0 | 0 | 0 | 0 | 0 | 0 | 0 | 0 | 0.07038 | 0.061502 | 0.067814 | 0.065326 | 0.06961 | 0.079152 | 0.12689 | 0.13037 | 0.082416 | 0.06775 | 0.063447 | 0.069903 | 0 | 0.40647 | 0.34495 | 0.41667 | 0.40155 | 0.53079 | 0.63556 | 0.8994 | 0.89576 | 0.62933 | 0.47237 | 0.38232 | 0.3918 | 0.325
Retro1Slow | Retro | Secondary Glazing Systems | Commercial | HVAC | 0.00039805 | 0.00019828 | 3.1014 | 244.7509 | Applied Film HZ1CZ1 | Applied Film_Lrg Office_Electric Reheat_HZ1CZ1 | 0.0051001 | 0.01015 | 0.017942 | 0.029057 | 0.043911 | 0.062614 | 0.084799 | 0.10945 | 0.13478 | 0.15824 | 0.17676 | 0.18722 | 0.18718 | 0.17568 | 0.15379 | 0.12663 | 0.096411 | 0.066456 | 0.042274 | 0.02745 | 1.5555 | 0.076205 | 0.048305 | 0.029397 | 0.027391 | 0.0065399 | 0.0019215 | 0.00071321 | 0.00074534 | 0.0021799 | 0.018845 | 0.038456 | 0.10769 | 0 | 0.50733 | 0.36234 | 0.25443 | 0.24827 | 0.09099 | 0.047718 | 0.024507 | 0.02438 | 0.048217 | 0.17073 | 0.29841 | 0.66573 | 0.19672
Retro1Slow | Retro | Secondary Glazing Systems | Commercial | HVAC | 0.00034775 | 0.00017084 | 2.7087 | 283.3963 | Applied Film HZ1CZ2 | Applied Film_Lrg Office_Electric Reheat_HZ1CZ2 | 0.0012227 | 0.0024334 | 0.0043016 | 0.0069664 | 0.010528 | 0.015012 | 0.02033 | 0.02624 | 0.032312 | 0.037937 | 0.042377 | 0.044885 | 0.044875 | 0.042118 | 0.03687 | 0.030358 | 0.023114 | 0.015933 | 0.010135 | 0.0065811 | 0.37293 | 0.064883 | 0.041109 | 0.025095 | 0.023386 | 0.0058917 | 0.002324 | 0.002488 | 0.0026338 | 0.0026206 | 0.016219 | 0.03278 | 0.091644 | 0 | 0.43321 | 0.30937 | 0.21864 | 0.21338 | 0.082629 | 0.048628 | 0.035328 | 0.035294 | 0.049024 | 0.14893 | 0.25561 | 0.56757 | 0.1722
Retro1Slow | Retro | Secondary Glazing Systems | Commercial | HVAC | 0.00069192 | 0.00034018 | 5.5039 | 128.7261 | Applied Film HZ1CZ3 | Applied Film_Lrg Office_Electric Reheat_HZ1CZ3 | 0.0021296 | 0.0042382 | 0.007492 | 0.012133 | 0.018336 | 0.026145 | 0.035409 | 0.045702 | 0.056278 | 0.066075 | 0.073808 | 0.078175 | 0.078158 | 0.073356 | 0.064216 | 0.052874 | 0.040258 | 0.02775 | 0.017652 | 0.011462 | 0.64952 | 0.12291 | 0.07929 | 0.05094 | 0.04765 | 0.016466 | 0.010843 | 0.015177 | 0.015735 | 0.011654 | 0.03493 | 0.064434 | 0.17113 | 0 | 0.81538 | 0.58686 | 0.42929 | 0.41853 | 0.19365 | 0.1412 | 0.13952 | 0.13916 | 0.14139 | 0.30827 | 0.49306 | 1.0565 | 0.3483
Retro1Slow | Retro | Secondary Glazing Systems | Commercial | HVAC | 0.00064173 | 0.00032134 | 5.0915 | 140.8651 | Applied Film HZ2CZ1 | Applied Film_Lrg Office_Electric Reheat_HZ2CZ1 | 0.00098501 | 0.0019603 | 0.0034653 | 0.005612 | 0.0084809 | 0.012093 | 0.016378 | 0.021139 | 0.02603 | 0.030562 | 0.034138 | 0.036158 | 0.036151 | 0.03393 | 0.029702 | 0.024456 | 0.01862 | 0.012835 | 0.0081646 | 0.0053016 | 0.30042 | 0.11899 | 0.076563 | 0.048561 | 0.045386 | 0.014204 | 0.0076409 | 0.0081201 | 0.0083113 | 0.008189 | 0.032648 | 0.061878 | 0.16622 | 0 | 0.78709 | 0.56581 | 0.40787 | 0.39764 | 0.16798 | 0.10794 | 0.085887 | 0.085399 | 0.1083 | 0.28489 | 0.4719 | 1.0241 | 0.32144
Retro1Slow | Retro | Secondary Glazing Systems | Commercial | HVAC | 0.0005401 | 0.00026888 | 4.2364 | 173.4399 | Applied Film HZ2CZ2 | Applied Film_Lrg Office_Electric Reheat_HZ2CZ2 | 0.001366 | 0.0027185 | 0.0048055 | 0.0077825 | 0.011761 | 0.01677 | 0.022712 | 0.029314 | 0.036098 | 0.042382 | 0.047342 | 0.050143 | 0.050132 | 0.047052 | 0.041189 | 0.033915 | 0.025822 | 0.017799 | 0.011322 | 0.007352 | 0.41662 | 0.10171 | 0.064823 | 0.040083 | 0.037392 | 0.010063 | 0.0042043 | 0.0036677 | 0.0037883 | 0.004616 | 0.026205 | 0.051909 | 0.14313 | 0 | 0.67594 | 0.48389 | 0.34347 | 0.33505 | 0.13098 | 0.076372 | 0.051648 | 0.051409 | 0.076898 | 0.23459 | 0.40059 | 0.88399 | 0.26834
Retro1Slow | Retro | Secondary Glazing Systems | Commercial | HVAC | 0.00070314 | 0.00034798 | 5.575 | 126.7575 | Applied Film HZ2CZ3 | Applied Film_Lrg Office_Electric Reheat_HZ2CZ3 | 0.00017976 | 0.00035775 | 0.0006324 | 0.0010242 | 0.0015477 | 0.0022069 | 0.0029889 | 0.0038577 | 0.0047504 | 0.0055774 | 0.0062301 | 0.0065987 | 0.0065973 | 0.006192 | 0.0054204 | 0.0044631 | 0.0033981 | 0.0023423 | 0.00149 | 0.00096751 | 0.054826 | 0.12758 | 0.082057 | 0.052174 | 0.048769 | 0.015775 | 0.0093597 | 0.011908 | 0.012316 | 0.010078 | 0.035296 | 0.066407 | 0.17815 | 0 | 0.84609 | 0.60815 | 0.44075 | 0.42975 | 0.18888 | 0.12935 | 0.11672 | 0.11633 | 0.12968 | 0.31152 | 0.5086 | 1.0993 | 0.35267
Retro1Slow | Retro | Secondary Glazing Systems | Commercial | HVAC | 0.00082316 | 0.00041264 | 6.5013 | 105.5634 | Applied Film HZ3CZ1 | Applied Film_Lrg Office_Electric Reheat_HZ3CZ1 | 0.0010481 | 0.0020859 | 0.0036874 | 0.0059717 | 0.0090244 | 0.012868 | 0.017427 | 0.022493 | 0.027699 | 0.03252 | 0.036326 | 0.038476 | 0.038468 | 0.036104 | 0.031605 | 0.026023 | 0.019814 | 0.013658 | 0.0086878 | 0.0056414 | 0.31968 | 0.1546 | 0.099097 | 0.062154 | 0.058043 | 0.016946 | 0.0080423 | 0.0073501 | 0.0075003 | 0.0086726 | 0.041238 | 0.079754 | 0.21666 | 0 | 1.0239 | 0.7348 | 0.52547 | 0.51239 | 0.20719 | 0.12539 | 0.089138 | 0.088572 | 0.12601 | 0.36237 | 0.61046 | 1.3356 | 0.41076
Retro1Slow | Retro | Secondary Glazing Systems | Commercial | HVAC | 0.00087153 | 0.00043375 | 6.8955 | 98.3187 | Applied Film HZ3CZ2 | Applied Film_Lrg Office_Electric Reheat_HZ3CZ2 | 0.00022234 | 0.00044248 | 0.00078219 | 0.0012667 | 0.0019143 | 0.0027296 | 0.0036968 | 0.0047714 | 0.0058755 | 0.0068984 | 0.0077057 | 0.0081616 | 0.0081599 | 0.0076586 | 0.0067043 | 0.0055202 | 0.004203 | 0.0028971 | 0.0018429 | 0.0011967 | 0.067811 | 0.16073 | 0.10318 | 0.06514 | 0.060859 | 0.018724 | 0.010088 | 0.01144 | 0.011786 | 0.010875 | 0.043641 | 0.083263 | 0.22486 | 0 | 1.0654 | 0.76513 | 0.55085 | 0.53713 | 0.2269 | 0.1471 | 0.12086 | 0.12033 | 0.14764 | 0.38473 | 0.63778 | 1.387 | 0.43601
Retro1Slow | Retro | Secondary Glazing Systems | Commercial | HVAC | 0.00077732 | 0.00038484 | 6.1267 | 113.2956 | Applied Film HZ3CZ3 | Applied Film_Lrg Office_Electric Reheat_HZ3CZ3 | 0 | 0 | 0 | 0 | 0 | 0 | 0 | 0 | 0 | 0 | 0 | 0 | 0 | 0 | 0 | 0 | 0 | 0 | 0 | 0 | 0 | 0.14318 | 0.09162 | 0.057412 | 0.053609 | 0.015906 | 0.0082971 | 0.009716 | 0.010069 | 0.0090136 | 0.038193 | 0.073744 | 0.20076 | 0 | 0.95121 | 0.68217 | 0.48944 | 0.47736 | 0.19916 | 0.12812 | 0.10557 | 0.10522 | 0.12868 | 0.34059 | 0.56771 | 1.24 | 0.38802
Retro1Slow | Retro | Secondary Glazing Systems | Commercial | HVAC | 0.00019905 | 9.8238e-05 | 1.5443 | 513.5197 | Applied Film HZ1CZ1 | Applied Film_Lrg Office_Electric HeatPump_HZ1CZ1 | 0.00241 | 0.0047963 | 0.0084786 | 0.013731 | 0.02075 | 0.029588 | 0.040072 | 0.05172 | 0.063689 | 0.074776 | 0.083527 | 0.088469 | 0.088451 | 0.083016 | 0.072672 | 0.059837 | 0.045559 | 0.031404 | 0.019976 | 0.012972 | 0.73505 | 0.03781 | 0.023882 | 0.014423 | 0.01343 | 0.0030759 | 0.00086125 | 0.00049614 | 0.0005419 | 0.001005 | 0.0091845 | 0.018966 | 0.053551 | 0 | 0.25249 | 0.18006 | 0.12618 | 0.12316 | 0.045072 | 0.024029 | 0.013688 | 0.01367 | 0.024296 | 0.084632 | 0.14816 | 0.33163 | 0.098192
Retro1Slow | Retro | Secondary Glazing Systems | Commercial | HVAC | 0.00017853 | 8.5775e-05 | 1.3846 | 575.2358 | Applied Film HZ1CZ2 | Applied Film_Lrg Office_Electric HeatPump_HZ1CZ2 | 0.00059319 | 0.0011805 | 0.0020868 | 0.0033796 | 0.0051073 | 0.0072826 | 0.0098629 | 0.01273 | 0.015676 | 0.018405 | 0.020559 | 0.021775 | 0.02177 | 0.020433 | 0.017887 | 0.014728 | 0.011213 | 0.0077294 | 0.0049168 | 0.0031927 | 0.18092 | 0.032237 | 0.020342 | 0.012362 | 0.011516 | 0.0029463 | 0.0014225 | 0.0023034 | 0.0024608 | 0.0016215 | 0.0080045 | 0.016208 | 0.045607 | 0 | 0.21652 | 0.15438 | 0.10959 | 0.107 | 0.043585 | 0.028485 | 0.026128 | 0.026187 | 0.028685 | 0.075718 | 0.12785 | 0.28349 | 0.088422
Retro1Slow | Retro | Secondary Glazing Systems | Commercial | HVAC | 0.00038675 | 0.00018677 | 3.1161 | 244.0754 | Applied Film HZ1CZ3 | Applied Film_Lrg Office_Electric HeatPump_HZ1CZ3 | 0.0011442 | 0.0022772 | 0.0040254 | 0.0065192 | 0.0098517 | 0.014048 | 0.019025 | 0.024555 | 0.030238 | 0.035502 | 0.039657 | 0.042003 | 0.041994 | 0.039414 | 0.034503 | 0.028409 | 0.02163 | 0.01491 | 0.0094843 | 0.0061586 | 0.34899 | 0.064035 | 0.041838 | 0.027978 | 0.026242 | 0.011154 | 0.0092173 | 0.014845 | 0.015423 | 0.0098523 | 0.020116 | 0.034546 | 0.088108 | 0 | 0.42459 | 0.30734 | 0.23262 | 0.22667 | 0.12323 | 0.10487 | 0.12293 | 0.12274 | 0.10471 | 0.17624 | 0.26266 | 0.54412 | 0.19721
Retro1Slow | Retro | Secondary Glazing Systems | Commercial | HVAC | 0.00034307 | 0.00017121 | 2.7546 | 278.8644 | Applied Film HZ2CZ1 | Applied Film_Lrg Office_Electric HeatPump_HZ2CZ1 | 0.00050575 | 0.0010065 | 0.0017792 | 0.0028815 | 0.0043545 | 0.0062091 | 0.0084091 | 0.010853 | 0.013365 | 0.015692 | 0.017528 | 0.018565 | 0.018561 | 0.017421 | 0.01525 | 0.012557 | 0.0095605 | 0.0065901 | 0.004192 | 0.0027221 | 0.15425 | 0.061367 | 0.03991 | 0.026088 | 0.024435 | 0.0090054 | 0.0060497 | 0.0077943 | 0.008006 | 0.0064256 | 0.01815 | 0.032628 | 0.084968 | 0 | 0.40464 | 0.29226 | 0.2154 | 0.20988 | 0.099072 | 0.072391 | 0.06965 | 0.069325 | 0.072398 | 0.15567 | 0.24642 | 0.52267 | 0.17357
Retro1Slow | Retro | Secondary Glazing Systems | Commercial | HVAC | 0.0002783 | 0.00013727 | 2.1879 | 356.2393 | Applied Film HZ2CZ2 | Applied Film_Lrg Office_Electric HeatPump_HZ2CZ2 | 0.00066951 | 0.0013324 | 0.0023553 | 0.0038145 | 0.0057644 | 0.0082196 | 0.011132 | 0.014368 | 0.017693 | 0.020773 | 0.023204 | 0.024577 | 0.024571 | 0.023062 | 0.020188 | 0.016623 | 0.012656 | 0.0087239 | 0.0055494 | 0.0036035 | 0.2042 | 0.051204 | 0.032693 | 0.020384 | 0.019026 | 0.005506 | 0.0028095 | 0.0033822 | 0.0035207 | 0.0030703 | 0.013496 | 0.026269 | 0.071901 | 0 | 0.34068 | 0.2441 | 0.17475 | 0.17046 | 0.07057 | 0.045208 | 0.037415 | 0.03732 | 0.045429 | 0.12132 | 0.20293 | 0.44447 | 0.13872
Retro1Slow | Retro | Secondary Glazing Systems | Commercial | HVAC | 0.00038327 | 0.00018718 | 3.0722 | 247.7862 | Applied Film HZ2CZ3 | Applied Film_Lrg Office_Electric HeatPump_HZ2CZ3 | 9.4009e-05 | 0.00018709 | 0.00033073 | 0.00053561 | 0.00080941 | 0.0011542 | 0.0015631 | 0.0020175 | 0.0024843 | 0.0029168 | 0.0032582 | 0.0034509 | 0.0034502 | 0.0032382 | 0.0028347 | 0.0023341 | 0.0017771 | 0.001225 | 0.00077922 | 0.00050598 | 0.028672 | 0.065869 | 0.042801 | 0.028106 | 0.02633 | 0.010207 | 0.0076554 | 0.011559 | 0.011989 | 0.0081893 | 0.019769 | 0.03508 | 0.091123 | 0 | 0.43647 | 0.31517 | 0.23461 | 0.22865 | 0.11508 | 0.091272 | 0.099333 | 0.099112 | 0.091233 | 0.17313 | 0.2671 | 0.56234 | 0.1943
Retro1Slow | Retro | Secondary Glazing Systems | Commercial | HVAC | 0.00043086 | 0.00021543 | 3.4317 | 219.4898 | Applied Film HZ3CZ1 | Applied Film_Lrg Office_Electric HeatPump_HZ3CZ1 | 0.00052506 | 0.0010449 | 0.0018472 | 0.0029915 | 0.0045207 | 0.0064462 | 0.0087301 | 0.011268 | 0.013875 | 0.016291 | 0.018197 | 0.019274 | 0.01927 | 0.018086 | 0.015832 | 0.013036 | 0.0099255 | 0.0068416 | 0.0043521 | 0.002826 | 0.16014 | 0.078916 | 0.050951 | 0.032635 | 0.030523 | 0.010117 | 0.0059522 | 0.0069222 | 0.0070992 | 0.0063564 | 0.022195 | 0.041332 | 0.10993 | 0 | 0.52154 | 0.37548 | 0.27264 | 0.26575 | 0.11667 | 0.07869 | 0.067809 | 0.067458 | 0.078853 | 0.19264 | 0.31427 | 0.67698 | 0.21653
Retro1Slow | Retro | Secondary Glazing Systems | Commercial | HVAC | 0.00046597 | 0.00022987 | 3.7221 | 200.7292 | Applied Film HZ3CZ2 | Applied Film_Lrg Office_Electric HeatPump_HZ3CZ2 | 0.0001139 | 0.00022667 | 0.0004007 | 0.00064892 | 0.00098065 | 0.0013983 | 0.0018938 | 0.0024443 | 0.0030099 | 0.0035339 | 0.0039474 | 0.004181 | 0.0041801 | 0.0039233 | 0.0034344 | 0.0028279 | 0.0021531 | 0.0014841 | 0.00094407 | 0.00061303 | 0.034738 | 0.082482 | 0.053407 | 0.034624 | 0.032409 | 0.011664 | 0.0079274 | 0.010997 | 0.011372 | 0.0084806 | 0.023954 | 0.043544 | 0.11452 | 0 | 0.54606 | 0.39366 | 0.28948 | 0.28216 | 0.13332 | 0.098826 | 0.098811 | 0.098502 | 0.098888 | 0.20927 | 0.33158 | 0.70617 | 0.23521
Retro1Slow | Retro | Secondary Glazing Systems | Commercial | HVAC | 0.00041318 | 0.00020179 | 3.2775 | 230.7403 | Applied Film HZ3CZ3 | Applied Film_Lrg Office_Electric HeatPump_HZ3CZ3 | 0 | 0 | 0 | 0 | 0 | 0 | 0 | 0 | 0 | 0 | 0 | 0 | 0 | 0 | 0 | 0 | 0 | 0 | 0 | 0 | 0 | 0.072929 | 0.046931 | 0.030013 | 0.028065 | 0.0095671 | 0.006357 | 0.0093188 | 0.0096972 | 0.0068637 | 0.020517 | 0.038081 | 0.10169 | 0 | 0.4849 | 0.34864 | 0.25477 | 0.24843 | 0.11514 | 0.084776 | 0.085771 | 0.08562 | 0.084914 | 0.18304 | 0.29279 | 0.62864 | 0.20774
Retro1Slow | Retro | Secondary Glazing Systems | Commercial | HVAC | 8.1577e-05 | 3.3357e-05 | 0.7282 | 975.2112 | Applied Film HZ1CZ3 | Applied Film_Lrg Office_Gas Reheat_HZ1CZ3 | 0.00088692 | 0.0017651 | 0.0031202 | 0.0050532 | 0.0076363 | 0.010889 | 0.014747 | 0.019034 | 0.023438 | 0.027518 | 0.030739 | 0.032557 | 0.032551 | 0.030551 | 0.026744 | 0.022021 | 0.016766 | 0.011557 | 0.0073515 | 0.0047736 | 0.27051 | 0.0051576 | 0.0043854 | 0.0050152 | 0.0048344 | 0.005842 | 0.0075914 | 0.014512 | 0.015111 | 0.0080505 | 0.0053023 | 0.0046584 | 0.0050833 | 0 | 0.033789 | 0.027824 | 0.035942 | 0.034809 | 0.052818 | 0.068543 | 0.10634 | 0.10631 | 0.068026 | 0.044207 | 0.032259 | 0.031787 | 0.17002
Retro1Slow | Retro | Secondary Glazing Systems | Commercial | HVAC | 4.4416e-05 | 2.1071e-05 | 0.4177 | 1720.9369 | Applied Film HZ2CZ1 | Applied Film_Lrg Office_Gas Reheat_HZ2CZ1 | 0.00025437 | 0.00050623 | 0.00089488 | 0.0014492 | 0.0021901 | 0.0031229 | 0.0042294 | 0.0054588 | 0.0067221 | 0.0078922 | 0.0088159 | 0.0093375 | 0.0093356 | 0.008762 | 0.0076702 | 0.0063155 | 0.0048085 | 0.0033145 | 0.0021084 | 0.0013691 | 0.077581 | 0.0037461 | 0.0032569 | 0.0036158 | 0.0034836 | 0.0038066 | 0.0044585 | 0.0074685 | 0.0077007 | 0.0046623 | 0.0036524 | 0.0033783 | 0.0037153 | 0 | 0.022184 | 0.018709 | 0.022919 | 0.022111 | 0.03016 | 0.03684 | 0.053413 | 0.053252 | 0.0365 | 0.026457 | 0.020931 | 0.021276 | 0.14697
Retro1Slow | Retro | Secondary Glazing Systems | Commercial | HVAC | 1.6502e-05 | 5.6648e-06 | 0.13941 | 5280.6397 | Applied Film HZ2CZ2 | Applied Film_Lrg Office_Gas Reheat_HZ2CZ2 | 0.0001415 | 0.0002816 | 0.00049779 | 0.00080617 | 0.0012183 | 0.0017372 | 0.0023527 | 0.0030366 | 0.0037393 | 0.0043902 | 0.004904 | 0.0051941 | 0.0051931 | 0.004874 | 0.0042667 | 0.0035131 | 0.0026748 | 0.0018438 | 0.0011728 | 0.00076158 | 0.043156 | 0.00069418 | 0.00056357 | 0.00068502 | 0.000661 | 0.00094882 | 0.0014146 | 0.0030966 | 0.003253 | 0.0015246 | 0.00078767 | 0.00062893 | 0.00067555 | 0 | 0.0054255 | 0.0043032 | 0.0060238 | 0.0058657 | 0.010162 | 0.014044 | 0.023182 | 0.02323 | 0.013961 | 0.008054 | 0.0052724 | 0.0049528 | 0.1154
Retro1Slow | Retro | Secondary Glazing Systems | Commercial | HVAC | 6.3402e-05 | 2.6383e-05 | 0.56929 | 1244.3536 | Applied Film HZ2CZ3 | Applied Film_Lrg Office_Gas Reheat_HZ2CZ3 | 5.7782e-05 | 0.00011499 | 0.00020328 | 0.00032921 | 0.0004975 | 0.00070939 | 0.00096074 | 0.00124 | 0.001527 | 0.0017928 | 0.0020026 | 0.0021211 | 0.0021206 | 0.0019903 | 0.0017423 | 0.0014346 | 0.0010923 | 0.00075291 | 0.00047894 | 0.000311 | 0.017623 | 0.0041561 | 0.0035451 | 0.0040371 | 0.0038912 | 0.0046389 | 0.0059512 | 0.01121 | 0.011662 | 0.0063008 | 0.0042414 | 0.003753 | 0.0040999 | 0 | 0.026856 | 0.022185 | 0.028461 | 0.02755 | 0.041271 | 0.053196 | 0.081942 | 0.081897 | 0.052785 | 0.034734 | 0.025601 | 0.025329 | 0.16581
Retro1Slow | Retro | Secondary Glazing Systems | Commercial | HVAC | 3.8556e-05 | 1.8217e-05 | 0.36205 | 1901.4589 | Applied Film HZ3CZ1 | Applied Film_Lrg Office_Gas Reheat_HZ3CZ1 | 0.00018374 | 0.00036566 | 0.00064639 | 0.0010468 | 0.0015819 | 0.0022557 | 0.003055 | 0.003943 | 0.0048555 | 0.0057007 | 0.0063679 | 0.0067446 | 0.0067432 | 0.0063289 | 0.0055403 | 0.0045618 | 0.0034733 | 0.0023941 | 0.0015229 | 0.00098891 | 0.056038 | 0.003228 | 0.0028051 | 0.0031162 | 0.0030023 | 0.0032885 | 0.003862 | 0.0064943 | 0.0066982 | 0.0040401 | 0.003151 | 0.0029112 | 0.003201 | 0 | 0.019161 | 0.01615 | 0.01981 | 0.019113 | 0.026145 | 0.031992 | 0.046481 | 0.046345 | 0.031698 | 0.022906 | 0.018084 | 0.018368 | 0.18158
Retro1Slow | Retro | Secondary Glazing Systems | Commercial | HVAC | 6.0415e-05 | 2.5996e-05 | 0.54872 | 1239.5104 | Applied Film HZ3CZ2 | Applied Film_Lrg Office_Gas Reheat_HZ3CZ2 | 5.5694e-05 | 0.00011084 | 0.00019593 | 0.00031731 | 0.00047952 | 0.00068376 | 0.00092602 | 0.0011952 | 0.0014718 | 0.001728 | 0.0019302 | 0.0020444 | 0.002044 | 0.0019184 | 0.0016794 | 0.0013828 | 0.0010528 | 0.0007257 | 0.00046163 | 0.00029976 | 0.016986 | 0.0042364 | 0.0036339 | 0.0041075 | 0.0039585 | 0.0046046 | 0.0057666 | 0.010555 | 0.010957 | 0.0060861 | 0.0042669 | 0.003824 | 0.0041857 | 0 | 0.026706 | 0.022188 | 0.028107 | 0.027182 | 0.039739 | 0.050549 | 0.076761 | 0.076675 | 0.05014 | 0.0338 | 0.025386 | 0.025304 | 0.19908
Retro1Slow | Retro | Secondary Glazing Systems | Commercial | HVAC | 4.9049e-05 | 1.8736e-05 | 0.42821 | 1625.5782 | Applied Film HZ3CZ3 | Applied Film_Lrg Office_Gas Reheat_HZ3CZ3 | 0 | 0 | 0 | 0 | 0 | 0 | 0 | 0 | 0 | 0 | 0 | 0 | 0 | 0 | 0 | 0 | 0 | 0 | 0 | 0 | 0 | 0.0026755 | 0.0022424 | 0.0026138 | 0.0025204 | 0.0032286 | 0.0044169 | 0.0089216 | 0.009325 | 0.0047138 | 0.0028408 | 0.0024189 | 0.0026264 | 0 | 0.018598 | 0.015114 | 0.020091 | 0.019496 | 0.031121 | 0.04143 | 0.065974 | 0.066022 | 0.041145 | 0.025497 | 0.017868 | 0.017311 | 0.1753
Retro1Slow | Retro | Secondary Glazing Systems | Commercial | HVAC | 0.00029787 | 0.00014628 | 2.4422 | 328.5438 | Applied Film HZ1CZ1 | Applied Film_Med Office_Electric HeatPump_HZ1CZ1 | 0.011634 | 0.023152 | 0.040927 | 0.066281 | 0.10016 | 0.14283 | 0.19343 | 0.24966 | 0.30743 | 0.36095 | 0.40319 | 0.42705 | 0.42696 | 0.40073 | 0.3508 | 0.28884 | 0.21992 | 0.15159 | 0.096428 | 0.062615 | 3.5482 | 0.048744 | 0.03239 | 0.022491 | 0.021151 | 0.010132 | 0.0087147 | 0.013299 | 0.013726 | 0.009214 | 0.016697 | 0.027125 | 0.066202 | 0 | 0.32 | 0.2334 | 0.18065 | 0.17585 | 0.10241 | 0.090023 | 0.10604 | 0.10571 | 0.089721 | 0.14029 | 0.20168 | 0.40652 | 0.14882
Retro1Slow | Retro | Secondary Glazing Systems | Commercial | HVAC | 0.00029089 | 0.00013882 | 2.3797 | 337.6609 | Applied Film HZ1CZ2 | Applied Film_Med Office_Electric HeatPump_HZ1CZ2 | 0.0031118 | 0.006193 | 0.010948 | 0.017729 | 0.026793 | 0.038204 | 0.051741 | 0.066781 | 0.082235 | 0.09655 | 0.10785 | 0.11423 | 0.11421 | 0.10719 | 0.093834 | 0.077262 | 0.058825 | 0.040548 | 0.025793 | 0.016749 | 0.9491 | 0.044953 | 0.029871 | 0.020936 | 0.019698 | 0.010034 | 0.0093897 | 0.015794 | 0.016401 | 0.0099895 | 0.0158 | 0.025135 | 0.060909 | 0 | 0.29717 | 0.21676 | 0.17047 | 0.16599 | 0.10432 | 0.098139 | 0.12474 | 0.12456 | 0.097797 | 0.13621 | 0.18889 | 0.37576 | 0.1457
Retro1Slow | Retro | Secondary Glazing Systems | Commercial | HVAC | 0.00037404 | 0.00017908 | 3.0762 | 256.5372 | Applied Film HZ1CZ3 | Applied Film_Med Office_Electric HeatPump_HZ1CZ3 | 0.003448 | 0.0068619 | 0.01213 | 0.019644 | 0.029687 | 0.042331 | 0.057329 | 0.073994 | 0.091117 | 0.10698 | 0.1195 | 0.12657 | 0.12654 | 0.11877 | 0.10397 | 0.085607 | 0.065179 | 0.044928 | 0.028579 | 0.018558 | 1.0516 | 0.057321 | 0.038308 | 0.027197 | 0.025611 | 0.013528 | 0.0128 | 0.021317 | 0.022108 | 0.013586 | 0.020747 | 0.032397 | 0.077304 | 0 | 0.37786 | 0.27634 | 0.21923 | 0.2134 | 0.13753 | 0.13084 | 0.16693 | 0.16663 | 0.13033 | 0.17687 | 0.24187 | 0.47614 | 0.18805
Retro1Slow | Retro | Secondary Glazing Systems | Commercial | HVAC | 0.00035692 | 0.00017787 | 2.9364 | 269.7792 | Applied Film HZ2CZ1 | Applied Film_Med Office_Electric HeatPump_HZ2CZ1 | 0.0016457 | 0.0032751 | 0.0057895 | 0.009376 | 0.014169 | 0.020204 | 0.027362 | 0.035316 | 0.043489 | 0.051059 | 0.057035 | 0.060409 | 0.060397 | 0.056686 | 0.049623 | 0.040859 | 0.031109 | 0.021443 | 0.01364 | 0.0088574 | 0.50192 | 0.059728 | 0.039786 | 0.027665 | 0.02602 | 0.012334 | 0.010251 | 0.014753 | 0.015159 | 0.010791 | 0.020487 | 0.033318 | 0.081046 | 0 | 0.39045 | 0.28509 | 0.21991 | 0.21401 | 0.1217 | 0.10399 | 0.11766 | 0.11715 | 0.10362 | 0.16931 | 0.24589 | 0.49632 | 0.17841
Retro1Slow | Retro | Secondary Glazing Systems | Commercial | HVAC | 0.00036591 | 0.00017939 | 3.0067 | 262.95 | Applied Film HZ2CZ2 | Applied Film_Med Office_Electric HeatPump_HZ2CZ2 | 0.0028084 | 0.0055891 | 0.0098801 | 0.016001 | 0.02418 | 0.034479 | 0.046696 | 0.060269 | 0.074216 | 0.087136 | 0.097334 | 0.10309 | 0.10307 | 0.096738 | 0.084684 | 0.069728 | 0.05309 | 0.036595 | 0.023278 | 0.015116 | 0.85655 | 0.059283 | 0.039495 | 0.027611 | 0.025977 | 0.012754 | 0.011163 | 0.017196 | 0.017751 | 0.011799 | 0.020637 | 0.033165 | 0.08033 | 0 | 0.38898 | 0.28404 | 0.22109 | 0.21519 | 0.12796 | 0.11416 | 0.13624 | 0.13583 | 0.11375 | 0.17301 | 0.24615 | 0.49315 | 0.18318
Retro1Slow | Retro | Secondary Glazing Systems | Commercial | HVAC | 0.00038153 | 0.00018693 | 3.1387 | 251.0344 | Applied Film HZ2CZ3 | Applied Film_Med Office_Electric HeatPump_HZ2CZ3 | 0.00029317 | 0.00058344 | 0.0010314 | 0.0016703 | 0.0025241 | 0.0035992 | 0.0048745 | 0.0062914 | 0.0077473 | 0.009096 | 0.01016 | 0.010762 | 0.010759 | 0.010098 | 0.00884 | 0.0072788 | 0.0055419 | 0.00382 | 0.00243 | 0.0015779 | 0.089414 | 0.061525 | 0.041041 | 0.02879 | 0.027092 | 0.013459 | 0.011873 | 0.018357 | 0.018951 | 0.012546 | 0.021589 | 0.034511 | 0.083269 | 0 | 0.40356 | 0.29486 | 0.23015 | 0.22399 | 0.13453 | 0.12083 | 0.14502 | 0.14458 | 0.12038 | 0.18077 | 0.25589 | 0.51112 | 0.1912
Retro1Slow | Retro | Secondary Glazing Systems | Commercial | HVAC | 0.0004497 | 0.00022635 | 3.689 | 210.4329 | Applied Film HZ3CZ1 | Applied Film_Med Office_Electric HeatPump_HZ3CZ1 | 0.0017228 | 0.0034287 | 0.006061 | 0.0098157 | 0.014833 | 0.021151 | 0.028646 | 0.036972 | 0.045528 | 0.053454 | 0.05971 | 0.063243 | 0.06323 | 0.059345 | 0.05195 | 0.042775 | 0.032568 | 0.022449 | 0.01428 | 0.0092728 | 0.52546 | 0.077487 | 0.051419 | 0.035315 | 0.03319 | 0.014894 | 0.011677 | 0.015783 | 0.016156 | 0.012267 | 0.025778 | 0.042836 | 0.10556 | 0 | 0.50616 | 0.36892 | 0.28112 | 0.2736 | 0.1474 | 0.11994 | 0.12802 | 0.12734 | 0.11957 | 0.21233 | 0.31621 | 0.64601 | 0.22392
Retro1Slow | Retro | Secondary Glazing Systems | Commercial | HVAC | 0.00049871 | 0.00024754 | 4.088 | 187.8236 | Applied Film HZ3CZ2 | Applied Film_Med Office_Electric HeatPump_HZ3CZ2 | 0.00038184 | 0.00075991 | 0.0013433 | 0.0021755 | 0.0032876 | 0.0046879 | 0.0063488 | 0.0081943 | 0.010091 | 0.011847 | 0.013234 | 0.014017 | 0.014014 | 0.013153 | 0.011514 | 0.0094803 | 0.0072181 | 0.0049755 | 0.003165 | 0.0020552 | 0.11646 | 0.083569 | 0.055473 | 0.038291 | 0.035996 | 0.016698 | 0.013787 | 0.020054 | 0.020634 | 0.014541 | 0.028187 | 0.046328 | 0.1137 | 0 | 0.54751 | 0.39913 | 0.30656 | 0.2984 | 0.16756 | 0.1424 | 0.16113 | 0.16049 | 0.14194 | 0.23495 | 0.34352 | 0.69718 | 0.24871
Retro1Slow | Retro | Secondary Glazing Systems | Commercial | HVAC | 0.00050209 | 0.00024783 | 4.1325 | 185.6419 | Applied Film HZ3CZ3 | Applied Film_Med Office_Electric HeatPump_HZ3CZ3 | 0 | 0 | 0 | 0 | 0 | 0 | 0 | 0 | 0 | 0 | 0 | 0 | 0 | 0 | 0 | 0 | 0 | 0 | 0 | 0 | 0 | 0.082189 | 0.054817 | 0.038351 | 0.036084 | 0.017634 | 0.015205 | 0.022851 | 0.023546 | 0.01604 | 0.028632 | 0.046034 | 0.11132 | 0 | 0.53819 | 0.3932 | 0.30559 | 0.2974 | 0.17499 | 0.15423 | 0.18101 | 0.18036 | 0.15366 | 0.23821 | 0.34046 | 0.6825 | 0.25143
Retro1Slow | Retro | Secondary Glazing Systems | Commercial | HVAC | 0.00051924 | 0.00025756 | 4.1743 | 176.7791 | Applied Film HZ1CZ1 | Applied Film_Med Office_Electric Reheat_HZ1CZ1 | 0.020953 | 0.041698 | 0.073712 | 0.11938 | 0.1804 | 0.25724 | 0.34838 | 0.44965 | 0.5537 | 0.65009 | 0.72617 | 0.76914 | 0.76898 | 0.72173 | 0.6318 | 0.52022 | 0.39608 | 0.27302 | 0.17367 | 0.11277 | 6.3904 | 0.091452 | 0.059558 | 0.039148 | 0.036679 | 0.013985 | 0.0098941 | 0.013541 | 0.013952 | 0.010521 | 0.027442 | 0.048804 | 0.12643 | 0 | 0.60348 | 0.43616 | 0.32331 | 0.31502 | 0.15348 | 0.11637 | 0.11807 | 0.11762 | 0.11633 | 0.23606 | 0.36881 | 0.77815 | 0.26321
Retro1Slow | Retro | Secondary Glazing Systems | Commercial | HVAC | 0.00049353 | 0.00024068 | 3.9652 | 187.2001 | Applied Film HZ1CZ2 | Applied Film_Med Office_Electric Reheat_HZ1CZ2 | 0.0054637 | 0.010873 | 0.019221 | 0.031129 | 0.047042 | 0.067078 | 0.090844 | 0.11725 | 0.14438 | 0.16952 | 0.18936 | 0.20056 | 0.20052 | 0.1882 | 0.16475 | 0.13565 | 0.10328 | 0.071193 | 0.045287 | 0.029407 | 1.6664 | 0.084047 | 0.054739 | 0.036183 | 0.033913 | 0.013561 | 0.010469 | 0.016015 | 0.016608 | 0.011186 | 0.025637 | 0.044981 | 0.11604 | 0 | 0.55666 | 0.40236 | 0.30106 | 0.29339 | 0.15107 | 0.12226 | 0.13576 | 0.13546 | 0.12215 | 0.22388 | 0.34187 | 0.71594 | 0.25072
Retro1Slow | Retro | Secondary Glazing Systems | Commercial | HVAC | 0.00062786 | 0.00030668 | 5.0623 | 142.0678 | Applied Film HZ1CZ3 | Applied Film_Med Office_Electric Reheat_HZ1CZ3 | 0.0059788 | 0.011899 | 0.021034 | 0.034064 | 0.051477 | 0.073402 | 0.099409 | 0.12831 | 0.158 | 0.1855 | 0.20721 | 0.21947 | 0.21943 | 0.20594 | 0.18028 | 0.14844 | 0.11302 | 0.077905 | 0.049557 | 0.032179 | 1.8235 | 0.10629 | 0.069458 | 0.046296 | 0.043417 | 0.017946 | 0.014152 | 0.021594 | 0.022368 | 0.015084 | 0.033069 | 0.057256 | 0.14636 | 0 | 0.7029 | 0.50882 | 0.38281 | 0.37298 | 0.19609 | 0.16106 | 0.18073 | 0.18029 | 0.16084 | 0.28669 | 0.4335 | 0.90227 | 0.31978
Retro1Slow | Retro | Secondary Glazing Systems | Commercial | HVAC | 0.00062706 | 0.00031367 | 5.0502 | 142.4573 | Applied Film HZ2CZ1 | Applied Film_Med Office_Electric Reheat_HZ2CZ1 | 0.0029822 | 0.0059351 | 0.010492 | 0.016991 | 0.025677 | 0.036613 | 0.049586 | 0.064 | 0.07881 | 0.092529 | 0.10336 | 0.10947 | 0.10945 | 0.10273 | 0.089926 | 0.074044 | 0.056376 | 0.03886 | 0.024719 | 0.016051 | 0.90957 | 0.11185 | 0.072938 | 0.047992 | 0.044971 | 0.017036 | 0.011691 | 0.015048 | 0.015435 | 0.012386 | 0.0336 | 0.059775 | 0.15454 | 0 | 0.73638 | 0.53252 | 0.39401 | 0.38385 | 0.18403 | 0.13614 | 0.13235 | 0.13169 | 0.13609 | 0.28619 | 0.44984 | 0.94983 | 0.31791
Retro1Slow | Retro | Secondary Glazing Systems | Commercial | HVAC | 0.00063283 | 0.00031358 | 5.0953 | 140.9948 | Applied Film HZ2CZ2 | Applied Film_Med Office_Electric Reheat_HZ2CZ2 | 0.0050148 | 0.0099802 | 0.017642 | 0.028572 | 0.043177 | 0.061568 | 0.083382 | 0.10762 | 0.13252 | 0.15559 | 0.1738 | 0.18409 | 0.18405 | 0.17274 | 0.15122 | 0.12451 | 0.094799 | 0.065345 | 0.041567 | 0.026991 | 1.5295 | 0.11078 | 0.072253 | 0.047696 | 0.044702 | 0.0174 | 0.012585 | 0.017487 | 0.018024 | 0.013375 | 0.033595 | 0.059307 | 0.15295 | 0 | 0.7308 | 0.52853 | 0.39311 | 0.38301 | 0.18955 | 0.14594 | 0.15076 | 0.15019 | 0.14584 | 0.2885 | 0.44767 | 0.94127 | 0.32124
Retro1Slow | Retro | Secondary Glazing Systems | Commercial | HVAC | 0.00065733 | 0.00032558 | 5.2968 | 134.8354 | Applied Film HZ2CZ3 | Applied Film_Med Office_Electric Reheat_HZ2CZ3 | 0.00052131 | 0.0010375 | 0.001834 | 0.0029701 | 0.0044884 | 0.0064002 | 0.0086679 | 0.011187 | 0.013776 | 0.016175 | 0.018068 | 0.019137 | 0.019133 | 0.017957 | 0.015719 | 0.012943 | 0.0098547 | 0.0067929 | 0.004321 | 0.0028058 | 0.159 | 0.11474 | 0.07489 | 0.049543 | 0.04644 | 0.01826 | 0.013342 | 0.018658 | 0.019233 | 0.014175 | 0.034978 | 0.061523 | 0.15831 | 0 | 0.75675 | 0.54749 | 0.4079 | 0.39739 | 0.19817 | 0.15366 | 0.16002 | 0.15942 | 0.15353 | 0.3001 | 0.46412 | 0.97416 | 0.33391
Retro1Slow | Retro | Secondary Glazing Systems | Commercial | HVAC | 0.00080523 | 0.00040507 | 6.4709 | 106.471 | Applied Film HZ3CZ1 | Applied Film_Med Office_Electric Reheat_HZ3CZ1 | 0.0031844 | 0.0063373 | 0.011203 | 0.018143 | 0.027417 | 0.039095 | 0.052946 | 0.068337 | 0.084151 | 0.0988 | 0.11036 | 0.11689 | 0.11687 | 0.10969 | 0.09602 | 0.079062 | 0.060196 | 0.041493 | 0.026394 | 0.017139 | 0.97121 | 0.14608 | 0.095052 | 0.062067 | 0.05813 | 0.021083 | 0.013571 | 0.016171 | 0.016519 | 0.014366 | 0.043037 | 0.077656 | 0.20229 | 0 | 0.96144 | 0.69457 | 0.51025 | 0.49712 | 0.22944 | 0.16226 | 0.14735 | 0.14647 | 0.16231 | 0.36616 | 0.58464 | 1.2429 | 0.40716
Retro1Slow | Retro | Secondary Glazing Systems | Commercial | HVAC | 0.0008805 | 0.00043947 | 7.0754 | 95.5451 | Applied Film HZ3CZ2 | Applied Film_Med Office_Electric Reheat_HZ3CZ2 | 0.00069637 | 0.0013859 | 0.0024498 | 0.0039675 | 0.0059957 | 0.0085494 | 0.011579 | 0.014944 | 0.018402 | 0.021606 | 0.024135 | 0.025563 | 0.025557 | 0.023987 | 0.020998 | 0.01729 | 0.013164 | 0.0090739 | 0.005772 | 0.003748 | 0.21239 | 0.15723 | 0.10233 | 0.067019 | 0.062779 | 0.023344 | 0.015821 | 0.020471 | 0.021025 | 0.016795 | 0.04672 | 0.08372 | 0.21757 | 0 | 1.0364 | 0.74883 | 0.55261 | 0.53843 | 0.25565 | 0.18785 | 0.18189 | 0.18104 | 0.18783 | 0.40013 | 0.63177 | 1.3381 | 0.44576
Retro1Slow | Retro | Secondary Glazing Systems | Commercial | HVAC | 0.0008714 | 0.00043348 | 7.0222 | 96.4783 | Applied Film HZ3CZ3 | Applied Film_Med Office_Electric Reheat_HZ3CZ3 | 0 | 0 | 0 | 0 | 0 | 0 | 0 | 0 | 0 | 0 | 0 | 0 | 0 | 0 | 0 | 0 | 0 | 0 | 0 | 0 | 0 | 0.15344 | 0.10014 | 0.066139 | 0.061991 | 0.024062 | 0.017173 | 0.023253 | 0.023923 | 0.018221 | 0.04656 | 0.082203 | 0.21179 | 0 | 1.0111 | 0.73147 | 0.5436 | 0.52958 | 0.2602 | 0.19819 | 0.20108 | 0.20024 | 0.19805 | 0.39799 | 0.61928 | 1.3025 | 0.44238
Retro1Slow | Retro | Secondary Glazing Systems | Commercial | HVAC | 7.651e-05 | 3.5002e-05 | 0.71007 | 1040.9119 | Applied Film HZ1CZ1 | Applied Film_Med Office_Gas Reheat_HZ1CZ1 | 0.011219 | 0.022328 | 0.03947 | 0.063921 | 0.096597 | 0.13774 | 0.18654 | 0.24077 | 0.29649 | 0.3481 | 0.38884 | 0.41184 | 0.41176 | 0.38646 | 0.3383 | 0.27856 | 0.21209 | 0.14619 | 0.092994 | 0.060385 | 3.4218 | 0.0060355 | 0.0052234 | 0.0058345 | 0.0056218 | 0.0062787 | 0.0075353 | 0.013058 | 0.0135 | 0.007907 | 0.0059508 | 0.0054447 | 0.0059782 | 0 | 0.036528 | 0.030644 | 0.037989 | 0.036682 | 0.051329 | 0.063673 | 0.094005 | 0.093792 | 0.063113 | 0.044512 | 0.034556 | 0.034883 | 0.1339
Retro1Slow | Retro | Secondary Glazing Systems | Commercial | HVAC | 8.8263e-05 | 3.6954e-05 | 0.79417 | 936.0511 | Applied Film HZ1CZ2 | Applied Film_Med Office_Gas Reheat_HZ1CZ2 | 0.0034446 | 0.0068552 | 0.012118 | 0.019625 | 0.029658 | 0.04229 | 0.057273 | 0.073922 | 0.091028 | 0.10687 | 0.11938 | 0.12645 | 0.12642 | 0.11865 | 0.10387 | 0.085523 | 0.065116 | 0.044884 | 0.028551 | 0.01854 | 1.0506 | 0.0058587 | 0.0050027 | 0.0056889 | 0.0054832 | 0.0065065 | 0.0083101 | 0.015573 | 0.016193 | 0.0087931 | 0.005964 | 0.0052901 | 0.0057811 | 0 | 0.037682 | 0.031161 | 0.039882 | 0.038599 | 0.057563 | 0.074018 | 0.11372 | 0.11365 | 0.073441 | 0.048539 | 0.035902 | 0.03557 | 0.13235
Retro1Slow | Retro | Secondary Glazing Systems | Commercial | HVAC | 0.00012022 | 5.1484e-05 | 1.0901 | 660.9894 | Applied Film HZ1CZ3 | Applied Film_Med Office_Gas Reheat_HZ1CZ3 | 0.0040527 | 0.0080655 | 0.014258 | 0.02309 | 0.034894 | 0.049756 | 0.067385 | 0.086972 | 0.1071 | 0.12574 | 0.14046 | 0.14877 | 0.14874 | 0.1396 | 0.1222 | 0.10062 | 0.076612 | 0.052808 | 0.033592 | 0.021813 | 1.2361 | 0.0083506 | 0.0071576 | 0.0080985 | 0.0078051 | 0.0091098 | 0.011448 | 0.02104 | 0.021849 | 0.012087 | 0.0084259 | 0.0075382 | 0.0082489 | 0 | 0.052822 | 0.04385 | 0.055646 | 0.053823 | 0.078959 | 0.10063 | 0.15313 | 0.15297 | 0.09982 | 0.067058 | 0.050232 | 0.050017 | 0.1715
Retro1Slow | Retro | Secondary Glazing Systems | Commercial | HVAC | 8.6784e-05 | 4.2072e-05 | 0.8227 | 876.2514 | Applied Film HZ2CZ1 | Applied Film_Med Office_Gas Reheat_HZ2CZ1 | 0.0015293 | 0.0030435 | 0.0053801 | 0.0087129 | 0.013167 | 0.018775 | 0.025427 | 0.032819 | 0.040413 | 0.047449 | 0.053002 | 0.056137 | 0.056126 | 0.052677 | 0.046114 | 0.037969 | 0.028909 | 0.019927 | 0.012676 | 0.008231 | 0.46642 | 0.00761 | 0.0066328 | 0.0073389 | 0.0070702 | 0.0076316 | 0.008812 | 0.014459 | 0.014883 | 0.0091961 | 0.0073734 | 0.0068616 | 0.0075528 | 0 | 0.044517 | 0.037658 | 0.045819 | 0.04418 | 0.059364 | 0.071832 | 0.10297 | 0.10261 | 0.07115 | 0.052433 | 0.041939 | 0.0428 | 0.1601
Retro1Slow | Retro | Secondary Glazing Systems | Commercial | HVAC | 9.8987e-05 | 4.5213e-05 | 0.91815 | 784.0291 | Applied Film HZ2CZ2 | Applied Film_Med Office_Gas Reheat_HZ2CZ2 | 0.0028445 | 0.0056609 | 0.010007 | 0.016206 | 0.024491 | 0.034922 | 0.047296 | 0.061044 | 0.07517 | 0.088256 | 0.098584 | 0.10442 | 0.1044 | 0.097981 | 0.085772 | 0.070624 | 0.053772 | 0.037065 | 0.023577 | 0.01531 | 0.86756 | 0.0077854 | 0.0067364 | 0.0075266 | 0.0072523 | 0.0081077 | 0.009741 | 0.016904 | 0.017478 | 0.010223 | 0.0076801 | 0.0070234 | 0.007711 | 0 | 0.047165 | 0.039558 | 0.049066 | 0.04738 | 0.066373 | 0.08239 | 0.12173 | 0.12146 | 0.081667 | 0.057529 | 0.044625 | 0.045032 | 0.16531
Retro1Slow | Retro | Secondary Glazing Systems | Commercial | HVAC | 0.00010572 | 4.8282e-05 | 0.98058 | 729.8579 | Applied Film HZ2CZ3 | Applied Film_Med Office_Gas Reheat_HZ2CZ3 | 0.00030379 | 0.00060459 | 0.0010687 | 0.0017308 | 0.0026156 | 0.0037297 | 0.0050511 | 0.0065194 | 0.0080281 | 0.0094256 | 0.010529 | 0.011152 | 0.011149 | 0.010464 | 0.0091604 | 0.0075426 | 0.0057428 | 0.0039585 | 0.0025181 | 0.0016351 | 0.092655 | 0.0083129 | 0.0071927 | 0.0080367 | 0.0077437 | 0.008658 | 0.010403 | 0.018056 | 0.018669 | 0.010918 | 0.0082009 | 0.0074993 | 0.0082334 | 0 | 0.050365 | 0.042241 | 0.052397 | 0.050596 | 0.070887 | 0.087998 | 0.13003 | 0.12974 | 0.087226 | 0.061438 | 0.047654 | 0.048087 | 0.17279
Retro1Slow | Retro | Secondary Glazing Systems | Commercial | HVAC | 9.4168e-05 | 4.7624e-05 | 0.90708 | 761.6557 | Applied Film HZ3CZ1 | Applied Film_Med Office_Gas Reheat_HZ3CZ1 | 0.0014051 | 0.0027964 | 0.0049432 | 0.0080055 | 0.012098 | 0.017251 | 0.023363 | 0.030154 | 0.037132 | 0.043596 | 0.048698 | 0.051579 | 0.051569 | 0.0484 | 0.042369 | 0.034886 | 0.026562 | 0.018309 | 0.011647 | 0.0075627 | 0.42855 | 0.0088934 | 0.0077864 | 0.0085635 | 0.008249 | 0.0087052 | 0.0097823 | 0.015396 | 0.015792 | 0.010168 | 0.0085197 | 0.0080163 | 0.0088379 | 0 | 0.050872 | 0.043276 | 0.051988 | 0.050081 | 0.065365 | 0.077618 | 0.10869 | 0.10821 | 0.076838 | 0.058513 | 0.04779 | 0.049132 | 0.19947
Retro1Slow | Retro | Secondary Glazing Systems | Commercial | HVAC | 0.00011692 | 5.5614e-05 | 1.1006 | 616.1091 | Applied Film HZ3CZ2 | Applied Film_Med Office_Gas Reheat_HZ3CZ2 | 0.00034097 | 0.00067858 | 0.0011996 | 0.0019427 | 0.0029357 | 0.0041862 | 0.0056694 | 0.0073173 | 0.0090107 | 0.010579 | 0.011817 | 0.012517 | 0.012514 | 0.011745 | 0.010282 | 0.0084658 | 0.0064457 | 0.004443 | 0.0028262 | 0.0018352 | 0.104 | 0.0099087 | 0.0086173 | 0.0095629 | 0.0092132 | 0.010052 | 0.011753 | 0.019638 | 0.020244 | 0.012287 | 0.0096531 | 0.0089356 | 0.0098281 | 0 | 0.058587 | 0.04943 | 0.060501 | 0.058363 | 0.079462 | 0.09695 | 0.14037 | 0.13994 | 0.096052 | 0.069765 | 0.055268 | 0.056207 | 0.22272
Retro1Slow | Retro | Secondary Glazing Systems | Commercial | HVAC | 0.00013278 | 6.218e-05 | 1.2428 | 546.7516 | Applied Film HZ3CZ3 | Applied Film_Med Office_Gas Reheat_HZ3CZ3 | 0 | 0 | 0 | 0 | 0 | 0 | 0 | 0 | 0 | 0 | 0 | 0 | 0 | 0 | 0 | 0 | 0 | 0 | 0 | 0 | 0 | 0.010937 | 0.0094938 | 0.010562 | 0.010176 | 0.011205 | 0.013238 | 0.022448 | 0.023168 | 0.01386 | 0.010705 | 0.0098645 | 0.010842 | 0 | 0.06526 | 0.054937 | 0.067581 | 0.065218 | 0.089771 | 0.11026 | 0.16093 | 0.16049 | 0.10926 | 0.078426 | 0.061633 | 0.062496 | 0.22664
LO5Med | New | Glass | Commercial | HVAC | 0.0007258 | 0.00036505 | 6.9767 | 43.6601 | Large Off | ThinTriple_Large Off_GAS | 0.022383 | 0.048362 | 0.066076 | 0.091974 | 0.12393 | 0.18913 | 0.26074 | 0.3503 | 0.43777 | 0.47985 | 0.54521 | 0.59084 | 0.55515 | 0.62821 | 0.62809 | 0.67887 | 0.68548 | 0.76869 | 0.64061 | 0.68149 | 2.1313 | 0.067898 | 0.059413 | 0.065392 | 0.062991 | 0.066663 | 0.075172 | 0.11896 | 0.12208 | 0.078176 | 0.065137 | 0.061204 | 0.067464 | 0 | 0.38948 | 0.33109 | 0.39838 | 0.38381 | 0.50283 | 0.59858 | 0.84086 | 0.83719 | 0.5926 | 0.44934 | 0.36602 | 0.37594 | 0.79453
LO5Med | New | Glass | Commercial | HVAC | 0.00070907 | 0.00035664 | 6.8458 | 43.8014 | Large Off | ThinTriple_Large Off_HP | 0.0026473 | 0.0057201 | 0.0078152 | 0.010878 | 0.014658 | 0.02237 | 0.030839 | 0.041432 | 0.051777 | 0.056755 | 0.064485 | 0.069882 | 0.06566 | 0.074303 | 0.074288 | 0.080294 | 0.081076 | 0.090918 | 0.075769 | 0.080604 | 0.25208 | 0.06467 | 0.05736 | 0.064133 | 0.061817 | 0.066372 | 0.075083 | 0.11894 | 0.12207 | 0.078077 | 0.064324 | 0.059565 | 0.062912 | 0 | 0.36806 | 0.31577 | 0.3876 | 0.3733 | 0.49897 | 0.59658 | 0.83995 | 0.83629 | 0.59059 | 0.4421 | 0.35339 | 0.34786 | 0.7931
LO5Med | New | Glass | Commercial | HVAC | 0.00067441 | 0.00033921 | 6.5745 | 46.4727 | Large Off | ThinTriple_Large Off_ER | 0.0024462 | 0.0052854 | 0.0072213 | 0.010052 | 0.013544 | 0.02067 | 0.028495 | 0.038283 | 0.047842 | 0.052442 | 0.059585 | 0.064572 | 0.06067 | 0.068656 | 0.068643 | 0.074192 | 0.074915 | 0.084008 | 0.070011 | 0.074478 | 0.23293 | 0.057982 | 0.053105 | 0.061524 | 0.059385 | 0.065768 | 0.074898 | 0.11891 | 0.12203 | 0.077872 | 0.062642 | 0.05617 | 0.053481 | 0 | 0.32366 | 0.28402 | 0.36526 | 0.3515 | 0.49097 | 0.59246 | 0.83807 | 0.83443 | 0.58643 | 0.42711 | 0.32721 | 0.28966 | 0.76113
LO5Med | New | Glass | Commercial | HVAC | 0.00079981 | 0.00044336 | 7.9876 | 38.9228 | Medium Off | ThinTriple_Medium Off_GAS | 0.02199 | 0.048287 | 0.065747 | 0.08475 | 0.11624 | 0.19013 | 0.25559 | 0.34252 | 0.42845 | 0.4476 | 0.53401 | 0.58197 | 0.53303 | 0.62652 | 0.58627 | 0.65642 | 0.65705 | 0.73306 | 0.59657 | 0.63732 | 2.8093 | 0.088067 | 0.077746 | 0.08456 | 0.081438 | 0.082299 | 0.087429 | 0.12498 | 0.12709 | 0.090088 | 0.082588 | 0.079335 | 0.087726 | 0 | 0.48267 | 0.41513 | 0.48631 | 0.46756 | 0.57391 | 0.65283 | 0.86323 | 0.85715 | 0.64543 | 0.52888 | 0.45089 | 0.47033 | 0.85042
LO5Med | New | Glass | Commercial | HVAC | 0.00074597 | 0.0004163 | 7.5664 | 38.635 | Medium Off | ThinTriple_Medium Off_HP | 0.0002634 | 0.00057838 | 0.00078751 | 0.0010151 | 0.0013923 | 0.0022774 | 0.0030614 | 0.0041027 | 0.0051319 | 0.0053613 | 0.0063963 | 0.0069709 | 0.0063846 | 0.0075044 | 0.0070224 | 0.0078625 | 0.0078701 | 0.0087806 | 0.0071457 | 0.0076338 | 0.03365 | 0.077681 | 0.07114 | 0.08051 | 0.077662 | 0.081362 | 0.087142 | 0.12492 | 0.12703 | 0.08977 | 0.079975 | 0.074063 | 0.07308 | 0 | 0.41373 | 0.36582 | 0.45162 | 0.43371 | 0.56149 | 0.64642 | 0.86031 | 0.85425 | 0.63895 | 0.50558 | 0.41024 | 0.37995 | 0.85557
LO5Med | New | Glass | Commercial | HVAC | 0.00061176 | 0.00034883 | 6.5163 | 48.2361 | Medium Off | ThinTriple_Medium Off_ER | 0.0011009 | 0.0024175 | 0.0032916 | 0.004243 | 0.0058196 | 0.009519 | 0.012796 | 0.017148 | 0.02145 | 0.022409 | 0.026735 | 0.029137 | 0.026686 | 0.031367 | 0.029352 | 0.032864 | 0.032896 | 0.036701 | 0.029867 | 0.031908 | 0.14065 | 0.051788 | 0.054669 | 0.070411 | 0.068247 | 0.079025 | 0.086427 | 0.12478 | 0.1269 | 0.088978 | 0.07346 | 0.060919 | 0.036567 | 0 | 0.24187 | 0.24289 | 0.36512 | 0.34934 | 0.53052 | 0.63044 | 0.85301 | 0.84703 | 0.62282 | 0.44752 | 0.30892 | 0.15463 | 0.7318
LO5Med | New | Glass | Commercial | HVAC | 0.00025631 | 0.00013912 | 2.5382 | 161.8149 | Small Off | ThinTriple_Small Off_GAS | 0.0015856 | 0.0035194 | 0.0049811 | 0.006652 | 0.0089973 | 0.014196 | 0.018742 | 0.024873 | 0.032151 | 0.034381 | 0.040064 | 0.043525 | 0.041055 | 0.046599 | 0.044184 | 0.048333 | 0.048724 | 0.052917 | 0.045638 | 0.047807 | 0.63164 | 0.027268 | 0.024031 | 0.026198 | 0.025232 | 0.025737 | 0.027687 | 0.040493 | 0.041264 | 0.028586 | 0.025688 | 0.024568 | 0.027149 | 0 | 0.15083 | 0.12941 | 0.15244 | 0.14662 | 0.18249 | 0.2097 | 0.28121 | 0.2794 | 0.20739 | 0.16706 | 0.14107 | 0.14669 | 0.26948
LO5Med | New | Glass | Commercial | HVAC | 0.00025631 | 0.00013912 | 2.5382 | 149.6435 | Small Off | ThinTriple_Small Off_HP | 0.00066832 | 0.0014834 | 0.0020995 | 0.0028037 | 0.0037922 | 0.0059836 | 0.0078995 | 0.010483 | 0.013551 | 0.014491 | 0.016886 | 0.018345 | 0.017304 | 0.019641 | 0.018623 | 0.020371 | 0.020536 | 0.022304 | 0.019236 | 0.02015 | 0.26622 | 0.027268 | 0.024031 | 0.026198 | 0.025232 | 0.025737 | 0.027687 | 0.040493 | 0.041264 | 0.028586 | 0.025688 | 0.024568 | 0.027149 | 0 | 0.15083 | 0.12941 | 0.15244 | 0.14662 | 0.18249 | 0.2097 | 0.28121 | 0.2794 | 0.20739 | 0.16706 | 0.14107 | 0.14669 | 0.28906
LO5Med | New | Glass | Commercial | HVAC | -1.01e-05 | 5.1963e-06 | 0.4536 | 933.6002 | Small Off | ThinTriple_Small Off_ER | 2.7331e-05 | 6.0663e-05 | 8.5858e-05 | 0.00011466 | 0.00015508 | 0.0002447 | 0.00032305 | 0.00042872 | 0.00055417 | 0.00059261 | 0.00069056 | 0.00075023 | 0.00070764 | 0.00080321 | 0.00076158 | 0.00083309 | 0.00083984 | 0.0009121 | 0.00078665 | 0.00082403 | 0.010887 | -0.024132 | -0.0086652 | 0.0061517 | 0.0065427 | 0.0211 | 0.026268 | 0.040202 | 0.040992 | 0.027013 | 0.012755 | -0.0015244 | -0.045332 | 0 | -0.19034 | -0.11461 | -0.019258 | -0.02087 | 0.12102 | 0.17799 | 0.26672 | 0.26506 | 0.17536 | 0.051794 | -0.060072 | -0.30058 | 0.046178
LO5Med | New | Glass | Commercial | HVAC | 0.0030641 | 0.0012946 | 27.6555 | -40.8521 | Hospital | ThinTriple_Hospital_GAS | 0.019883 | 0.044575 | 0.082017 | 0.14603 | 0.19164 | 0.29677 | 0.37584 | 0.40025 | 0.68046 | 0.72295 | 0.83441 | 0.83514 | 0.90057 | 0.90292 | 0.90675 | 0.91101 | 0.9317 | 0.87235 | 0.89114 | 0.88105 | 10.0288 | 0.20717 | 0.17718 | 0.20106 | 0.19379 | 0.2284 | 0.2898 | 0.53886 | 0.56003 | 0.30638 | 0.21013 | 0.18704 | 0.20452 | 0 | 1.3234 | 1.0961 | 1.398 | 1.3527 | 2.004 | 2.5676 | 3.9299 | 3.9267 | 2.5473 | 1.6947 | 1.2599 | 1.2508 | 5.721
LO5Med | New | Glass | Commercial | HVAC | 0.0030641 | 0.0012946 | 27.6555 | -4.0575 | Hospital | ThinTriple_Hospital_HP | 0.00041423 | 0.00092865 | 0.0017087 | 0.0030424 | 0.0039925 | 0.0061826 | 0.0078301 | 0.0083386 | 0.014176 | 0.015061 | 0.017383 | 0.017399 | 0.018762 | 0.018811 | 0.018891 | 0.018979 | 0.01941 | 0.018174 | 0.018565 | 0.018355 | 0.20893 | 0.20717 | 0.17718 | 0.20106 | 0.19379 | 0.2284 | 0.2898 | 0.53886 | 0.56003 | 0.30638 | 0.21013 | 0.18704 | 0.20452 | 0 | 1.3234 | 1.0961 | 1.398 | 1.3527 | 2.004 | 2.5676 | 3.9299 | 3.9267 | 2.5473 | 1.6947 | 1.2599 | 1.2508 | 3.3278
LO5Med | New | Glass | Commercial | HVAC | 0.0030641 | 0.0012946 | 27.6555 | -4.0575 | Hospital | ThinTriple_Hospital_ER | 0.00041423 | 0.00092865 | 0.0017087 | 0.0030424 | 0.0039925 | 0.0061826 | 0.0078301 | 0.0083386 | 0.014176 | 0.015061 | 0.017383 | 0.017399 | 0.018762 | 0.018811 | 0.018891 | 0.018979 | 0.01941 | 0.018174 | 0.018565 | 0.018355 | 0.20893 | 0.20717 | 0.17718 | 0.20106 | 0.19379 | 0.2284 | 0.2898 | 0.53886 | 0.56003 | 0.30638 | 0.21013 | 0.18704 | 0.20452 | 0 | 1.3234 | 1.0961 | 1.398 | 1.3527 | 2.004 | 2.5676 | 3.9299 | 3.9267 | 2.5473 | 1.6947 | 1.2599 | 1.2508 | 3.3278
LO5Med | New | Glass | Commercial | HVAC | 0.0010592 | 0.00053319 | 10.1846 | 23.3962 | Lodging | ThinTriple_Lodging_GAS | 0.00057774 | 0.0012784 | 0.0027093 | 0.0057562 | 0.0072679 | 0.012473 | 0.015968 | 0.015518 | 0.027872 | 0.028854 | 0.034067 | 0.033296 | 0.037022 | 0.036409 | 0.037141 | 0.036935 | 0.03855 | 0.034511 | 0.034828 | 0.034109 | 0.26675 | 0.099233 | 0.086841 | 0.095568 | 0.092059 | 0.097382 | 0.10975 | 0.17353 | 0.17807 | 0.11413 | 0.095176 | 0.089449 | 0.098601 | 0 | 0.56898 | 0.48373 | 0.5819 | 0.56061 | 0.73402 | 0.87343 | 1.2264 | 1.221 | 0.86471 | 0.65611 | 0.53467 | 0.54925 | 1.1801
LO5Med | New | Glass | Commercial | HVAC | 0.0010592 | 0.00053319 | 10.1846 | 23.3963 | Lodging | ThinTriple_Lodging_HP | 0.00051797 | 0.0011461 | 0.002429 | 0.0051607 | 0.006516 | 0.011182 | 0.014316 | 0.013913 | 0.024988 | 0.025869 | 0.030543 | 0.029852 | 0.033192 | 0.032643 | 0.033299 | 0.033114 | 0.034562 | 0.030941 | 0.031225 | 0.03058 | 0.23916 | 0.099233 | 0.086841 | 0.095568 | 0.092059 | 0.097382 | 0.10975 | 0.17353 | 0.17807 | 0.11413 | 0.095176 | 0.089449 | 0.098601 | 0 | 0.56898 | 0.48373 | 0.5819 | 0.56061 | 0.73402 | 0.87343 | 1.2264 | 1.221 | 0.86471 | 0.65611 | 0.53467 | 0.54925 | 1.1801
LO5Med | New | Glass | Commercial | HVAC | 0.00088962 | 0.00044795 | 8.8578 | 30.0371 | Lodging | ThinTriple_Lodging_ER | 0.00077971 | 0.0017253 | 0.0036564 | 0.0077685 | 0.0098086 | 0.016833 | 0.02155 | 0.020943 | 0.037615 | 0.038941 | 0.045976 | 0.044936 | 0.049964 | 0.049137 | 0.050125 | 0.049847 | 0.052026 | 0.046576 | 0.047003 | 0.046033 | 0.36 | 0.06652 | 0.066031 | 0.082809 | 0.080164 | 0.09443 | 0.10885 | 0.17335 | 0.1779 | 0.11313 | 0.086946 | 0.072843 | 0.052471 | 0 | 0.35184 | 0.32843 | 0.47262 | 0.45401 | 0.69489 | 0.85325 | 1.2171 | 1.2119 | 0.84433 | 0.58275 | 0.40665 | 0.26459 | 1.0237
LO5Med | New | Glass | Commercial | HVAC | 0.00090079 | 0.00048163 | 8.867 | 33.4043 | Residential Care | ThinTriple_Residential Care_GAS | 0.0048336 | 0.010798 | 0.022846 | 0.050598 | 0.062628 | 0.11148 | 0.14178 | 0.13643 | 0.24731 | 0.25378 | 0.30363 | 0.29512 | 0.32748 | 0.32104 | 0.32591 | 0.3247 | 0.33935 | 0.29988 | 0.2984 | 0.28663 | 1.7695 | 0.093478 | 0.082273 | 0.08985 | 0.086538 | 0.088881 | 0.096489 | 0.14339 | 0.14634 | 0.099764 | 0.088357 | 0.084228 | 0.093035 | 0 | 0.52057 | 0.44588 | 0.52732 | 0.50737 | 0.63783 | 0.73817 | 0.99953 | 0.99355 | 0.73019 | 0.58112 | 0.48732 | 0.50555 | 0.94586
LO5Med | New | Glass | Commercial | HVAC | 0.00084767 | 0.00045493 | 8.4514 | 32.4869 | Residential Care | ThinTriple_Residential Care_HP | 0.00035899 | 0.00080196 | 0.0016968 | 0.0037579 | 0.0046513 | 0.0082795 | 0.01053 | 0.010132 | 0.018367 | 0.018848 | 0.02255 | 0.021919 | 0.024322 | 0.023844 | 0.024205 | 0.024115 | 0.025204 | 0.022272 | 0.022162 | 0.021288 | 0.13142 | 0.08323 | 0.075753 | 0.085853 | 0.082812 | 0.087956 | 0.096206 | 0.14334 | 0.14629 | 0.09945 | 0.085779 | 0.079025 | 0.078583 | 0 | 0.45254 | 0.39722 | 0.49309 | 0.47397 | 0.62558 | 0.73185 | 0.99664 | 0.99069 | 0.72381 | 0.55814 | 0.44722 | 0.41638 | 0.96437
LO5Med | New | Glass | Commercial | HVAC | 0.00072722 | 0.00039438 | 7.5089 | 39.1928 | Residential Care | ThinTriple_Residential Care_ER | 0.00090371 | 0.0020188 | 0.0042714 | 0.0094599 | 0.011709 | 0.020843 | 0.026507 | 0.025507 | 0.046237 | 0.047447 | 0.056768 | 0.055178 | 0.061226 | 0.060023 | 0.060934 | 0.060707 | 0.063447 | 0.056066 | 0.055789 | 0.053589 | 0.33083 | 0.059991 | 0.060971 | 0.076789 | 0.074363 | 0.085859 | 0.095564 | 0.1432 | 0.14616 | 0.098739 | 0.079932 | 0.067229 | 0.045813 | 0 | 0.2983 | 0.2869 | 0.41546 | 0.39825 | 0.59778 | 0.71751 | 0.99009 | 0.98421 | 0.70933 | 0.50603 | 0.35628 | 0.21416 | 0.8533
LO5Med | NR | Glass | Commercial | HVAC | 0.0007258 | 0.00036505 | 6.9767 | 43.6601 | Large Off | ThinTriple_Large Off_GAS | 0.039355 | 0.087413 | 0.14593 | 0.21352 | 0.29024 | 0.37954 | 0.47702 | 0.57604 | 0.66868 | 0.74756 | 0.80772 | 0.84799 | 0.87092 | 0.88017 | 0.87753 | 0.8749 | 0.87227 | 0.86965 | 0.86704 | 0.86444 | 107.1529 | 0.067898 | 0.059413 | 0.065392 | 0.062991 | 0.066663 | 0.075172 | 0.11896 | 0.12208 | 0.078176 | 0.065137 | 0.061204 | 0.067464 | 0 | 0.38948 | 0.33109 | 0.39838 | 0.38381 | 0.50283 | 0.59858 | 0.84086 | 0.83719 | 0.5926 | 0.44934 | 0.36602 | 0.37594 | 0.79453
LO5Med | NR | Glass | Commercial | HVAC | 0.00070907 | 0.00035664 | 6.8458 | 43.8014 | Large Off | ThinTriple_Large Off_HP | 0.0046547 | 0.010339 | 0.01726 | 0.025254 | 0.034328 | 0.04489 | 0.05642 | 0.068131 | 0.079089 | 0.088418 | 0.095534 | 0.1003 | 0.10301 | 0.1041 | 0.10379 | 0.10348 | 0.10317 | 0.10286 | 0.10255 | 0.10224 | 12.6736 | 0.06467 | 0.05736 | 0.064133 | 0.061817 | 0.066372 | 0.075083 | 0.11894 | 0.12207 | 0.078077 | 0.064324 | 0.059565 | 0.062912 | 0 | 0.36806 | 0.31577 | 0.3876 | 0.3733 | 0.49897 | 0.59658 | 0.83995 | 0.83629 | 0.59059 | 0.4421 | 0.35339 | 0.34786 | 0.7931
LO5Med | NR | Glass | Commercial | HVAC | 0.00067441 | 0.00033921 | 6.5745 | 46.4727 | Large Off | ThinTriple_Large Off_ER | 0.004301 | 0.0095531 | 0.015948 | 0.023335 | 0.031719 | 0.041478 | 0.052132 | 0.062953 | 0.073079 | 0.081699 | 0.088273 | 0.092675 | 0.09518 | 0.096191 | 0.095903 | 0.095615 | 0.095328 | 0.095042 | 0.094757 | 0.094473 | 11.7105 | 0.057982 | 0.053105 | 0.061524 | 0.059385 | 0.065768 | 0.074898 | 0.11891 | 0.12203 | 0.077872 | 0.062642 | 0.05617 | 0.053481 | 0 | 0.32366 | 0.28402 | 0.36526 | 0.3515 | 0.49097 | 0.59246 | 0.83807 | 0.83443 | 0.58643 | 0.42711 | 0.32721 | 0.28966 | 0.76113
LO5Med | NR | Glass | Commercial | HVAC | 0.00079981 | 0.00044336 | 7.9876 | 38.9228 | Medium Off | ThinTriple_Medium Off_GAS | 0.026578 | 0.059034 | 0.098552 | 0.1442 | 0.19601 | 0.25632 | 0.32216 | 0.38903 | 0.4516 | 0.50486 | 0.54549 | 0.57269 | 0.58818 | 0.59442 | 0.59264 | 0.59086 | 0.58909 | 0.58732 | 0.58556 | 0.5838 | 141.2409 | 0.088067 | 0.077746 | 0.08456 | 0.081438 | 0.082299 | 0.087429 | 0.12498 | 0.12709 | 0.090088 | 0.082588 | 0.079335 | 0.087726 | 0 | 0.48267 | 0.41513 | 0.48631 | 0.46756 | 0.57391 | 0.65283 | 0.86323 | 0.85715 | 0.64543 | 0.52888 | 0.45089 | 0.47033 | 0.85042
LO5Med | NR | Glass | Commercial | HVAC | 0.00074597 | 0.0004163 | 7.5664 | 38.635 | Medium Off | ThinTriple_Medium Off_HP | 0.00031835 | 0.00070711 | 0.0011805 | 0.0017272 | 0.0023478 | 0.0030702 | 0.0038588 | 0.0046597 | 0.0054092 | 0.0060472 | 0.0065339 | 0.0068597 | 0.0070451 | 0.00712 | 0.0070986 | 0.0070773 | 0.0070561 | 0.0070349 | 0.0070138 | 0.0069928 | 1.6918 | 0.077681 | 0.07114 | 0.08051 | 0.077662 | 0.081362 | 0.087142 | 0.12492 | 0.12703 | 0.08977 | 0.079975 | 0.074063 | 0.07308 | 0 | 0.41373 | 0.36582 | 0.45162 | 0.43371 | 0.56149 | 0.64642 | 0.86031 | 0.85425 | 0.63895 | 0.50558 | 0.41024 | 0.37995 | 0.85557
LO5Med | NR | Glass | Commercial | HVAC | 0.00061176 | 0.00034883 | 6.5163 | 48.2361 | Medium Off | ThinTriple_Medium Off_ER | 0.0013307 | 0.0029556 | 0.0049341 | 0.0072194 | 0.0098134 | 0.012833 | 0.016129 | 0.019477 | 0.022609 | 0.025276 | 0.02731 | 0.028672 | 0.029447 | 0.02976 | 0.029671 | 0.029582 | 0.029493 | 0.029405 | 0.029316 | 0.029228 | 7.0713 | 0.051788 | 0.054669 | 0.070411 | 0.068247 | 0.079025 | 0.086427 | 0.12478 | 0.1269 | 0.088978 | 0.07346 | 0.060919 | 0.036567 | 0 | 0.24187 | 0.24289 | 0.36512 | 0.34934 | 0.53052 | 0.63044 | 0.85301 | 0.84703 | 0.62282 | 0.44752 | 0.30892 | 0.15463 | 0.7318
LO5Med | NR | Glass | Commercial | HVAC | 0.00025631 | 0.00013912 | 2.5382 | 161.8149 | Small Off | ThinTriple_Small Off_GAS | 0.0055142 | 0.012248 | 0.020447 | 0.029917 | 0.040667 | 0.053179 | 0.066838 | 0.080712 | 0.093694 | 0.10475 | 0.11317 | 0.11882 | 0.12203 | 0.12333 | 0.12296 | 0.12259 | 0.12222 | 0.12185 | 0.12149 | 0.12112 | 31.756 | 0.027268 | 0.024031 | 0.026198 | 0.025232 | 0.025737 | 0.027687 | 0.040493 | 0.041264 | 0.028586 | 0.025688 | 0.024568 | 0.027149 | 0 | 0.15083 | 0.12941 | 0.15244 | 0.14662 | 0.18249 | 0.2097 | 0.28121 | 0.2794 | 0.20739 | 0.16706 | 0.14107 | 0.14669 | 0.26948
LO5Med | NR | Glass | Commercial | HVAC | 0.00025631 | 0.00013912 | 2.5382 | 149.6435 | Small Off | ThinTriple_Small Off_HP | 0.0023242 | 0.0051623 | 0.008618 | 0.01261 | 0.01714 | 0.022414 | 0.028171 | 0.034019 | 0.03949 | 0.044148 | 0.047701 | 0.050079 | 0.051434 | 0.05198 | 0.051824 | 0.051668 | 0.051513 | 0.051359 | 0.051205 | 0.051051 | 13.3846 | 0.027268 | 0.024031 | 0.026198 | 0.025232 | 0.025737 | 0.027687 | 0.040493 | 0.041264 | 0.028586 | 0.025688 | 0.024568 | 0.027149 | 0 | 0.15083 | 0.12941 | 0.15244 | 0.14662 | 0.18249 | 0.2097 | 0.28121 | 0.2794 | 0.20739 | 0.16706 | 0.14107 | 0.14669 | 0.28906
LO5Med | NR | Glass | Commercial | HVAC | -1.01e-05 | 5.1963e-06 | 0.4536 | 933.6002 | Small Off | ThinTriple_Small Off_ER | 9.5047e-05 | 0.00021111 | 0.00035243 | 0.00051567 | 0.00070095 | 0.00091663 | 0.0011521 | 0.0013912 | 0.001615 | 0.0018054 | 0.0019507 | 0.002048 | 0.0021034 | 0.0021257 | 0.0021193 | 0.002113 | 0.0021066 | 0.0021003 | 0.002094 | 0.0020877 | 0.54736 | -0.024132 | -0.0086652 | 0.0061517 | 0.0065427 | 0.0211 | 0.026268 | 0.040202 | 0.040992 | 0.027013 | 0.012755 | -0.0015244 | -0.045332 | 0 | -0.19034 | -0.11461 | -0.019258 | -0.02087 | 0.12102 | 0.17799 | 0.26672 | 0.26506 | 0.17536 | 0.051794 | -0.060072 | -0.30058 | 0.046178
LO5Med | NR | Glass | Commercial | HVAC | 0.0030641 | 0.0012946 | 27.6555 | -40.8521 | Hospital | ThinTriple_Hospital_GAS | 0.099441 | 0.22052 | 0.36755 | 0.53692 | 0.72867 | 0.95134 | 1.1938 | 1.4393 | 1.6681 | 1.8618 | 2.0084 | 2.1052 | 2.1586 | 2.1781 | 2.168 | 2.1581 | 2.1481 | 2.1382 | 2.1284 | 2.1186 | 504.2021 | 0.20717 | 0.17718 | 0.20106 | 0.19379 | 0.2284 | 0.2898 | 0.53886 | 0.56003 | 0.30638 | 0.21013 | 0.18704 | 0.20452 | 0 | 1.3234 | 1.0961 | 1.398 | 1.3527 | 2.004 | 2.5676 | 3.9299 | 3.9267 | 2.5473 | 1.6947 | 1.2599 | 1.2508 | 5.721
LO5Med | NR | Glass | Commercial | HVAC | 0.0030641 | 0.0012946 | 27.6555 | -4.0575 | Hospital | ThinTriple_Hospital_HP | 0.0020717 | 0.0045942 | 0.0076572 | 0.011186 | 0.015181 | 0.01982 | 0.02487 | 0.029984 | 0.034751 | 0.038788 | 0.041842 | 0.043858 | 0.044971 | 0.045376 | 0.045167 | 0.04496 | 0.044753 | 0.044547 | 0.044342 | 0.044138 | 10.5042 | 0.20717 | 0.17718 | 0.20106 | 0.19379 | 0.2284 | 0.2898 | 0.53886 | 0.56003 | 0.30638 | 0.21013 | 0.18704 | 0.20452 | 0 | 1.3234 | 1.0961 | 1.398 | 1.3527 | 2.004 | 2.5676 | 3.9299 | 3.9267 | 2.5473 | 1.6947 | 1.2599 | 1.2508 | 3.3278
LO5Med | NR | Glass | Commercial | HVAC | 0.0030641 | 0.0012946 | 27.6555 | -4.0575 | Hospital | ThinTriple_Hospital_ER | 0.0020717 | 0.0045942 | 0.0076572 | 0.011186 | 0.015181 | 0.01982 | 0.02487 | 0.029984 | 0.034751 | 0.038788 | 0.041842 | 0.043858 | 0.044971 | 0.045376 | 0.045167 | 0.04496 | 0.044753 | 0.044547 | 0.044342 | 0.044138 | 10.5042 | 0.20717 | 0.17718 | 0.20106 | 0.19379 | 0.2284 | 0.2898 | 0.53886 | 0.56003 | 0.30638 | 0.21013 | 0.18704 | 0.20452 | 0 | 1.3234 | 1.0961 | 1.398 | 1.3527 | 2.004 | 2.5676 | 3.9299 | 3.9267 | 2.5473 | 1.6947 | 1.2599 | 1.2508 | 3.3278
LO5Med | NR | Glass | Commercial | HVAC | 0.0010592 | 0.00053319 | 10.1846 | 23.3962 | Lodging | ThinTriple_Lodging_GAS | 0.0017626 | 0.0039088 | 0.0065149 | 0.009517 | 0.012916 | 0.016863 | 0.02116 | 0.025511 | 0.029567 | 0.033001 | 0.0356 | 0.037315 | 0.038262 | 0.038606 | 0.038429 | 0.038252 | 0.038076 | 0.037901 | 0.037727 | 0.037553 | 13.411 | 0.099233 | 0.086841 | 0.095568 | 0.092059 | 0.097382 | 0.10975 | 0.17353 | 0.17807 | 0.11413 | 0.095176 | 0.089449 | 0.098601 | 0 | 0.56898 | 0.48373 | 0.5819 | 0.56061 | 0.73402 | 0.87343 | 1.2264 | 1.221 | 0.86471 | 0.65611 | 0.53467 | 0.54925 | 1.1801
LO5Med | NR | Glass | Commercial | HVAC | 0.0010592 | 0.00053319 | 10.1846 | 23.3963 | Lodging | ThinTriple_Lodging_HP | 0.0015803 | 0.0035044 | 0.0058409 | 0.0085325 | 0.01158 | 0.015118 | 0.018971 | 0.022872 | 0.026508 | 0.029587 | 0.031917 | 0.033455 | 0.034304 | 0.034613 | 0.034453 | 0.034295 | 0.034137 | 0.03398 | 0.033824 | 0.033668 | 12.0237 | 0.099233 | 0.086841 | 0.095568 | 0.092059 | 0.097382 | 0.10975 | 0.17353 | 0.17807 | 0.11413 | 0.095176 | 0.089449 | 0.098601 | 0 | 0.56898 | 0.48373 | 0.5819 | 0.56061 | 0.73402 | 0.87343 | 1.2264 | 1.221 | 0.86471 | 0.65611 | 0.53467 | 0.54925 | 1.1801
LO5Med | NR | Glass | Commercial | HVAC | 0.00088962 | 0.00044795 | 8.8578 | 30.0371 | Lodging | ThinTriple_Lodging_ER | 0.0023788 | 0.0052752 | 0.0087923 | 0.012844 | 0.017431 | 0.022758 | 0.028557 | 0.034429 | 0.039903 | 0.044538 | 0.048045 | 0.050359 | 0.051638 | 0.052103 | 0.051863 | 0.051624 | 0.051387 | 0.05115 | 0.050915 | 0.050681 | 18.0993 | 0.06652 | 0.066031 | 0.082809 | 0.080164 | 0.09443 | 0.10885 | 0.17335 | 0.1779 | 0.11313 | 0.086946 | 0.072843 | 0.052471 | 0 | 0.35184 | 0.32843 | 0.47262 | 0.45401 | 0.69489 | 0.85325 | 1.2171 | 1.2119 | 0.84433 | 0.58275 | 0.40665 | 0.26459 | 1.0237
LO5Med | NR | Glass | Commercial | HVAC | 0.00090079 | 0.00048163 | 8.867 | 33.4043 | Residential Care | ThinTriple_Residential Care_GAS | 0.0082801 | 0.018362 | 0.030604 | 0.044707 | 0.060674 | 0.079215 | 0.099401 | 0.11984 | 0.13889 | 0.15503 | 0.16723 | 0.17529 | 0.17974 | 0.18136 | 0.18052 | 0.17969 | 0.17887 | 0.17804 | 0.17723 | 0.17641 | 88.9625 | 0.093478 | 0.082273 | 0.08985 | 0.086538 | 0.088881 | 0.096489 | 0.14339 | 0.14634 | 0.099764 | 0.088357 | 0.084228 | 0.093035 | 0 | 0.52057 | 0.44588 | 0.52732 | 0.50737 | 0.63783 | 0.73817 | 0.99953 | 0.99355 | 0.73019 | 0.58112 | 0.48732 | 0.50555 | 0.94586
LO5Med | NR | Glass | Commercial | HVAC | 0.00084767 | 0.00045493 | 8.4514 | 32.4869 | Residential Care | ThinTriple_Residential Care_HP | 0.00061496 | 0.0013637 | 0.002273 | 0.0033204 | 0.0045062 | 0.0058832 | 0.0073825 | 0.0089006 | 0.010316 | 0.011514 | 0.01242 | 0.013019 | 0.013349 | 0.013469 | 0.013407 | 0.013346 | 0.013284 | 0.013223 | 0.013162 | 0.013102 | 6.6072 | 0.08323 | 0.075753 | 0.085853 | 0.082812 | 0.087956 | 0.096206 | 0.14334 | 0.14629 | 0.09945 | 0.085779 | 0.079025 | 0.078583 | 0 | 0.45254 | 0.39722 | 0.49309 | 0.47397 | 0.62558 | 0.73185 | 0.99664 | 0.99069 | 0.72381 | 0.55814 | 0.44722 | 0.41638 | 0.96437
LO5Med | NR | Glass | Commercial | HVAC | 0.00072722 | 0.00039438 | 7.5089 | 39.1928 | Residential Care | ThinTriple_Residential Care_ER | 0.0015481 | 0.003433 | 0.0057219 | 0.0083586 | 0.011344 | 0.01481 | 0.018584 | 0.022406 | 0.025968 | 0.028984 | 0.031267 | 0.032773 | 0.033605 | 0.033907 | 0.033751 | 0.033596 | 0.033442 | 0.033288 | 0.033135 | 0.032982 | 16.6327 | 0.059991 | 0.060971 | 0.076789 | 0.074363 | 0.085859 | 0.095564 | 0.1432 | 0.14616 | 0.098739 | 0.079932 | 0.067229 | 0.045813 | 0 | 0.2983 | 0.2869 | 0.41546 | 0.39825 | 0.59778 | 0.71751 | 0.99009 | 0.98421 | 0.70933 | 0.50603 | 0.35628 | 0.21416 | 0.8533
Retro1Slow | Retro | Utility Distribution System | Utility | Utility Distribution Sytem | 0.00018918 | 0.00019691 | 1.7102 | 4.5994 | Utility System | EMC-1 LDC with no VVO | 0.096223 | 0.18994 | 0.33523 | 0.54368 | 0.80791 | 1.1706 | 1.5685 | 1.9852 | 2.4132 | 2.8519 | 3.2296 | 3.3427 | 3.3982 | 3.2276 | 2.8079 | 2.2689 | 1.7512 | 1.1957 | 0.7754 | 0.50783 | 29.2973 | 0.034266 | 0.030721 | 0.033743 | 0.01888 | 0.019431 | 0.018889 | 0.033417 | 0.033363 | 0.032081 | 0.028576 | 0.027973 | 0.034233 |  | 0.13204 | 0.11843 | 0.1302 | 0.098119 | 0.10108 | 0.098147 | 0.11655 | 0.11627 | 0.11188 | 0.10615 | 0.10384 | 0.13188 | 2.092
Retro1Slow | Retro | Utility Distribution System | Utility | Utility Distribution Sytem | 0.0010516 | 0.0010516 | 9.1332 | 36.596 | Utility System | ECM-2 & ECM-3 LDC with VVO & AMI | 0.51388 | 1.0144 | 1.7903 | 2.9035 | 4.3147 | 6.2514 | 8.3764 | 10.602 | 12.8881 | 15.2305 | 17.2477 | 17.8518 | 18.1484 | 17.2374 | 14.9959 | 12.1172 | 9.3523 | 6.3856 | 4.141 | 2.7121 | 156.4635 | 0.183 | 0.16407 | 0.18021 | 0.10083 | 0.10377 | 0.10088 | 0.17847 | 0.17818 | 0.17133 | 0.15261 | 0.14939 | 0.18282 |  | 0.70514 | 0.63251 | 0.69535 | 0.52401 | 0.53983 | 0.52416 | 0.62243 | 0.62094 | 0.5975 | 0.56688 | 0.55454 | 0.70434 | 0.91025
Retro12Med | Retro | Compressed Air | Industrial | Compressed Air | 11179.1257 | 5919.931 | 87754130.9308 | 20.5926 | Industrial | Air Compressor Demand Reduction | 0.93132 | 0.93132 | 0.93132 | 0.93132 | 0.93132 | 0.83819 | 0.67055 | 0.53644 | 0.42915 | 0.34332 | 0.27466 | 0.21973 | 0.17578 | 0.14062 | 0.1125 | 0.09 | 0.00061387 | 0.00021924 | 7.474e-05 | 2.4372e-05 | 8.515 | 1539475.431 | 1382276.3983 | 1524409.2107 | 1464062.3885 | 1492150.1253 | 1465637.1775 | 1509008.8281 | 1518863.6735 | 1450432.1075 | 1511463.2917 | 1472993.9371 | 1534217.4377 | 0 | 5982943.2012 | 5262230.2443 | 6049553.7826 | 5782607.9444 | 5842707.5066 | 5785562.334 | 5884928.3567 | 6019922.0634 | 5616417.9783 | 5998319.8968 | 5684819.9741 | 5979127.6415 | 1.2484
Retro5Med | Retro | All Electric | Industrial | All Electric | 129091.2567 | 68360.5637 | 1013343202.126 | -12.0202 | Industrial | Energy Management | 4.228 | 5.1914 | 6.3527 | 7.3745 | 8.4116 | 9.8341 | 10.7882 | 11.0209 | 10.3859 | 8.9275 | 6.9085 | 4.5722 | 2.6548 | 1.2782 | 0.5408 | 0.19665 | 0.061426 | 0.013388 | 0.0022006 | 0.00026415 | 98.3267 | 17777134.2076 | 15961874.1232 | 17603156.6206 | 16906300.0588 | 17230643.9592 | 16924484.9768 | 17425320.2858 | 17539119.38 | 16748904.0196 | 17453663.2715 | 17009437.3572 | 17716417.3873 | 0 | 69088198.5536 | 60765746.1761 | 69857386.0451 | 66774821.7538 | 67468823.075 | 66808937.6467 | 67956369.4839 | 69515212.9657 | 64855738.6216 | 69265761.3622 | 65645612.5197 | 69044138.275 | 2.5687
Retro12Med | Retro | Lighting | Industrial | Lighting | 13638.2829 | 5557.4683 | 123278750.2481 | 48.8581 | Industrial | HighBay Lighting 1 Shift | 1.3083 | 1.3083 | 1.3083 | 1.3083 | 1.3083 | 1.1775 | 0.942 | 0.7536 | 0.60288 | 0.48231 | 0.38584 | 0.30868 | 0.24694 | 0.19755 | 0.15804 | 0.12643 | 0.00086237 | 0.00030799 | 0.000105 | 3.4238e-05 | 11.962 | 1837287.9054 | 1650497.3028 | 1784243.4579 | 1715380.3968 | 1766155.3955 | 1717840.9284 | 1786778.0229 | 1776540.2294 | 1721596.0148 | 1767239.5152 | 1762447.1934 | 1817879.3523 | 0 | 8726119.1206 | 7670878.615 | 8856045.2623 | 8466688.7638 | 8533423.3131 | 8478947.7747 | 8603342.7639 | 8829083.6834 | 8202689.9092 | 8788330.8559 | 8284866.0609 | 8734448.4105 | 0.76153
Retro12Med | Retro | Lighting | Industrial | Lighting | 18740.2259 | 8607.5545 | 171324633.6048 | 34.0906 | Industrial | HighBay Lighting 2 Shift | 1.8182 | 1.8182 | 1.8182 | 1.8182 | 1.8182 | 1.6364 | 1.3091 | 1.0473 | 0.83784 | 0.67028 | 0.53622 | 0.42898 | 0.34318 | 0.27454 | 0.21964 | 0.17571 | 0.0011985 | 0.00042802 | 0.00014592 | 4.7582e-05 | 16.624 | 2510578.7841 | 2247968.819 | 2440054.2933 | 2344059.5021 | 2411471.4481 | 2347451.8754 | 2439668.7023 | 2429467.7333 | 2348816.0061 | 2416720.6618 | 2406515.8297 | 2482212.3662 | 0 | 12163761.4184 | 10678591.894 | 12365529.4914 | 11817432.7037 | 11897663.8568 | 11834038.3281 | 11994648.2059 | 12326762.8454 | 11430805.7069 | 12270341.6066 | 11543826.2144 | 12176245.3117 | 0.94369
Retro12Med | Retro | Lighting | Industrial | Lighting | 32375.4893 | 17144.5128 | 254141781.6451 | 23.3832 | Industrial | HighBay Lighting 3 Shift | 2.6972 | 2.6972 | 2.6972 | 2.6972 | 2.6972 | 2.4274 | 1.942 | 1.5536 | 1.2429 | 0.99428 | 0.79543 | 0.63634 | 0.50907 | 0.40726 | 0.32581 | 0.26065 | 0.0017778 | 0.00063493 | 0.00021645 | 7.0582e-05 | 24.6599 | 4458422.9219 | 4003164.1003 | 4414790.1488 | 4240021.7507 | 4321365.6987 | 4244582.4439 | 4370189.6197 | 4398729.9055 | 4200547.5531 | 4377297.9093 | 4265888.1075 | 4443195.4245 | 0 | 17327000.2051 | 15239767.6955 | 17519908.8653 | 16746816.0184 | 16920868.3354 | 16755372.1264 | 17043142.7166 | 17434093.4419 | 16265518.8574 | 17371532.1351 | 16463615.5726 | 17315950.0913 | 1.2235
Retro12Med | Retro | Lighting | Industrial | Lighting | 9083.4845 | 3701.432 | 82107155.7703 | 1.6184 | Industrial | Efficient Lighting 1 Shift | 0.87139 | 0.87139 | 0.87139 | 0.87139 | 0.87139 | 0.78425 | 0.6274 | 0.50192 | 0.40154 | 0.32123 | 0.25698 | 0.20559 | 0.16447 | 0.13158 | 0.10526 | 0.084208 | 0.00057436 | 0.00020513 | 6.9931e-05 | 2.2804e-05 | 7.967 | 1223686.0281 | 1099278.1713 | 1188356.9166 | 1142492.1583 | 1176309.7524 | 1144130.9424 | 1190045.009 | 1183226.3472 | 1146631.9368 | 1177031.8069 | 1173839.9842 | 1210759.3794 | 0 | 5811843.6508 | 5109023.4454 | 5898378.1584 | 5639055.6506 | 5683502.7595 | 5647220.5008 | 5730071.1034 | 5880420.9796 | 5463224.9009 | 5853278.4368 | 5517956.5564 | 5817391.1949 | 2.3146
Retro12Med | Retro | Lighting | Industrial | Lighting | 13277.9129 | 6098.665 | 121387734.5699 | -1.9013 | Industrial | Efficient Lighting 2 Shift | 1.2883 | 1.2883 | 1.2883 | 1.2883 | 1.2883 | 1.1594 | 0.92755 | 0.74204 | 0.59363 | 0.47491 | 0.37993 | 0.30394 | 0.24315 | 0.19452 | 0.15562 | 0.12449 | 0.00084914 | 0.00030327 | 0.00010339 | 3.3713e-05 | 11.7785 | 1778807.079 | 1592741.4323 | 1728838.7353 | 1660824.0547 | 1708587.0835 | 1663227.635 | 1728565.5346 | 1721337.8961 | 1664194.1553 | 1712306.2811 | 1705075.9055 | 1758708.7712 | 0 | 8618325.4057 | 7566046.1145 | 8761283.0691 | 8372942.9572 | 8429788.7108 | 8384708.4523 | 8498504.5176 | 8733815.9429 | 8099008.1804 | 8693840.1016 | 8179086.0016 | 8627170.5525 | 2.8264
Retro12Med | Retro | Lighting | Industrial | Lighting | 24598.2832 | 13026.0759 | 193092109.7668 | -7.3903 | Industrial | Efficient Lighting 3 Shift | 2.0493 | 2.0493 | 2.0493 | 2.0493 | 2.0493 | 1.8443 | 1.4755 | 1.1804 | 0.9443 | 0.75544 | 0.60435 | 0.48348 | 0.38678 | 0.30943 | 0.24754 | 0.19803 | 0.0013507 | 0.00048241 | 0.00016446 | 5.3627e-05 | 18.7361 | 3387425.25 | 3041528.2244 | 3354273.8959 | 3221488.1788 | 3283291.769 | 3224953.3071 | 3320387.259 | 3342071.6273 | 3191496.4315 | 3325788.0027 | 3241140.9465 | 3375855.6861 | 0 | 13164726.4132 | 11578886.705 | 13311294.7577 | 12723913.4626 | 12856155.1148 | 12730414.2312 | 12949056.8726 | 13246093.8252 | 12358233.0001 | 13198560.9298 | 12508743.1304 | 13156330.7462 | 3.8433
Retro12Med | Retro | Lighting | Industrial | Lighting | 49704.9456 | 26321.3651 | 390174904.2275 | 50.1362 | Industrial | Lighting Controls | 4.1409 | 4.1409 | 4.1409 | 4.1409 | 4.1409 | 3.7268 | 2.9814 | 2.3851 | 1.9081 | 1.5265 | 1.2212 | 0.97695 | 0.78156 | 0.62525 | 0.5002 | 0.40016 | 0.0027294 | 0.00097478 | 0.00033231 | 0.00010836 | 37.8594 | 6844859.2958 | 6145916.5012 | 6777871.4399 | 6509555.689 | 6634440.1803 | 6516557.5602 | 6709397.8224 | 6753214.7154 | 6448952.3471 | 6720310.9283 | 6549267.3932 | 6821481.0568 | 0 | 26601531.6404 | 23397077.2635 | 26897697.4953 | 25710795.3435 | 25978011.7204 | 25723931.2339 | 26165735.2607 | 26765948.1056 | 24971876.8056 | 26669899.9402 | 25276007.6982 | 26584566.7908 | 0.72937
Retro12Med | Retro | Low Temp Refer | Industrial | Low Temp Refer | 20181.7816 | 18448.2904 | 182404425.6992 | 27.8085 | Industrial | Refrigeration Retrofit (low temp) | 1.9358 | 1.9358 | 1.9358 | 1.9358 | 1.9358 | 1.7422 | 1.3938 | 1.115 | 0.89203 | 0.71362 | 0.5709 | 0.45672 | 0.36538 | 0.2923 | 0.23384 | 0.18707 | 0.001276 | 0.00045571 | 0.00015535 | 5.0659e-05 | 17.6991 | 2166987.4736 | 1966442.2842 | 2198020.6721 | 2192256.0644 | 2426028.5344 | 2644617.7621 | 3366124.6162 | 3371072.4403 | 2995236.2889 | 2763292.5337 | 2375685.9158 | 2208522.5988 | 0 | 10499375.6759 | 9503078.8126 | 10646120.7563 | 10924548.1588 | 12198457.6146 | 13255060.7401 | 16810947.4085 | 16818096.6689 | 14964677.9086 | 13774950.685 | 11593185.9398 | 10741638.1454 | 1.0908
Retro12Med | Retro | Med Temp Refer | Industrial | Med Temp Refer | 9709.6695 | 8875.6685 | 87756706.7497 | 27.8085 | Industrial | Refrigeration Retrofit (med temp) | 0.93135 | 0.93135 | 0.93135 | 0.93135 | 0.93135 | 0.83821 | 0.67057 | 0.53646 | 0.42916 | 0.34333 | 0.27467 | 0.21973 | 0.17579 | 0.14063 | 0.1125 | 0.090002 | 0.00061389 | 0.00021924 | 7.4743e-05 | 2.4373e-05 | 8.5152 | 1042560.6919 | 946076.271 | 1057491.0933 | 1054717.6793 | 1167188.0978 | 1272353.6972 | 1619478.3087 | 1621858.7594 | 1441039.9948 | 1329449.3903 | 1142967.7292 | 1062543.6818 | 0 | 5051361.1647 | 4572032.1608 | 5121961.7816 | 5255916.1625 | 5868807.5335 | 6377150.5207 | 8087925.3684 | 8091364.9535 | 7199665.5004 | 6627275.0956 | 5577604.9014 | 5167916.2122 | 1.0908
Retro12Med | Retro | All Electric | Industrial | All Electric | 16199.8121 | 16700.3104 | 131916658.5385 | 22.8178 | WaterSupply | WaterSupply | 1.4 | 1.4 | 1.4 | 1.4 | 1.4 | 1.26 | 1.008 | 0.80641 | 0.64512 | 0.5161 | 0.41288 | 0.3303 | 0.26424 | 0.21139 | 0.16912 | 0.13529 | 0.0009228 | 0.00032957 | 0.00011235 | 3.6637e-05 | 12.8001 | 2118557.2239 | 1905443.6278 | 2038820.5858 | 1881663.8222 | 1873884.069 | 1817935.9762 | 1901635.0839 | 1902379.1766 | 1842511.0143 | 1907643.4683 | 1940387.4186 | 2127699.1363 | 0 | 9868994.8927 | 8890564.823 | 9535645.1158 | 8817653.4271 | 8781306.456 | 8518822.0016 | 8878102.8479 | 8885099.31 | 8600951.9531 | 8918795.5228 | 9041208.0483 | 9920953.5372 | 1.1825
Retro12Med | Retro | All Electric | Industrial | All Electric | 44721.796 | 46103.4898 | 364173969.1558 | 46.7791 | Wastewater | Wastewater | 3.8649 | 3.8649 | 3.8649 | 3.8649 | 3.8649 | 3.4784 | 2.7827 | 2.2262 | 1.781 | 1.4248 | 1.1398 | 0.91185 | 0.72948 | 0.58358 | 0.46687 | 0.37349 | 0.0025475 | 0.00090982 | 0.00031017 | 0.00010114 | 35.3365 | 5848566.8275 | 5260237.6125 | 5628442.9377 | 5194590.2082 | 5173113.1361 | 5018660.7777 | 5249723.6063 | 5251777.7759 | 5086503.5298 | 5266310.5728 | 5356704.7238 | 5873804.3263 | 0 | 27244709.5118 | 24543619.5513 | 26324451.8831 | 24342337.6757 | 24241996.8933 | 23517372.6746 | 24509216.5653 | 24528531.2554 | 23744103.6332 | 24621554.2572 | 24959490.7678 | 27388148.4527 | 0.77787
Retro12Med | Retro | Fans and Blowers | Industrial | Fans and Blowers | 17569.3708 | 9303.8996 | 137916408.3826 | 46.9525 | Industrial | Fan Optimization | 1.4637 | 1.4637 | 1.4637 | 1.4637 | 1.4637 | 1.3173 | 1.0539 | 0.84308 | 0.67447 | 0.53957 | 0.43166 | 0.34533 | 0.27626 | 0.22101 | 0.17681 | 0.14145 | 0.00096477 | 0.00034456 | 0.00011746 | 3.8303e-05 | 13.3823 | 2419474.9578 | 2172417.3464 | 2395796.5398 | 2300954.0877 | 2345097.4201 | 2303429.0622 | 2371592.9447 | 2387081.0462 | 2279532.4248 | 2375450.4362 | 2314991.1146 | 2411211.3747 | 0 | 9402930.9973 | 8270241.9553 | 9507617.7174 | 9088079.5049 | 9182533.3577 | 9092722.6913 | 9248888.6157 | 9461047.8267 | 8826891.5358 | 9427097.3654 | 8934393.684 | 9396934.376 | 0.77648
RetroEven20 | Retro | Pumps | Industrial | Pumps | 51002.887 | 27008.6929 | 400363511.2448 | -14.3315 | Industrial | Pump Optimization | 1.9424 | 1.9424 | 1.9424 | 1.9424 | 1.9424 | 1.9424 | 1.9424 | 1.9424 | 1.9424 | 1.9424 | 1.9424 | 1.9424 | 1.9424 | 1.9424 | 1.9424 | 1.9424 | 1.9424 | 1.9424 | 1.9424 | 1.9424 | 38.8481 | 7023598.5758 | 6306404.3422 | 6954861.4713 | 6679539.2119 | 6807684.8022 | 6686723.9224 | 6884599.8074 | 6929560.8876 | 6617353.3396 | 6895797.8864 | 6720287.9048 | 6999609.8626 | 0 | 27296175.3732 | 24008043.3277 | 27600074.9842 | 26382179.3485 | 26656373.526 | 26395658.2554 | 26848999.0765 | 27464885.2329 | 25623965.4882 | 27366328.9691 | 25936038.1271 | 27278767.5219 | 7.1046
Retro5Med | Retro | All Electric | Industrial | All Electric | 3388.7189 | 1794.5037 | 26600835.5881 | 47.4038 | Industrial | Fork Lift Battery Charger | 0.11099 | 0.13628 | 0.16676 | 0.19358 | 0.22081 | 0.25815 | 0.2832 | 0.2893 | 0.27263 | 0.23435 | 0.18135 | 0.12002 | 0.069691 | 0.033555 | 0.014196 | 0.0051623 | 0.0016125 | 0.00035144 | 5.7767e-05 | 6.9341e-06 | 2.5811 | 466659.8871 | 419008.2771 | 462092.8764 | 443799.9952 | 452314.2071 | 444277.3597 | 457424.5715 | 460411.8624 | 439668.2596 | 458168.591 | 446507.408 | 465066.036 | 0 | 1813604.5191 | 1595135.4092 | 1833796.1284 | 1752877.062 | 1771094.9915 | 1753772.6236 | 1783893.3621 | 1824813.8904 | 1702500.0379 | 1818265.6439 | 1723234.6771 | 1812447.9117 | 0.76479
Retro12Med | Retro | HVAC | Industrial | HVAC | 29183.0329 | 21606.6133 | 331040682.8297 | 6.0313 | Industrial | HVAC | 3.5133 | 3.5133 | 3.5133 | 3.5133 | 3.5133 | 3.162 | 2.5296 | 2.0236 | 1.6189 | 1.2951 | 1.0361 | 0.82889 | 0.66311 | 0.53049 | 0.42439 | 0.33951 | 0.0023157 | 0.00082705 | 0.00028195 | 9.194e-05 | 32.1215 | 4963798.4929 | 4458860.843 | 4737314.6864 | 4560404.0948 | 4170822.4624 | 3796938.5723 | 3752988.8284 | 3653749.728 | 3807952.567 | 4441913.0693 | 4466034.6856 | 4969393.4294 | 0 | 24678406.509 | 21791104.6436 | 23995346.8071 | 22954570.1397 | 23557594.5149 | 22924400.6162 | 23125210.1359 | 22632449.2968 | 22545689.2902 | 23752922.5543 | 22735031.7551 | 24567785.1075 | 2.1008
RetroEven20 | Retro | Material Processing | Industrial | Material Processing | 5899.9728 | 3124.3438 | 46313728.155 | -96.7871 | Industrial | Elec Chip Fab: Exhaust Injector | 0.2247 | 0.2247 | 0.2247 | 0.2247 | 0.2247 | 0.2247 | 0.2247 | 0.2247 | 0.2247 | 0.2247 | 0.2247 | 0.2247 | 0.2247 | 0.2247 | 0.2247 | 0.2247 | 0.2247 | 0.2247 | 0.2247 | 0.2247 | 4.4939 | 812484.2199 | 729519.7692 | 804532.7671 | 772683.7101 | 787507.4887 | 773514.8316 | 796404.9544 | 801606.0159 | 765490.0985 | 797700.3392 | 777397.486 | 809709.2249 | 0 | 3157599.5574 | 2777231.0937 | 3192754.4194 | 3051869.2342 | 3083587.7956 | 3053428.4633 | 3105870.564 | 3177115.7779 | 2964159.6663 | 3165714.8688 | 3000259.9775 | 3155585.8312 | 2.7794
Retro5Med | Retro | Material Processing | Industrial | Material Processing | 2259.8654 | 1196.7168 | 17739538.156 | -85.327 | Industrial | Elec Chip Fab: Solidstate Chiller | 0.074016 | 0.09088 | 0.11121 | 0.1291 | 0.14725 | 0.17216 | 0.18886 | 0.19293 | 0.18181 | 0.15628 | 0.12094 | 0.080041 | 0.046475 | 0.022377 | 0.0094672 | 0.0034426 | 0.0010753 | 0.00023437 | 3.8524e-05 | 4.6242e-06 | 1.7213 | 311205.6704 | 279427.8133 | 308160.027 | 295960.889 | 301638.838 | 296279.2333 | 305046.8325 | 307038.9941 | 293205.5214 | 305543.0035 | 297766.4057 | 310142.7646 | 0 | 1209454.7354 | 1063762.2778 | 1222920.0952 | 1168956.8706 | 1181106.0249 | 1169554.1018 | 1189640.9892 | 1216930.0295 | 1135361.492 | 1212563.1415 | 1149188.9871 | 1208683.4182 | 2.202
RetroEven20 | Retro | Med Temp Refer | Industrial | Med Temp Refer | 20190.8482 | 18456.5782 | 182486370.3789 | 18.6787 | Industrial | Fruit Storage Refer Retrofit | 0.88535 | 0.88535 | 0.88535 | 0.88535 | 0.88535 | 0.88535 | 0.88535 | 0.88535 | 0.88535 | 0.88535 | 0.88535 | 0.88535 | 0.88535 | 0.88535 | 0.88535 | 0.88535 | 0.88535 | 0.88535 | 0.88535 | 0.88535 | 17.707 | 2167960.9867 | 1967325.7029 | 2199008.1267 | 2193240.9294 | 2427118.4209 | 2645805.8493 | 3367636.8383 | 3372586.8852 | 2996581.8905 | 2764533.9351 | 2376753.1861 | 2209514.7714 | 0 | 10504092.4912 | 9507348.0443 | 10650903.4964 | 10929455.9816 | 12203937.7377 | 13261015.5392 | 16818499.6798 | 16825652.1519 | 14971400.7485 | 13781139.0432 | 11598394.1462 | 10746463.7964 | 1.352
RetroEven20 | Retro | Material Processing | Industrial | Material Processing | 1381.7987 | 1442.8149 | 13139662.3023 | 16.1258 | Panel | Panel: Hydraulic Press | 0.063748 | 0.063748 | 0.063748 | 0.063748 | 0.063748 | 0.063748 | 0.063748 | 0.063748 | 0.063748 | 0.063748 | 0.063748 | 0.063748 | 0.063748 | 0.063748 | 0.063748 | 0.063748 | 0.063748 | 0.063748 | 0.063748 | 0.063748 | 1.275 | 195116.1512 | 181488.7455 | 194429.7354 | 176861.5383 | 172274.3272 | 168872.3626 | 154961.2762 | 180756.3353 | 179535.8828 | 190289.9278 | 181657.4935 | 191805.1264 | 0 | 980382.2238 | 910935.9 | 997150.28 | 907797.9815 | 884844.3301 | 859263.9823 | 783711.052 | 914216.8112 | 904215.3582 | 954528.1903 | 909364.2768 | 965203.0139 | 1.4212
Retro5Med | Retro | Material Handling | Industrial | Material Handling | 7294.6866 | 7616.7988 | 69365908.1541 | -16.2396 | Wood | Wood: Replace Pneumatic Conveyor | 0.28942 | 0.35536 | 0.43486 | 0.5048 | 0.57579 | 0.67317 | 0.73848 | 0.75441 | 0.71094 | 0.61111 | 0.4729 | 0.31298 | 0.18173 | 0.087499 | 0.037019 | 0.013461 | 0.0042047 | 0.00091644 | 0.00015064 | 1.8082e-05 | 6.7307 | 1030042.3795 | 958101.6136 | 1026418.7053 | 933674.0121 | 909457.5555 | 891498.1623 | 818059.8105 | 954235.1288 | 947792.209 | 1004564.1473 | 958992.4548 | 1012563.0687 | 0 | 5175559.4419 | 4808943.6792 | 5264080.0919 | 4792378.2177 | 4671203.0434 | 4536161.2121 | 4137307.9156 | 4826264.0164 | 4773465.1046 | 5039072.79 | 4800646.885 | 5095426.509 | 21.2369
Retro5Med | Retro | Material Handling | Industrial | Material Handling | 798.1702 | 833.4151 | 7589880.6209 | -16.0058 | Wood | Wood: Process Optimization | 0.031668 | 0.038883 | 0.047581 | 0.055235 | 0.063002 | 0.073657 | 0.080803 | 0.082546 | 0.077789 | 0.066867 | 0.051744 | 0.034245 | 0.019884 | 0.009574 | 0.0040505 | 0.0014729 | 0.00046007 | 0.00010028 | 1.6482e-05 | 1.9785e-06 | 0.73646 | 112705.2021 | 104833.5856 | 112308.7068 | 102160.7657 | 99511.0489 | 97545.9675 | 89510.4882 | 104410.5225 | 103705.5509 | 109917.4242 | 104931.0597 | 110792.6504 | 0 | 566299.4885 | 526185.1161 | 575985.2432 | 524372.5561 | 511113.8079 | 496337.7975 | 452696.0579 | 528080.2732 | 522303.1206 | 551365.3888 | 525277.2973 | 557531.5013 | 19.2941
RetroEven20 | Retro | Melting and Casting | Industrial | Melting and Casting | 145.0415 | 76.8071 | 1138549.8451 | -7.0496 | MetalFab | Metal: New Arc Furnace | 0.0055238 | 0.0055238 | 0.0055238 | 0.0055238 | 0.0055238 | 0.0055238 | 0.0055238 | 0.0055238 | 0.0055238 | 0.0055238 | 0.0055238 | 0.0055238 | 0.0055238 | 0.0055238 | 0.0055238 | 0.0055238 | 0.0055238 | 0.0055238 | 0.0055238 | 0.0055238 | 0.11048 | 19973.6411 | 17934.0911 | 19778.1672 | 18995.2084 | 19359.6276 | 19015.6402 | 19578.3577 | 19706.2176 | 18818.3648 | 19610.2027 | 19111.0891 | 19905.4222 | 0 | 77624.5971 | 68273.8393 | 78488.8238 | 75025.3841 | 75805.1348 | 75063.7153 | 76352.9215 | 78104.3725 | 72869.1829 | 77824.0992 | 73756.6521 | 77575.0928 | 3.5869
RetroEven20 | Retro | Material Processing | Industrial | Material Processing | 2352.1935 | 1245.6093 | 18464297.0296 | 67.214 | MechPulp | Mech Pulp: Refiner Optimization | 0.089581 | 0.089581 | 0.089581 | 0.089581 | 0.089581 | 0.089581 | 0.089581 | 0.089581 | 0.089581 | 0.089581 | 0.089581 | 0.089581 | 0.089581 | 0.089581 | 0.089581 | 0.089581 | 0.089581 | 0.089581 | 0.089581 | 0.089581 | 1.7916 | 323920.1543 | 290843.9948 | 320750.0794 | 308052.5387 | 313962.4635 | 308383.8891 | 317509.6936 | 319583.246 | 305184.5989 | 318026.1359 | 309931.8207 | 322813.8229 | 0 | 1258867.6933 | 1107222.8878 | 1272883.188 | 1216715.2653 | 1229360.7801 | 1217336.8967 | 1238244.4453 | 1266648.3947 | 1181747.3285 | 1262103.0951 | 1196139.7538 | 1258064.8635 | 0.60317
Retro3Slow | Retro | Pumps | Industrial | Pumps | 4898.9155 | 2594.2317 | 38455607.7516 | -8.9657 | KraftPulp | Kraft: Effluent Treatment System | 0.020642 | 0.032448 | 0.064896 | 0.11357 | 0.17666 | 0.24733 | 0.31478 | 0.36724 | 0.39549 | 0.39549 | 0.36912 | 0.32298 | 0.26599 | 0.20688 | 0.15244 | 0.10671 | 0.071137 | 0.045269 | 0.027555 | 0.018657 | 3.7314 | 674628.7917 | 605741.0451 | 668026.4739 | 641581.2947 | 653889.9003 | 642271.3986 | 661277.7196 | 665596.3091 | 635608.2341 | 662353.3144 | 645495.2771 | 672324.6343 | 0 | 2621844.858 | 2306014.0876 | 2651034.9412 | 2534053.9589 | 2560390.7839 | 2535348.6312 | 2578892.8012 | 2638049.7318 | 2461226.2061 | 2628583.2322 | 2491201.3229 | 2620172.8037 | 4.1221
Retro3Slow | Retro | Material Processing | Industrial | Material Processing | 1607.657 | 851.3383 | 12619818.7943 | -8.4127 | KraftPulp | Kraft: Efficient Agitator | 0.0067741 | 0.010648 | 0.021297 | 0.037269 | 0.057974 | 0.081164 | 0.1033 | 0.12052 | 0.12979 | 0.12979 | 0.12113 | 0.10599 | 0.087288 | 0.06789 | 0.050025 | 0.035017 | 0.023345 | 0.014856 | 0.0090426 | 0.0061226 | 1.2245 | 221390.1587 | 198783.55 | 219223.5032 | 210545.0974 | 214584.362 | 210771.566 | 217008.7923 | 218426.006 | 208584.9427 | 217361.7658 | 211829.533 | 220634.0129 | 0 | 860400.0547 | 756755.1685 | 869979.2444 | 831590.0761 | 840232.9237 | 832014.9434 | 846304.6547 | 865717.9416 | 807690.4917 | 862611.3593 | 817527.3026 | 859851.3436 | 3.952
Retro5Med | Retro | Material Processing | Industrial | Material Processing | 298.1622 | 157.8925 | 2340520.0006 | 10.0837 | Paper | Paper: Efficient Pulp Screen | 0.0097655 | 0.011991 | 0.014673 | 0.017033 | 0.019428 | 0.022714 | 0.024917 | 0.025455 | 0.023988 | 0.02062 | 0.015957 | 0.01056 | 0.0061318 | 0.0029524 | 0.0012491 | 0.00045421 | 0.00014187 | 3.0922e-05 | 5.0828e-06 | 6.101e-07 | 0.22711 | 41059.868 | 36867.1597 | 40658.0318 | 39048.5014 | 39797.6389 | 39090.5031 | 40247.283 | 40510.1249 | 38684.9636 | 40312.7468 | 39286.7177 | 40919.6303 | 0 | 159573.0945 | 140350.7163 | 161349.6877 | 154229.8853 | 155832.821 | 154308.6828 | 156958.9075 | 160559.3702 | 149797.3767 | 159983.2115 | 151621.7494 | 159471.3284 | 1.6598
Retro5Med | Retro | Material Processing | Industrial | Material Processing | 453.6399 | 240.226 | 3560992.1508 | 6.9578 | Paper | Paper: Vacuum Updgrades | 0.014858 | 0.018243 | 0.022324 | 0.025915 | 0.029559 | 0.034558 | 0.037911 | 0.038729 | 0.036497 | 0.031372 | 0.024277 | 0.016067 | 0.0093293 | 0.0044919 | 0.0019004 | 0.00069106 | 0.00021586 | 4.7047e-05 | 7.7332e-06 | 9.2825e-07 | 0.34553 | 62470.6765 | 56091.666 | 61859.3014 | 59410.4758 | 60550.2536 | 59474.3795 | 61234.3662 | 61634.2679 | 58857.37 | 61333.9664 | 59772.9109 | 62257.3114 | 0 | 242783.0297 | 213537.0768 | 245486.0336 | 234653.5859 | 237092.3779 | 234773.4727 | 238805.6661 | 244283.6023 | 227909.7306 | 243407.0037 | 230685.4286 | 242628.1974 | 1.8402
Retro5Med | Retro | Material Handling | Industrial | Material Handling | 187.1265 | 99.0932 | 1468909.2622 | 8.3275 | Paper | Paper: Process Efficiency | 0.0061288 | 0.0075252 | 0.0092087 | 0.01069 | 0.012193 | 0.014255 | 0.015638 | 0.015976 | 0.015055 | 0.012941 | 0.010014 | 0.0066277 | 0.0038483 | 0.0018529 | 0.00078392 | 0.00028506 | 8.9041e-05 | 1.9407e-05 | 3.1899e-06 | 3.829e-07 | 0.14253 | 25769.1541 | 23137.8122 | 25516.9618 | 24506.8213 | 24976.9796 | 24533.1815 | 25259.1761 | 25424.1355 | 24278.6651 | 25300.2611 | 24656.3257 | 25681.1409 | 0 | 100147.9998 | 88084.0442 | 101262.9889 | 96794.6042 | 97800.6059 | 96844.0575 | 98507.3373 | 100766.9859 | 94012.7639 | 100405.389 | 95157.7393 | 100084.1314 | 1.7565
Retro5Med | Retro | Other | Industrial | Other | 112.2234 | 59.4281 | 880933.1823 | 17.1891 | Industrial | Mech and Kraft: Hydraulic Power Units | 0.0036756 | 0.004513 | 0.0055226 | 0.0064109 | 0.0073124 | 0.0085491 | 0.0093785 | 0.0095808 | 0.0090288 | 0.007761 | 0.0060058 | 0.0039748 | 0.0023079 | 0.0011112 | 0.00047013 | 0.00017096 | 5.3399e-05 | 1.1639e-05 | 1.9131e-06 | 2.2963e-07 | 0.085479 | 15454.2581 | 13876.1917 | 15303.0136 | 14697.2128 | 14979.1758 | 14713.0216 | 15148.4145 | 15247.3439 | 14560.3832 | 15173.054 | 14786.8735 | 15401.475 | 0 | 60060.6848 | 52825.6982 | 60729.3652 | 58049.5888 | 58652.9074 | 58079.2469 | 59076.7478 | 60431.9027 | 56381.2656 | 60215.046 | 57067.9294 | 60022.3817 | 1.3456
RetroEven20 | Retro | All Electric | Industrial | All Electric | 55694.9054 | 29493.3617 | 437195014.1046 | 21.7592 | Industrial | Energy Management2 | 2.1211 | 2.1211 | 2.1211 | 2.1211 | 2.1211 | 2.1211 | 2.1211 | 2.1211 | 2.1211 | 2.1211 | 2.1211 | 2.1211 | 2.1211 | 2.1211 | 2.1211 | 2.1211 | 2.1211 | 2.1211 | 2.1211 | 2.1211 | 42.4219 | 7669735.6082 | 6886562.9806 | 7594675.0231 | 7294024.4501 | 7433958.8137 | 7301870.1192 | 7517949.6267 | 7567046.9083 | 7226117.779 | 7530177.8747 | 7338521.8253 | 7643540.0497 | 0 | 29807291.2294 | 26216666.9701 | 30139148.1319 | 28809211.9997 | 29108630.7127 | 28823930.9007 | 29318976.8804 | 29991521.5786 | 27981246.1385 | 29883898.6162 | 28322027.9479 | 29788281.9401 | 1.2724
Retro12Med | Retro | Compressed Air | Industrial | Compressed Air | 19624.3767 | 10392.1326 | 154047835.5753 | 8.2426 | Industrial | Air Compressor (Large) System Optimization | 1.6349 | 1.6349 | 1.6349 | 1.6349 | 1.6349 | 1.4714 | 1.1771 | 0.94169 | 0.75335 | 0.60268 | 0.48215 | 0.38572 | 0.30857 | 0.24686 | 0.19749 | 0.15799 | 0.0010776 | 0.00038486 | 0.0001312 | 4.2784e-05 | 14.9476 | 2702469.4513 | 2426514.6845 | 2676021.4812 | 2570085.7579 | 2619392.3262 | 2572850.2184 | 2648986.9065 | 2666286.5777 | 2546158.5049 | 2653295.5905 | 2585764.6291 | 2693239.3161 | 0 | 10502747.1726 | 9237572.8735 | 10619678.6011 | 10151068.9967 | 10256570.668 | 10156255.2746 | 10330687.1853 | 10567661.6515 | 9859331.1115 | 10529740.166 | 9979407.2753 | 10496049.155 | 1.7753
LO12Med | NR | Compressors | Industrial | Compressed Air | 3.0005 | 1.5889 | 23553.3403 | 17.2939 | Rotary-Industrial | Compressors-NR, Rotary-Industrial-CS->CS, Pre-Standard | 0.23108 | 0.47439 | 0.72775 | 0 | 0 | 0 | 0 | 0 | 0 | 0 | 0 | 0 | 0 | 0 | 0 | 0 | 0 | 0 | 0 | 0 | 6.4993 | 413.1975 | 371.0051 | 409.1537 | 392.9565 | 400.4953 | 393.3792 | 405.0202 | 407.6653 | 389.2982 | 405.679 | 395.3538 | 411.7863 | 0 | 1605.8309 | 1412.3905 | 1623.7093 | 1552.0606 | 1568.1915 | 1552.8536 | 1579.5236 | 1615.7561 | 1507.455 | 1609.9581 | 1525.8142 | 1604.8068 | 1.3658
LO12Med | NR | Compressors | Industrial | Compressed Air | 2.8696 | 1.5196 | 22526.0244 | 56.0969 | Rotary-Industrial | Compressors-NR, Rotary-Industrial-VS->VS, Pre-Standard | 0.14932 | 0.30654 | 0.47027 | 0 | 0 | 0 | 0 | 0 | 0 | 0 | 0 | 0 | 0 | 0 | 0 | 0 | 0 | 0 | 0 | 0 | 4.1998 | 395.1753 | 354.8231 | 391.3078 | 375.8171 | 383.0271 | 376.2214 | 387.3546 | 389.8843 | 372.3183 | 387.9847 | 378.1098 | 393.8256 | 0 | 1535.7901 | 1350.7869 | 1552.8887 | 1484.3651 | 1499.7923 | 1485.1235 | 1510.6302 | 1545.2824 | 1441.705 | 1539.7372 | 1459.2634 | 1534.8107 | 0.68497
LO12Med | NR | Compressors | Industrial | Compressed Air | 5.0623 | 2.6807 | 39738.0433 | 34.7634 | Rotary-Industrial | Compressors-NR, Rotary-Industrial-CS->VS, Pre-Standard | 0.2174 | 0.44631 | 0.68468 | 0 | 0 | 0 | 0 | 0 | 0 | 0 | 0 | 0 | 0 | 0 | 0 | 0 | 0 | 0 | 0 | 0 | 6.1146 | 697.1266 | 625.9416 | 690.3041 | 662.977 | 675.6961 | 663.6902 | 683.3303 | 687.7929 | 656.8048 | 684.4418 | 667.0216 | 694.7456 | 0 | 2709.2794 | 2382.9161 | 2739.4429 | 2618.5608 | 2645.7759 | 2619.8986 | 2664.8949 | 2726.0246 | 2543.3043 | 2716.2425 | 2574.2791 | 2707.5515 | 0.94355
LO12Med | NR | Compressors | Industrial | Compressed Air | 2.2986 | 1.2172 | 18043.5965 | 21.8808 | Rotary-Industrial | Compressors-NR, Rotary-Industrial-CS->CS, Post-Standard | 0 | 0 | 0 | 0.75825 | 0.94781 | 1.1184 | 1.2549 | 1.3641 | 1.4514 | 1.5213 | 1.5772 | 1.6219 | 1.6577 | 1.6863 | 1.7092 | 1.7276 | 1.131 | 0.94142 | 0.77081 | 0.63433 | 17.3314 | 316.5398 | 284.2172 | 313.4419 | 301.0337 | 306.809 | 301.3575 | 310.2754 | 312.3017 | 298.2311 | 310.7801 | 302.8702 | 315.4587 | 0 | 1230.185 | 1081.9953 | 1243.8811 | 1188.993 | 1201.3504 | 1189.6004 | 1210.0316 | 1237.7884 | 1154.8218 | 1233.3467 | 1168.8863 | 1229.4004 | 1.2222
LO12Med | NR | Compressors | Industrial | Compressed Air | 2.3832 | 1.262 | 18707.8835 | 62.4547 | Rotary-Industrial | Compressors-NR, Rotary-Industrial-VS->VS, Post-Standard | 0 | 0 | 0 | 0.53118 | 0.66397 | 0.78349 | 0.8791 | 0.95559 | 1.0168 | 1.0657 | 1.1049 | 1.1362 | 1.1613 | 1.1813 | 1.1974 | 1.2102 | 0.79229 | 0.6595 | 0.53998 | 0.44437 | 12.1413 | 328.1934 | 294.6809 | 324.9815 | 312.1165 | 318.1043 | 312.4522 | 321.6984 | 323.7993 | 309.2107 | 322.2216 | 314.0205 | 327.0725 | 0 | 1275.475 | 1121.8297 | 1289.6754 | 1232.7665 | 1245.5789 | 1233.3964 | 1254.5797 | 1283.3584 | 1197.3373 | 1278.7531 | 1211.9196 | 1274.6616 | 0.63325
LO12Med | NR | Compressors | Industrial | Compressed Air | 4.9203 | 2.6055 | 38623.1739 | 38.0195 | Rotary-Industrial | Compressors-NR, Rotary-Industrial-CS->VS, Post-Standard | 0 | 0 | 0 | 0.90507 | 1.1313 | 1.335 | 1.4979 | 1.6282 | 1.7325 | 1.8159 | 1.8826 | 1.936 | 1.9787 | 2.0129 | 2.0402 | 2.0621 | 1.35 | 1.1237 | 0.92007 | 0.75716 | 20.6874 | 677.5684 | 608.3805 | 670.9373 | 644.3769 | 656.7392 | 645.07 | 664.1592 | 668.4966 | 638.3778 | 665.2394 | 648.308 | 675.2542 | 0 | 2633.2693 | 2316.0623 | 2662.5865 | 2545.0958 | 2571.5474 | 2546.3961 | 2590.13 | 2649.5447 | 2471.9507 | 2640.037 | 2502.0565 | 2631.5899 | 0.89214
LO12Med | NR | Compressors | Industrial | Compressed Air | 0.1163 | 0.061588 | 912.9444 | 116.0002 | Reciprocating-Industrial | Compressors-NR, Reciprocating-Industrial-CS->CS, No Standard Established | 0.044926 | 0.091747 | 0.1407 | 0.19843 | 0.24804 | 0.29269 | 0.32841 | 0.35698 | 0.37984 | 0.39813 | 0.41276 | 0.35813 | 0.33206 | 0.30201 | 0.2614 | 0.21722 | 0.17496 | 0.14113 | 0.11407 | 0.092426 | 5.6389 | 16.0158 | 14.3804 | 15.8591 | 15.2313 | 15.5235 | 15.2477 | 15.6989 | 15.8014 | 15.0895 | 15.7244 | 15.3242 | 15.9611 | 0 | 62.2432 | 54.7453 | 62.9361 | 60.159 | 60.7842 | 60.1897 | 61.2235 | 62.6279 | 58.43 | 62.4031 | 59.1417 | 62.2035 | 0.38019
LO5Med | NR | Advanced_Motors | Industrial | Material Handling | 1543.7683 | 817.506 | 12118304.5089 | -21.5292 | VS->VS | Advanced_Motors-NR-Material Handling-VS->VS | 0.0024518 | 0.0054622 | 0.0091461 | 0.013422 | 0.0183 | 0.024003 | 0.030259 | 0.03665 | 0.042672 | 0.047849 | 0.051855 | 0.054605 | 0.05625 | 0.057018 | 0.057018 | 0.057018 | 0.057018 | 0.057018 | 0.057018 | 0.057018 | 1.1404 | 212592.0667 | 190883.8494 | 210511.5146 | 202177.9904 | 206056.7337 | 202395.4591 | 208384.8167 | 209745.7101 | 200295.7327 | 208723.763 | 203411.3822 | 211865.9702 | 0 | 826207.5734 | 726681.557 | 835406.0841 | 798542.5094 | 806841.8885 | 798950.4924 | 812672.3276 | 831314.1263 | 775592.6996 | 828331.0003 | 785038.5936 | 825680.6681 | 9999
LO5Med | NR | Advanced_Motors | Industrial | Material Handling | 1035.496 | 548.3492 | 8128457.4569 | 3.7837 | CS->CS | Advanced_Motors-NR-Material Handling-CS->CS | 0.0016446 | 0.0036638 | 0.0061348 | 0.0090032 | 0.012275 | 0.0161 | 0.020296 | 0.024583 | 0.028623 | 0.032095 | 0.034782 | 0.036627 | 0.03773 | 0.038246 | 0.038246 | 0.038246 | 0.038246 | 0.038246 | 0.038246 | 0.038246 | 0.76491 | 142597.9656 | 128036.9913 | 141202.4173 | 135612.634 | 138214.3346 | 135758.503 | 139775.9163 | 140688.7473 | 134350.0933 | 140003.2675 | 136439.9422 | 142110.9302 | 0 | 554185.8687 | 487427.9332 | 560355.8492 | 535629.288 | 541196.1682 | 535902.9461 | 545106.9856 | 557611.1331 | 520235.5047 | 555610.1756 | 526571.4197 | 553832.4424 | 2.0117
LO5Med | NR | Advanced_Motors | Industrial | Material Handling | 22107.5533 | 11707.1043 | 173540326.5754 | -3.2512 | CS->VS | Advanced_Motors-NR-Material Handling-CS->VS | 0.035111 | 0.078222 | 0.13098 | 0.19222 | 0.26207 | 0.34373 | 0.43332 | 0.52484 | 0.61109 | 0.68523 | 0.7426 | 0.78197 | 0.80553 | 0.81653 | 0.81653 | 0.81653 | 0.81653 | 0.81653 | 0.81653 | 0.81653 | 16.3307 | 3044427.2676 | 2733554.4782 | 3014632.6953 | 2895292.3622 | 2950837.9525 | 2898406.6246 | 2984177.2923 | 3003665.9827 | 2868337.4668 | 2989031.1769 | 2912955.1643 | 3034029.1943 | 0 | 11831715.5672 | 10406452.043 | 11963442.9506 | 11435537.6834 | 11554389.0417 | 11441380.2086 | 11637883.9157 | 11904844.02 | 11106884.6538 | 11862124.1274 | 11242154.6925 | 11824170.0139 | 2.7859
LO5Med | NR | Advanced_Motors | Industrial | Material Processing | 1914.6732 | 1013.9195 | 15029841.1506 | -21.5292 | VS->VS | Advanced_Motors-NR-Material Processing-VS->VS | 0.0030409 | 0.0067746 | 0.011343 | 0.016647 | 0.022697 | 0.02977 | 0.037529 | 0.045455 | 0.052925 | 0.059346 | 0.064314 | 0.067724 | 0.069765 | 0.070718 | 0.070718 | 0.070718 | 0.070718 | 0.070718 | 0.070718 | 0.070718 | 1.4144 | 263669.3103 | 236745.4896 | 261088.886 | 250753.1543 | 255563.8022 | 251022.8718 | 258451.2289 | 260139.0897 | 248418.6664 | 258871.6102 | 252282.8801 | 262768.7624 | 0 | 1024711.7141 | 901273.6361 | 1036120.2535 | 990399.8583 | 1000693.2412 | 990905.863 | 1007924.4982 | 1031045.1644 | 961936.1408 | 1027345.3143 | 973651.4996 | 1024058.2149 | 9999
LO5Med | NR | Advanced_Motors | Industrial | Material Processing | 1201.9577 | 636.4994 | 9435152.4946 | 3.7837 | CS->CS | Advanced_Motors-NR-Material Processing-CS->CS | 0.0019089 | 0.0042528 | 0.007121 | 0.010451 | 0.014248 | 0.018688 | 0.023559 | 0.028535 | 0.033224 | 0.037255 | 0.040374 | 0.042515 | 0.043796 | 0.044394 | 0.044394 | 0.044394 | 0.044394 | 0.044394 | 0.044394 | 0.044394 | 0.88788 | 165521.3868 | 148619.6544 | 163901.4963 | 157413.124 | 160433.0626 | 157582.4423 | 162245.6773 | 163305.251 | 155947.6229 | 162509.5764 | 158373.4267 | 164956.0577 | 0 | 643274.3493 | 565784.702 | 650436.1887 | 621734.6944 | 628196.4817 | 622052.3445 | 632735.9849 | 647250.2442 | 603866.2743 | 644927.6215 | 611220.7231 | 642864.1078 | 2.0117
LO5Med | NR | Advanced_Motors | Industrial | Material Processing | 29389.2908 | 15563.1647 | 230700659.3898 | -3.7776 | CS->VS | Advanced_Motors-NR-Material Processing-CS->VS | 0.046676 | 0.10399 | 0.17412 | 0.25553 | 0.34839 | 0.45695 | 0.57605 | 0.69771 | 0.81237 | 0.91092 | 0.98719 | 1.0395 | 1.0709 | 1.0855 | 1.0855 | 1.0855 | 1.0855 | 1.0855 | 1.0855 | 1.0855 | 21.7096 | 4047194.0554 | 3633926.6673 | 4007585.8122 | 3848937.4214 | 3922778.4967 | 3853077.4527 | 3967099.0752 | 3993006.9078 | 3813104.1815 | 3973551.7217 | 3872417.9586 | 4033371.0876 | 0 | 15728820.1361 | 13834106.4328 | 15903935.5966 | 15202150.0484 | 15360148.4068 | 15209916.9717 | 15471144.6396 | 15826035.4786 | 14765246.0034 | 15769244.6013 | 14945070.9913 | 15718789.245 | 2.8685
LO5Med | NR | Advanced_Motors | Industrial | Low Temp Refer | 774.2481 | 410.0048 | 6077708.5605 | -21.6551 | VS->VS | Advanced_Motors-NR-Low Temp Refer-VS->VS | 0.0016039 | 0.0035732 | 0.0059831 | 0.0087806 | 0.011971 | 0.015702 | 0.019794 | 0.023975 | 0.027915 | 0.031302 | 0.033922 | 0.035721 | 0.036797 | 0.0373 | 0.0373 | 0.0373 | 0.0373 | 0.0373 | 0.0373 | 0.0373 | 0.57193 | 106621.5676 | 95734.218 | 105578.1057 | 101398.5828 | 103343.8938 | 101507.6501 | 104511.5002 | 105194.0308 | 100454.5717 | 104681.4924 | 102017.1674 | 106257.4075 | 0 | 414368.9274 | 364453.5188 | 418982.2681 | 400494.033 | 404656.431 | 400698.6492 | 407580.5785 | 416930.0234 | 388983.9859 | 415433.8924 | 393721.397 | 414104.668 | 9999
LO5Med | NR | Advanced_Motors | Industrial | Low Temp Refer | 432.778 | 229.1786 | 3397229.6092 | 9.007 | CS->CS | Advanced_Motors-NR-Low Temp Refer-CS->CS | 0.00089652 | 0.0019973 | 0.0033443 | 0.004908 | 0.0066916 | 0.0087769 | 0.011064 | 0.013401 | 0.015604 | 0.017497 | 0.018961 | 0.019967 | 0.020568 | 0.020849 | 0.020849 | 0.020849 | 0.020849 | 0.020849 | 0.020849 | 0.020849 | 0.31969 | 59597.7815 | 53512.1282 | 59014.5222 | 56678.313 | 57765.6748 | 56739.2778 | 58418.3265 | 58799.8376 | 56150.6433 | 58513.3462 | 57024.0804 | 59394.2285 | 0 | 231617.9487 | 203716.9556 | 234196.6471 | 223862.3609 | 226188.9979 | 223976.7343 | 227823.4956 | 233049.513 | 217428.6413 | 232213.2274 | 220076.6908 | 231470.2367 | 1.7059
LO5Med | NR | Advanced_Motors | Industrial | Low Temp Refer | 13506.0463 | 7152.157 | 106020040.1037 | -1.5423 | CS->VS | Advanced_Motors-NR-Low Temp Refer-CS->VS | 0.027978 | 0.062331 | 0.10437 | 0.15317 | 0.20883 | 0.27391 | 0.3453 | 0.41822 | 0.48695 | 0.54603 | 0.59174 | 0.62312 | 0.64189 | 0.65066 | 0.65066 | 0.65066 | 0.65066 | 0.65066 | 0.65066 | 0.65066 | 9.9768 | 1859915.2564 | 1669995.4479 | 1841713.0218 | 1768805.0865 | 1802739.2494 | 1770707.6657 | 1823107.0694 | 1835013.1882 | 1752337.68 | 1826072.4265 | 1779595.7253 | 1853562.8186 | 0 | 7228285.1121 | 6357556.6827 | 7308760.6001 | 6986250.33 | 7058859.5386 | 6989819.6719 | 7109868.6041 | 7272961.0767 | 6785468.1368 | 7246862.447 | 6868107.9198 | 7223675.3486 | 2.6006
LO5Med | NR | Advanced_Motors | Industrial | Med Temp Refer | 811.8801 | 429.9329 | 6373112.9911 | -21.6551 | VS->VS | Advanced_Motors-NR-Med Temp Refer-VS->VS | 0.0016818 | 0.0037469 | 0.0062739 | 0.0092074 | 0.012553 | 0.016465 | 0.020757 | 0.02514 | 0.029272 | 0.032823 | 0.035571 | 0.037457 | 0.038586 | 0.039113 | 0.039113 | 0.039113 | 0.039113 | 0.039113 | 0.039113 | 0.039113 | 0.59973 | 111803.8634 | 100387.3388 | 110709.6844 | 106327.0176 | 108366.8797 | 106441.3861 | 109591.2371 | 110306.9418 | 105337.1233 | 109769.4916 | 106975.6682 | 111422.0035 | 0 | 434509.1523 | 382167.6265 | 439346.7224 | 419959.8745 | 424324.5841 | 420174.436 | 427390.8586 | 437194.7292 | 407890.3865 | 435625.8794 | 412858.0574 | 434232.0486 | 9999
LO5Med | NR | Advanced_Motors | Industrial | Med Temp Refer | 453.813 | 240.3177 | 3562350.5044 | 9.007 | CS->CS | Advanced_Motors-NR-Med Temp Refer-CS->CS | 0.0009401 | 0.0020944 | 0.0035069 | 0.0051466 | 0.0070169 | 0.0092035 | 0.011602 | 0.014053 | 0.016362 | 0.018347 | 0.019883 | 0.020937 | 0.021568 | 0.021863 | 0.021863 | 0.021863 | 0.021863 | 0.021863 | 0.021863 | 0.021863 | 0.33523 | 62494.5062 | 56113.0624 | 61882.8979 | 59433.1382 | 60573.3507 | 59497.0662 | 61257.7243 | 61657.7786 | 58879.8213 | 61357.3625 | 59795.7115 | 62281.0596 | 0 | 242875.6402 | 213618.5313 | 245579.6752 | 234743.0954 | 237182.8176 | 234863.0279 | 238896.7594 | 244376.7851 | 227996.6676 | 243499.8522 | 230773.4244 | 242720.7488 | 1.7059
LO5Med | NR | Advanced_Motors | Industrial | Med Temp Refer | 14162.5019 | 7499.7846 | 111173098.9028 | -1.5423 | CS->VS | Advanced_Motors-NR-Med Temp Refer-CS->VS | 0.029338 | 0.065361 | 0.10944 | 0.16061 | 0.21898 | 0.28722 | 0.36208 | 0.43855 | 0.51062 | 0.57257 | 0.62051 | 0.6534 | 0.67309 | 0.68229 | 0.68229 | 0.68229 | 0.68229 | 0.68229 | 0.68229 | 0.68229 | 10.4617 | 1950315.6436 | 1751164.8638 | 1931228.6971 | 1854777.1027 | 1890360.6212 | 1856772.156 | 1911718.4104 | 1924203.221 | 1837509.305 | 1914827.8974 | 1866092.216 | 1943654.4482 | 0 | 7579612.8249 | 6666563.0118 | 7663999.7896 | 7325814.0455 | 7401952.3937 | 7329556.8737 | 7455440.7331 | 7626460.2457 | 7115272.9194 | 7599093.1032 | 7201929.3738 | 7574779.0058 | 2.6006
LO5Med | NR | Advanced_Motors | Industrial | Pollution Control | 60.4673 | 32.0206 | 474657.105 | -21.6551 | VS->VS | Advanced_Motors-NR-Pollution Control-VS->VS | 0.00012526 | 0.00027906 | 0.00046727 | 0.00068575 | 0.00093495 | 0.0012263 | 0.0015459 | 0.0018724 | 0.0021801 | 0.0024446 | 0.0026493 | 0.0027897 | 0.0028738 | 0.002913 | 0.002913 | 0.002913 | 0.002913 | 0.002913 | 0.002913 | 0.002913 | 0.044667 | 8326.9351 | 7476.6545 | 8245.4428 | 7919.0302 | 8070.9552 | 7927.5482 | 8162.143 | 8215.4473 | 7845.3048 | 8175.419 | 7967.3405 | 8298.4949 | 0 | 32361.3996 | 28463.1042 | 32721.6925 | 31277.7976 | 31602.8727 | 31293.7777 | 31831.2429 | 32561.4162 | 30378.8855 | 32444.5713 | 30748.868 | 32340.7615 | 9999
LO5Med | NR | Advanced_Motors | Industrial | Pollution Control | 40.5589 | 21.4781 | 318380.3545 | 9.007 | CS->CS | Advanced_Motors-NR-Pollution Control-CS->CS | 8.402e-05 | 0.00018718 | 0.00031342 | 0.00045997 | 0.00062712 | 0.00082255 | 0.0010369 | 0.0012559 | 0.0014623 | 0.0016397 | 0.001777 | 0.0018712 | 0.0019276 | 0.0019539 | 0.0019539 | 0.0019539 | 0.0019539 | 0.0019539 | 0.0019539 | 0.0019539 | 0.029961 | 5585.3637 | 5015.0306 | 5530.702 | 5311.7579 | 5413.6629 | 5317.4714 | 5474.8279 | 5510.5822 | 5262.306 | 5483.7329 | 5344.1625 | 5566.2872 | 0 | 21706.6884 | 19091.8731 | 21948.358 | 20979.853 | 21197.8999 | 20990.5718 | 21351.0812 | 21840.8513 | 20376.9 | 21762.4765 | 20625.0689 | 21692.8452 | 1.7059
LO5Med | NR | Advanced_Motors | Industrial | Pollution Control | 947.7754 | 501.8966 | 7439866.8611 | -1.4267 | CS->VS | Advanced_Motors-NR-Pollution Control-CS->VS | 0.0019634 | 0.0043741 | 0.007324 | 0.010749 | 0.014655 | 0.019221 | 0.024231 | 0.029349 | 0.034171 | 0.038317 | 0.041525 | 0.043727 | 0.045044 | 0.04566 | 0.04566 | 0.04566 | 0.04566 | 0.04566 | 0.04566 | 0.04566 | 0.70011 | 130517.9838 | 117190.5215 | 129240.6574 | 124124.4045 | 126505.7058 | 124257.9164 | 127935.0004 | 128770.5022 | 122968.8182 | 128143.0918 | 124881.6285 | 130072.2069 | 0 | 507238.809 | 446136.1761 | 512886.1084 | 490254.2223 | 495349.5123 | 490504.6979 | 498929.0304 | 510373.9071 | 476164.5013 | 508542.4578 | 481963.6784 | 506915.3227 | 2.5857
LO5Med | NR | Advanced_Motors | Industrial | Other Motors | 212.4305 | 112.493 | 1667541.3001 | -21.6551 | VS->VS | Advanced_Motors-NR-Other Motors-VS->VS | 0.00044006 | 0.00098038 | 0.0016416 | 0.0024091 | 0.0032846 | 0.0043082 | 0.005431 | 0.0065781 | 0.007659 | 0.0085882 | 0.0093073 | 0.0098007 | 0.010096 | 0.010234 | 0.010234 | 0.010234 | 0.010234 | 0.010234 | 0.010234 | 0.010234 | 0.15692 | 29253.7666 | 26266.6037 | 28967.4718 | 27820.7359 | 28354.471 | 27850.6607 | 28674.8272 | 28862.0932 | 27561.7275 | 28721.468 | 27990.457 | 29153.8519 | 0 | 113690.43 | 99995.1361 | 114956.1926 | 109883.5743 | 111025.6118 | 109939.7149 | 111827.9103 | 114393.1181 | 106725.562 | 113982.6246 | 108025.3658 | 113617.9252 | 9999
LO5Med | NR | Advanced_Motors | Industrial | Other Motors | 142.4896 | 75.4557 | 1118517.7353 | 9.007 | CS->CS | Advanced_Motors-NR-Other Motors-CS->CS | 0.00029517 | 0.0006576 | 0.0011011 | 0.0016159 | 0.0022032 | 0.0028897 | 0.0036429 | 0.0044123 | 0.0051374 | 0.0057606 | 0.0062429 | 0.0065739 | 0.006772 | 0.0068645 | 0.0068645 | 0.0068645 | 0.0068645 | 0.0068645 | 0.0068645 | 0.0068645 | 0.10526 | 19622.2167 | 17618.5514 | 19430.182 | 18660.999 | 19019.0064 | 18681.0713 | 19233.8881 | 19359.4984 | 18487.2669 | 19265.1728 | 18774.8409 | 19555.1981 | 0 | 76258.8383 | 67072.6015 | 77107.8595 | 73705.3569 | 74471.3884 | 73743.0137 | 75009.5371 | 76730.1724 | 71587.0928 | 76454.8303 | 72458.9475 | 76210.205 | 1.7059
LO5Med | NR | Advanced_Motors | Industrial | Other Motors | 3329.6765 | 1763.2377 | 26137363.4275 | -1.4267 | CS->VS | Advanced_Motors-NR-Other Motors-CS->VS | 0.0068976 | 0.015367 | 0.02573 | 0.037761 | 0.051484 | 0.067527 | 0.085127 | 0.10311 | 0.12005 | 0.13461 | 0.14588 | 0.15362 | 0.15825 | 0.16041 | 0.16041 | 0.16041 | 0.16041 | 0.16041 | 0.16041 | 0.16041 | 2.4596 | 458529.1701 | 411707.8045 | 454041.7315 | 436067.5711 | 444433.4381 | 436536.6183 | 449454.7634 | 452390.0061 | 432007.8237 | 450185.8197 | 438727.812 | 456963.089 | 0 | 1782005.692 | 1567343.0171 | 1801845.4985 | 1722336.3026 | 1740236.8171 | 1723216.2606 | 1752812.199 | 1793019.76 | 1672837.0084 | 1786585.605 | 1693210.3835 | 1780869.2365 | 2.5857
LO12Med | NR | Clean Water Pumps | Industrial | Pumps | 0.33852 | 0.15548 | 3094.7313 | 9.9217 | Industrial | Clean Water Pumps-NR-Industrial-VS->VS | 0.028079 | 0.059788 | 0.09552 | 0.1356 | 0.18014 | 0.22586 | 0.26894 | 0.31011 | 0.35038 | 0.38978 | 0.4285 | 0.46812 | 0.50901 | 0.2859 | 0.27449 | 0.26052 | 0.24348 | 0.22273 | 0.20221 | 0.18534 | 4.9416 | 45.35 | 40.6063 | 44.076 | 42.342 | 43.5597 | 42.4033 | 44.0691 | 43.8848 | 42.428 | 43.6546 | 43.4702 | 44.8376 | 0 | 219.7207 | 192.8933 | 223.3654 | 213.4648 | 214.9141 | 213.7648 | 216.6659 | 222.6651 | 206.4809 | 221.6459 | 208.5225 | 219.9462 | 1.7458
LO12Med | NR | Clean Water Pumps | Industrial | Pumps | 0.40397 | 0.18554 | 3693.081 | 7.9023 | Industrial | Clean Water Pumps-NR-Industrial-CS->CS | 0.14558 | 0.29353 | 0.44391 | 0.59633 | 0.74936 | 0.88839 | 0.99983 | 1.0892 | 1.162 | 1.2201 | 1.2652 | 1.3031 | 1.335 | 1.4824 | 1.3476 | 1.2107 | 1.0707 | 0.92653 | 0.79535 | 0.68903 | 17.8565 | 54.1181 | 48.4573 | 52.5979 | 50.5286 | 51.9818 | 50.6018 | 52.5896 | 52.3697 | 50.6312 | 52.0949 | 51.875 | 53.5067 | 0 | 262.2026 | 230.1882 | 266.5519 | 254.7371 | 256.4665 | 255.095 | 258.5571 | 265.7162 | 246.4029 | 264.5 | 248.8392 | 262.4717 | 1.8763
LO12Med | NR | Clean Water Pumps | Industrial | Pumps | 3.3876 | 1.5559 | 30969.5888 | 0.12182 | Industrial | Clean Water Pumps-NR-Industrial-CS->VS | 0.24417 | 0.4923 | 0.74452 | 1.0002 | 1.2568 | 1.49 | 1.6769 | 1.8267 | 1.949 | 2.0463 | 2.122 | 2.1855 | 2.239 | 2.4862 | 2.2602 | 2.0306 | 1.7958 | 1.5539 | 1.3339 | 1.1556 | 29.9483 | 453.8261 | 406.3553 | 441.0777 | 423.7252 | 435.9109 | 424.3384 | 441.008 | 439.164 | 424.585 | 436.8598 | 435.0151 | 448.6984 | 0 | 2198.7888 | 1930.3214 | 2235.2615 | 2136.1845 | 2150.6876 | 2139.1863 | 2168.219 | 2228.2539 | 2066.2957 | 2218.0548 | 2086.7259 | 2201.0455 | 2.6349
LO12Med | NR | Clean Water Pumps | Industrial | Pumps | 1.812 | 0.83225 | 16565.1289 | 16.8537 | Industrial | Clean Water Pumps-NR-Industrial-Trim | 0.26121 | 0.52665 | 0.79646 | 1.0699 | 1.3445 | 1.5939 | 1.7939 | 1.9541 | 2.0849 | 2.189 | 2.2701 | 2.338 | 2.3952 | 2.6596 | 2.4179 | 2.1723 | 1.9211 | 1.6624 | 1.427 | 1.2362 | 32.0377 | 242.7442 | 217.3528 | 235.9253 | 226.6437 | 233.1617 | 226.9717 | 235.888 | 234.9017 | 227.1036 | 233.6692 | 232.6825 | 240.0015 | 0 | 1176.0963 | 1032.4975 | 1195.605 | 1142.6103 | 1150.3678 | 1144.2159 | 1159.745 | 1191.8567 | 1105.2279 | 1186.4014 | 1116.1557 | 1177.3034 | 1.4094
LO12Med | NR | Efficient_Fan | Industrial | Fans and Blowers | 0.54866 | 0.29054 | 4306.8948 | -20.4792 | VS->VS | Efficient_Fan-NR-Industrial-VS->VS | 0.094117 | 0.18826 | 0.27198 | 0.36261 | 0.45295 | 0.53395 | 0.59796 | 0.64873 | 0.68946 | 0.72178 | 0.77535 | 0.82593 | 0.84344 | 0.88811 | 0.93086 | 0.94026 | 0.93971 | 0.93908 | 0.93866 | 0.94088 | 13.5241 | 75.5561 | 67.8409 | 74.8167 | 71.8549 | 73.2334 | 71.9322 | 74.0608 | 74.5445 | 71.1859 | 74.1813 | 72.2932 | 75.298 | 0 | 293.6375 | 258.2656 | 296.9067 | 283.8053 | 286.7549 | 283.9503 | 288.8271 | 295.4524 | 275.6488 | 294.3922 | 279.0059 | 293.4503 | 48.598
LO12Med | NR | Efficient_Fan | Industrial | Fans and Blowers | 1.5657 | 0.82911 | 12290.3751 | -21.1612 | CS->CS | Efficient_Fan-NR-Industrial-CS->CS | 0.31334 | 0.62675 | 0.9055 | 1.2072 | 1.508 | 1.7777 | 1.9908 | 2.1598 | 2.2954 | 2.403 | 2.5813 | 2.7497 | 2.808 | 2.9568 | 3.0991 | 3.1304 | 3.1285 | 3.1264 | 3.1251 | 3.1324 | 45.0252 | 215.6107 | 193.5943 | 213.5006 | 205.0488 | 208.9826 | 205.2693 | 211.3437 | 212.7239 | 203.1398 | 211.6875 | 206.2997 | 214.8743 | 0 | 837.9391 | 736.9999 | 847.2682 | 809.8812 | 818.2984 | 810.295 | 824.2116 | 843.1181 | 786.6055 | 840.0927 | 796.1855 | 837.4047 | 138.6818
LO12Med | NR | Efficient_Fan | Industrial | Fans and Blowers | 3.3291 | 1.7629 | 26132.7749 | -12.5304 | CS->VS | Efficient_Fan-NR-Industrial-CS->VS | 0.13325 | 0.26653 | 0.38507 | 0.51338 | 0.64129 | 0.75597 | 0.84658 | 0.91846 | 0.97613 | 1.0219 | 1.0977 | 1.1693 | 1.1941 | 1.2574 | 1.3179 | 1.3312 | 1.3304 | 1.3295 | 1.3289 | 1.3321 | 19.1472 | 458.4487 | 411.6355 | 453.962 | 435.991 | 444.3554 | 436.46 | 449.3759 | 452.3106 | 431.932 | 450.1068 | 438.6508 | 456.8829 | 0 | 1781.6929 | 1567.0679 | 1801.5292 | 1722.0339 | 1739.9313 | 1722.9137 | 1752.5045 | 1792.705 | 1672.5433 | 1786.272 | 1692.9131 | 1780.5566 | 5.6702
LO12Med | NR | Efficient_Fan | Industrial | Fans and Blowers | 1.7644 | 0.93435 | 13850.3707 | -4.5504 | Trim | Efficient_Fan-NR-Industrial-Trim | 0.14124 | 0.28252 | 0.40817 | 0.54418 | 0.67976 | 0.80132 | 0.89737 | 0.97356 | 1.0347 | 1.0832 | 1.1636 | 1.2395 | 1.2658 | 1.3328 | 1.397 | 1.4111 | 1.4103 | 1.4093 | 1.4087 | 1.412 | 20.296 | 242.9778 | 218.1668 | 240.5999 | 231.0752 | 235.5084 | 231.3238 | 238.1692 | 239.7246 | 228.924 | 238.5566 | 232.4849 | 242.1479 | 0 | 944.2972 | 830.546 | 954.8105 | 912.678 | 922.1636 | 913.1443 | 928.8274 | 950.1336 | 886.448 | 946.7241 | 897.244 | 943.695 | 3.0052
LO3Slow | New | ASHP Upgrade | Residential | HVAC | 0.007143 | 0.0038379 | 43.233 | 343.4851 | Single Family | SF HVAC Upgrade 9.5 HSPF/15.5 SEER - HZ1 | 0.00017354 | 0.00043485 | 0.00094738 | 0.0018375 | 0.0031509 | 0.0048619 | 0.0070439 | 0.0095808 | 0.012375 | 0.015177 | 0.017265 | 0.019307 | 0.021066 | 0.022382 | 0.022834 | 0.023238 | 0.02331 | 0.023049 | 0.022877 | 0.022574 | 0.27348 | 0.42573 | 0.30014 | 0.19356 | 0.21571 | 0.38723 | 0.52663 | 3.425 | 3.2078 | 1.2062 | 0.34514 | 0.30005 | 0.52163 | 0 | 2.5209 | 1.8183 | 1.4491 | 1.4938 | 1.3664 | 1.0214 | 6.8368 | 6.2728 | 3.2303 | 1.4647 | 1.6541 | 3.0496 | 0.17641
LO3Slow | New | ASHP Upgrade | Residential | HVAC | 0.0078568 | 0.0042952 | 47.5144 | 290.6041 | Single Family | SF HVAC Upgrade 9.5 HSPF/15.5 SEER - HZ23 | 1.1894e-05 | 2.9804e-05 | 6.4932e-05 | 0.00012594 | 0.00021596 | 0.00033323 | 0.00048278 | 0.00065666 | 0.00084818 | 0.0010402 | 0.0011833 | 0.0013232 | 0.0014439 | 0.001534 | 0.001565 | 0.0015927 | 0.0015976 | 0.0015797 | 0.001568 | 0.0015472 | 0.018744 | 0.4859 | 0.34256 | 0.22092 | 0.24277 | 0.41899 | 0.56855 | 3.6827 | 3.4484 | 1.2973 | 0.38072 | 0.34246 | 0.59536 | 0 | 2.8772 | 2.0752 | 1.6539 | 1.6913 | 1.4968 | 1.1068 | 7.3524 | 6.7455 | 3.4835 | 1.6365 | 1.8879 | 3.4807 | 0.20518
LO3Slow | New | ASHP Upgrade | Residential | HVAC | 0.055159 | 0.047733 | 324.2855 | 1171.5276 | Single Family | SF HVAC Upgrade 12 HSPF/18 SEER - HZ1 | 0.0013017 | 0.0032617 | 0.0071062 | 0.013783 | 0.023635 | 0.036468 | 0.052835 | 0.071865 | 0.092825 | 0.11384 | 0.1295 | 0.14482 | 0.15802 | 0.16788 | 0.17127 | 0.17431 | 0.17484 | 0.17289 | 0.1716 | 0.16933 | 2.0514 | 7.6167 | 5.3698 | 3.463 | 3.016 | 1.2871 | 1.4377 | 5.6768 | 5.1327 | 2.0985 | 2.9337 | 5.3682 | 9.3325 | 0 | 45.1019 | 32.5307 | 25.9265 | 23.3662 | 9.052 | 3.7809 | 11.6333 | 10.5851 | 7.8585 | 17.5625 | 29.5936 | 54.5616 | 0.049802
LO3Slow | New | ASHP Upgrade | Residential | HVAC | 0.061553 | 0.054128 | 361.4165 | 1064.3354 | Single Family | SF HVAC Upgrade 12 HSPF/18 SEER - HZ23 | 9.047e-05 | 0.0002267 | 0.0004939 | 0.00095795 | 0.0016427 | 0.0025347 | 0.0036722 | 0.0049948 | 0.0064516 | 0.0079121 | 0.0090008 | 0.010065 | 0.010983 | 0.011669 | 0.011904 | 0.012115 | 0.012152 | 0.012016 | 0.011927 | 0.011769 | 0.14258 | 8.7059 | 6.1376 | 3.9582 | 3.4299 | 1.3551 | 1.479 | 5.3449 | 4.7917 | 1.9978 | 3.2866 | 6.1358 | 10.667 | 0 | 51.5512 | 37.1824 | 29.6339 | 26.6383 | 10.0297 | 4.0235 | 11.02 | 10.0079 | 7.9551 | 19.896 | 33.8253 | 62.3636 | 0.054455
LO3Slow | New | ASHP Upgrade | Residential | HVAC | 0.042118 | 0.017467 | 257.6475 | 10.4962 | Manufactured | MH HVAC Upgrade 9.5 HSPF/15.5 SEER - HZ1 | 0.00043282 | 0.0011326 | 0.0025742 | 0.0052022 | 0.0092852 | 0.014904 | 0.022441 | 0.031692 | 0.042456 | 0.053975 | 0.063618 | 0.073644 | 0.083119 | 0.091291 | 0.096229 | 0.10115 | 0.10475 | 0.10689 | 0.10943 | 0.11137 | 1.1256 | 1.275 | 0.89888 | 0.5797 | 0.88666 | 2.7692 | 3.8554 | 26.1218 | 24.5176 | 9.171 | 1.9584 | 0.89861 | 1.5622 | 0 | 7.5498 | 5.4455 | 4.34 | 5.4325 | 8.4847 | 7.1946 | 52.0563 | 47.7874 | 23.9223 | 6.8528 | 4.9538 | 9.1334 | 1.7585
LO3Slow | New | ASHP Upgrade | Residential | HVAC | 0.066086 | 0.023212 | 406.4879 | -3.3874 | Manufactured | MH HVAC Upgrade 9.5 HSPF/15.5 SEER - HZ23 | 0.00030679 | 0.00080283 | 0.0018246 | 0.0036874 | 0.0065815 | 0.010564 | 0.015906 | 0.022464 | 0.030094 | 0.038258 | 0.045093 | 0.0522 | 0.058916 | 0.064709 | 0.068208 | 0.071693 | 0.074247 | 0.075766 | 0.077567 | 0.078944 | 0.79783 | 0.99714 | 0.70298 | 0.45336 | 1.0783 | 4.7399 | 6.6588 | 45.8019 | 43.022 | 16.0625 | 3.0107 | 0.70277 | 1.2218 | 0 | 5.9045 | 4.2587 | 3.3942 | 5.7819 | 13.6608 | 12.2407 | 91.2213 | 83.7564 | 41.4965 | 9.3035 | 3.8742 | 7.1429 | 2.798
LO3Slow | New | ASHP Upgrade | Residential | HVAC | 0.055159 | 0.047733 | 324.2855 | 1171.5275 | Manufactured | MH HVAC Upgrade 12 HSPF/18 SEER - HZ1 | 0.00054477 | 0.0014256 | 0.00324 | 0.0065477 | 0.011687 | 0.018759 | 0.028245 | 0.039889 | 0.053437 | 0.067935 | 0.080072 | 0.092692 | 0.10462 | 0.1149 | 0.12112 | 0.12731 | 0.13184 | 0.13454 | 0.13773 | 0.14018 | 1.4167 | 7.6167 | 5.3698 | 3.463 | 3.016 | 1.2871 | 1.4377 | 5.6768 | 5.1327 | 2.0985 | 2.9337 | 5.3682 | 9.3325 | 0 | 45.1019 | 32.5307 | 25.9265 | 23.3662 | 9.052 | 3.7809 | 11.6333 | 10.5851 | 7.8585 | 17.5625 | 29.5936 | 54.5616 | 0.049802
LO3Slow | New | ASHP Upgrade | Residential | HVAC | 0.061553 | 0.054128 | 361.4165 | 1064.3354 | Manufactured | MH HVAC Upgrade 12 HSPF/18 SEER - HZ23 | 0.00027278 | 0.00071381 | 0.0016223 | 0.0032785 | 0.0058518 | 0.0093928 | 0.014143 | 0.019973 | 0.026757 | 0.034016 | 0.040093 | 0.046412 | 0.052383 | 0.057534 | 0.060645 | 0.063744 | 0.066015 | 0.067365 | 0.068966 | 0.070191 | 0.70937 | 8.7059 | 6.1376 | 3.9582 | 3.4299 | 1.3551 | 1.479 | 5.3449 | 4.7917 | 1.9978 | 3.2866 | 6.1358 | 10.667 | 0 | 51.5512 | 37.1824 | 29.6339 | 26.6383 | 10.0297 | 4.0235 | 11.02 | 10.0079 | 7.9551 | 19.896 | 33.8253 | 62.3636 | 0.054455
LO5Med | New | ASHP Conversion | Residential | HVAC | 0.15898 | 0.16128 | 929.5184 | 333.9893 | Manufactured | MH New ASHP Conversion - HZ1CZ1 | 0.0087352 | 0.019801 | 0.033907 | 0.051239 | 0.070729 | 0.092726 | 0.11891 | 0.14755 | 0.17763 | 0.20617 | 0.22443 | 0.24225 | 0.25738 | 0.26855 | 0.27055 | 0.27583 | 0.28005 | 0.28225 | 0.28681 | 0.29034 | 3.6059 | 39.1918 | 29.9628 | 25.3379 | 8.8484 | 2.6766 | -2.4949 | -20.9954 | -20.1162 | -6.171 | 10.8934 | 29.7858 | 38.3139 | 0 | 170.7513 | 129.9823 | 116.5108 | 57.7388 | 33.6987 | 3.8776 | -37.7453 | -35.1169 | -2.5833 | 61.9412 | 125.8603 | 169.3698 | 0.15391
LO5Med | New | ASHP Conversion | Residential | HVAC | 0.15595 | 0.16611 | 908.1048 | 342.4153 | Manufactured | MH New ASHP Conversion - HZ1CZ2 | 0.008534 | 0.019345 | 0.033125 | 0.050059 | 0.0691 | 0.09059 | 0.11617 | 0.14415 | 0.17354 | 0.20142 | 0.21926 | 0.23667 | 0.25145 | 0.26236 | 0.26432 | 0.26948 | 0.2736 | 0.27575 | 0.2802 | 0.28365 | 3.5228 | 41.1278 | 31.4429 | 26.5895 | 9.159 | 1.9633 | -3.8148 | -30.3662 | -28.9426 | -9.3958 | 10.9457 | 31.2571 | 40.2065 | 0 | 179.1859 | 136.403 | 122.2661 | 60.0873 | 33.0559 | 1.8967 | -56.1997 | -52.0863 | -10.1955 | 63.7054 | 132.0774 | 177.7361 | 0.14783
LO5Med | New | ASHP Conversion | Residential | HVAC | 0.088496 | 0.08858 | 517.9613 | 621.7335 | Manufactured | MH New ASHP Conversion - HZ1CZ3 | 0.0048676 | 0.011034 | 0.018894 | 0.028552 | 0.039413 | 0.051671 | 0.066261 | 0.082222 | 0.098983 | 0.11489 | 0.12506 | 0.13499 | 0.14342 | 0.14965 | 0.15076 | 0.1537 | 0.15606 | 0.15728 | 0.15982 | 0.16179 | 2.0093 | 21.4098 | 16.3681 | 13.8416 | 4.8528 | 1.5901 | -1.1819 | -10.209 | -9.8044 | -2.9295 | 6.0243 | 16.2714 | 20.9302 | 0 | 93.2782 | 71.0068 | 63.6476 | 31.6178 | 18.7579 | 2.4468 | -18.1104 | -16.8795 | -0.2792 | 34.0332 | 68.7551 | 92.5234 | 0.086145
LO5Med | New | ASHP Conversion | Residential | HVAC | 0.3947 | 0.45658 | 2465.1137 | 246.5458 | Manufactured | MH New ASHP Conversion - HZ2CZ1 | 0.007722 | 0.017504 | 0.029974 | 0.045296 | 0.062525 | 0.081971 | 0.10512 | 0.13044 | 0.15703 | 0.18226 | 0.1984 | 0.21415 | 0.22753 | 0.2374 | 0.23917 | 0.24384 | 0.24757 | 0.24951 | 0.25354 | 0.25666 | 3.1876 | 97.5146 | 82.9554 | 72.0467 | 28.5459 | 3.5296 | -8.3788 | -62.1319 | -60.0469 | -18.0689 | 28.229 | 84.6969 | 99.0847 | 0 | 431.0406 | 346.0318 | 309.668 | 172.54 | 83.5143 | 10.7558 | -105.9743 | -97.1725 | 14.0081 | 178.8602 | 344.8 | 429.0654 | 0.19761
LO5Med | New | ASHP Conversion | Residential | HVAC | 0.12593 | 0.15987 | 787.5162 | 400.8733 | Manufactured | MH New ASHP Conversion - HZ2CZ2 | 0.0024669 | 0.005592 | 0.0095756 | 0.014471 | 0.019975 | 0.026187 | 0.033581 | 0.041671 | 0.050165 | 0.058225 | 0.063381 | 0.068414 | 0.072687 | 0.075841 | 0.076407 | 0.077898 | 0.07909 | 0.079711 | 0.080998 | 0.081995 | 1.0183 | 35.1503 | 29.9022 | 25.9701 | 10.1 | 0.0031922 | -4.8166 | -34.9052 | -33.4017 | -10.8961 | 9.4463 | 30.53 | 35.7162 | 0 | 155.3735 | 124.7311 | 111.6233 | 61.4381 | 26.6402 | 0.61622 | -63.1014 | -57.8944 | -6.1851 | 62.5277 | 124.2871 | 154.6615 | 0.12193
LO5Med | New | ASHP Conversion | Residential | HVAC | 0.21787 | 0.22729 | 1358.9568 | 221.1381 | Manufactured | MH New ASHP Conversion - HZ2CZ3 | 0.004257 | 0.0096496 | 0.016524 | 0.024971 | 0.034469 | 0.045189 | 0.057949 | 0.071908 | 0.086566 | 0.10047 | 0.10937 | 0.11806 | 0.12543 | 0.13087 | 0.13185 | 0.13442 | 0.13648 | 0.13755 | 0.13977 | 0.14149 | 1.7573 | 46.7907 | 39.8046 | 34.5703 | 14.0279 | 3.9052 | -0.89005 | -8.0139 | -8.3239 | -1.032 | 14.8159 | 40.6403 | 47.544 | 0 | 206.8271 | 166.0372 | 148.5886 | 84.1075 | 46.1085 | 10.8435 | -7.4547 | -6.7763 | 26.2994 | 89.2115 | 165.4461 | 205.8793 | 0.22543
LO5Med | New | ASHP Conversion | Residential | HVAC | 0.3947 | 0.45658 | 1358.9568 | 221.1381 | Manufactured | MH New ASHP Conversion - HZ2CZ1 | 0.007722 | 0.017504 | 0.029974 | 0.045296 | 0.062525 | 0.081971 | 0.10512 | 0.13044 | 0.15703 | 0.18226 | 0.1984 | 0.21415 | 0.22753 | 0.2374 | 0.23917 | 0.24384 | 0.24757 | 0.24951 | 0.25354 | 0.25666 | 3.1876 | 97.5146 | 82.9554 | 72.0467 | 28.5459 | 3.5296 | -8.3788 | -62.1319 | -60.0469 | -18.0689 | 28.229 | 84.6969 | 99.0847 | 0 | 431.0406 | 346.0318 | 309.668 | 172.54 | 83.5143 | 10.7558 | -105.9743 | -97.1725 | 14.0081 | 178.8602 | 344.8 | 429.0654 | 0.19761
LO5Med | New | ASHP Conversion | Residential | HVAC | 0.13882 | 0.17284 | 2465.1137 | 246.5458 | Manufactured | MH New ASHP Conversion - HZ3CZ2 | 0.0010469 | 0.0023731 | 0.0040637 | 0.006141 | 0.0084768 | 0.011113 | 0.014251 | 0.017684 | 0.021289 | 0.024709 | 0.026898 | 0.029033 | 0.030847 | 0.032185 | 0.032425 | 0.033059 | 0.033564 | 0.033828 | 0.034374 | 0.034797 | 0.43216 | 33.3699 | 27.9067 | 28.6826 | 20.2235 | 2.8804 | -1.7775 | -33.2944 | -31.8948 | -6.5284 | 15.925 | 29.2904 | 33.6575 | 0 | 155.661 | 128.6177 | 130.4635 | 102.3814 | 36.7364 | 12.8664 | -60.2469 | -55.9924 | 12.2603 | 88.4667 | 128.7625 | 162.425 | 0.14196
LO5Med | New | ASHP Conversion | Residential | HVAC | 0.18622 | 0.1969 | 960.8425 | 326.131 | Manufactured | MH New ASHP Conversion - HZ3CZ3 | 0.001375 | 0.0031169 | 0.0053374 | 0.0080658 | 0.011134 | 0.014596 | 0.018718 | 0.023227 | 0.027962 | 0.032454 | 0.035328 | 0.038133 | 0.040515 | 0.042273 | 0.042589 | 0.04342 | 0.044084 | 0.04443 | 0.045148 | 0.045704 | 0.56761 | 35.9838 | 30.0927 | 30.9293 | 22.2317 | 5.9428 | 2.0984 | -7.942 | -8.1135 | 2.7571 | 18.8024 | 31.5848 | 36.2939 | 0 | 167.8541 | 138.6925 | 140.6828 | 112.0906 | 47.3557 | 21.1629 | -9.3053 | -9.2646 | 38.3322 | 99.7428 | 138.8486 | 175.1479 | 0.19898
LO3Slow | NR | ASHP Upgrade | Residential | HVAC | 0.007143 | 0.0038379 | 43.233 | 343.4851 | Single Family | SF HVAC Upgrade 9.5 HSPF/15.5 SEER - HZ1 | 0.00086001 | 0.0022068 | 0.0048933 | 0.0095815 | 0.016853 | 0.027003 | 0.039878 | 0.054846 | 0.070901 | 0.086883 | 0.10172 | 0.11461 | 0.12513 | 0.13322 | 0.13907 | 0.14305 | 0.14558 | 0.14707 | 0.18798 | 0.18729 | 2.7596 | 0.42573 | 0.30014 | 0.19356 | 0.21571 | 0.38723 | 0.52663 | 3.425 | 3.2078 | 1.2062 | 0.34514 | 0.30005 | 0.52163 | 0 | 2.5209 | 1.8183 | 1.4491 | 1.4938 | 1.3664 | 1.0214 | 6.8368 | 6.2728 | 3.2303 | 1.4647 | 1.6541 | 3.0496 | 0.17641
LO3Slow | NR | ASHP Upgrade | Residential | HVAC | 0.0078568 | 0.0042952 | 47.5144 | 290.6042 | Single Family | SF HVAC Upgrade 9.5 HSPF/15.5 SEER - HZ23 | 0.00019733 | 0.00050637 | 0.0011228 | 0.0021985 | 0.003867 | 0.0061959 | 0.0091502 | 0.012585 | 0.016269 | 0.019936 | 0.02334 | 0.026298 | 0.028713 | 0.030568 | 0.03191 | 0.032823 | 0.033404 | 0.033745 | 0.043133 | 0.042975 | 0.63321 | 0.4859 | 0.34256 | 0.22092 | 0.24277 | 0.41899 | 0.56855 | 3.6827 | 3.4484 | 1.2973 | 0.38072 | 0.34246 | 0.59536 | 0 | 2.8772 | 2.0752 | 1.6539 | 1.6913 | 1.4968 | 1.1068 | 7.3524 | 6.7455 | 3.4835 | 1.6365 | 1.8879 | 3.4807 | 0.20518
LO3Slow | NR | ASHP Upgrade | Residential | HVAC | 0.055159 | 0.047733 | 324.2855 | 1171.5275 | Single Family | SF HVAC Upgrade 12 HSPF/18 SEER - HZ1 | 0.0064508 | 0.016553 | 0.036704 | 0.071869 | 0.12641 | 0.20254 | 0.29912 | 0.41139 | 0.53182 | 0.6517 | 0.76298 | 0.85969 | 0.93862 | 0.99926 | 1.0431 | 1.073 | 1.092 | 1.1031 | 1.41 | 1.4048 | 20.6998 | 7.6167 | 5.3698 | 3.463 | 3.016 | 1.2871 | 1.4377 | 5.6768 | 5.1327 | 2.0985 | 2.9337 | 5.3682 | 9.3325 | 0 | 45.1019 | 32.5307 | 25.9265 | 23.3662 | 9.052 | 3.7809 | 11.6333 | 10.5851 | 7.8585 | 17.5625 | 29.5936 | 54.5616 | 0.049802
LO3Slow | NR | ASHP Upgrade | Residential | HVAC | 0.061553 | 0.054128 | 361.4165 | 1064.3354 | Single Family | SF HVAC Upgrade 12 HSPF/18 SEER - HZ23 | 0.001501 | 0.0038517 | 0.0085404 | 0.016723 | 0.029414 | 0.047128 | 0.0696 | 0.095724 | 0.12375 | 0.15164 | 0.17753 | 0.20004 | 0.2184 | 0.23251 | 0.24272 | 0.24967 | 0.25409 | 0.25668 | 0.32809 | 0.32688 | 4.8165 | 8.7059 | 6.1376 | 3.9582 | 3.4299 | 1.3551 | 1.479 | 5.3449 | 4.7917 | 1.9978 | 3.2866 | 6.1358 | 10.667 | 0 | 51.5512 | 37.1824 | 29.6339 | 26.6383 | 10.0297 | 4.0235 | 11.02 | 10.0079 | 7.9551 | 19.896 | 33.8253 | 62.3636 | 0.054455
LO3Slow | NR | ASHP Upgrade | Residential | HVAC | 0.042118 | 0.017467 | 257.6475 | 10.4962 | Manufactured | MH HVAC Upgrade 9.5 HSPF/15.5 SEER - HZ1 | 0.0020678 | 0.0052613 | 0.011568 | 0.022459 | 0.039171 | 0.062232 | 0.09113 | 0.12428 | 0.1593 | 0.19357 | 0.22471 | 0.25105 | 0.27179 | 0.28691 | 0.29698 | 0.3029 | 0.30567 | 0.30618 | 0.37075 | 0.37006 | 5.6187 | 1.275 | 0.89888 | 0.5797 | 0.88666 | 2.7692 | 3.8554 | 26.1218 | 24.5176 | 9.171 | 1.9584 | 0.89861 | 1.5622 | 0 | 7.5498 | 5.4455 | 4.34 | 5.4325 | 8.4847 | 7.1946 | 52.0563 | 47.7874 | 23.9223 | 6.8528 | 4.9538 | 9.1334 | 1.7585
LO3Slow | NR | ASHP Upgrade | Residential | HVAC | 0.066086 | 0.023212 | 406.4879 | -3.3874 | Manufactured | MH HVAC Upgrade 9.5 HSPF/15.5 SEER - HZ23 | 0.0010246 | 0.0026071 | 0.005732 | 0.011129 | 0.01941 | 0.030837 | 0.045157 | 0.061583 | 0.078939 | 0.095917 | 0.11135 | 0.1244 | 0.13468 | 0.14217 | 0.14716 | 0.1501 | 0.15147 | 0.15172 | 0.18372 | 0.18337 | 2.7842 | 0.99714 | 0.70298 | 0.45336 | 1.0783 | 4.7399 | 6.6588 | 45.8019 | 43.022 | 16.0625 | 3.0107 | 0.70277 | 1.2218 | 0 | 5.9045 | 4.2587 | 3.3942 | 5.7819 | 13.6608 | 12.2407 | 91.2213 | 83.7564 | 41.4965 | 9.3035 | 3.8742 | 7.1429 | 2.798
LO3Slow | NR | ASHP Upgrade | Residential | HVAC | 0.055159 | 0.047733 | 324.2855 | 1171.5275 | Manufactured | MH HVAC Upgrade 12 HSPF/18 SEER - HZ1 | 0.0026026 | 0.0066221 | 0.014559 | 0.028268 | 0.049302 | 0.078327 | 0.1147 | 0.15642 | 0.20051 | 0.24363 | 0.28282 | 0.31598 | 0.34209 | 0.36111 | 0.37379 | 0.38124 | 0.38472 | 0.38537 | 0.46664 | 0.46577 | 7.0719 | 7.6167 | 5.3698 | 3.463 | 3.016 | 1.2871 | 1.4377 | 5.6768 | 5.1327 | 2.0985 | 2.9337 | 5.3682 | 9.3325 | 0 | 45.1019 | 32.5307 | 25.9265 | 23.3662 | 9.052 | 3.7809 | 11.6333 | 10.5851 | 7.8585 | 17.5625 | 29.5936 | 54.5616 | 0.049802
LO3Slow | NR | ASHP Upgrade | Residential | HVAC | 0.061553 | 0.054128 | 361.4165 | 1064.3354 | Manufactured | MH HVAC Upgrade 12 HSPF/18 SEER - HZ23 | 0.00091103 | 0.002318 | 0.0050965 | 0.0098952 | 0.017258 | 0.027418 | 0.04015 | 0.054754 | 0.070186 | 0.085282 | 0.099001 | 0.11061 | 0.11975 | 0.12641 | 0.13084 | 0.13345 | 0.13467 | 0.1349 | 0.16335 | 0.16304 | 2.4755 | 8.7059 | 6.1376 | 3.9582 | 3.4299 | 1.3551 | 1.479 | 5.3449 | 4.7917 | 1.9978 | 3.2866 | 6.1358 | 10.667 | 0 | 51.5512 | 37.1824 | 29.6339 | 26.6383 | 10.0297 | 4.0235 | 11.02 | 10.0079 | 7.9551 | 19.896 | 33.8253 | 62.3636 | 0.054455
Retro3Slow | Retro | ASHP Conversion | Residential | HVAC | 0.73389 | 0.62783 | 4345.0057 | 126.9849 | Single Family | SF HVAC Conversion - HZ1 | 0.3081 | 0.48897 | 0.97486 | 1.7006 | 2.6369 | 3.679 | 4.6654 | 5.4238 | 5.8208 | 5.8013 | 5.3973 | 4.7083 | 3.8667 | 2.9998 | 2.205 | 1.54 | 1.0243 | 0.65037 | 0.39497 | 0.26682 | 53.364 | 141.3157 | 108.0383 | 91.3619 | 33.7699 | 22.126 | 8.6615 | 47.2553 | 43.0341 | 20.8319 | 46.4467 | 107.3997 | 138.1502 | 0 | 615.6851 | 468.6824 | 420.1078 | 215.6218 | 155.5536 | 46.0343 | 108.6756 | 98.1564 | 101.1164 | 242.4579 | 453.8197 | 610.7036 | 0.37926
Retro3Slow | Retro | ASHP Conversion | Residential | HVAC | 0.49701 | 0.4564 | 3095.69 | 186.2131 | Single Family | SF HVAC Conversion - HZ23 | 0.05822 | 0.092399 | 0.18422 | 0.32135 | 0.49828 | 0.6952 | 0.88161 | 1.0249 | 1.0999 | 1.0963 | 1.0199 | 0.88971 | 0.73069 | 0.56686 | 0.41668 | 0.29101 | 0.19357 | 0.1229 | 0.074637 | 0.05042 | 10.084 | 89.0787 | 75.7789 | 65.814 | 27.6607 | 13.8209 | 7.3448 | 47.6894 | 43.3154 | 20.0905 | 31.8755 | 77.3698 | 90.5129 | 0 | 393.7513 | 316.0966 | 282.8786 | 163.9253 | 105.2084 | 37.052 | 111.1148 | 102.1696 | 106.6006 | 179.6231 | 314.9713 | 391.947 | 0.27264
Retro3Slow | Retro | ASHP Conversion | Residential | HVAC | 0.66743 | 0.5756 | 3949.3775 | 119.2797 | Manufactured | MH HVAC Conversion - HZ1 | 0.41159 | 0.64464 | 1.2753 | 2.2073 | 3.3959 | 4.7009 | 5.9146 | 6.8214 | 7.2618 | 7.1785 | 6.6235 | 5.7299 | 4.6663 | 3.5897 | 2.6164 | 1.8119 | 1.1951 | 0.75239 | 0.45309 | 0.3035 | 60.7008 | 130.0879 | 99.4545 | 84.1031 | 30.9922 | 19.735 | 7.0773 | 37.2611 | 33.7503 | 16.9905 | 42.3927 | 98.8667 | 127.1739 | 0 | 566.7681 | 431.445 | 386.7297 | 198.1133 | 141.467 | 40.7503 | 87.6196 | 78.951 | 87.4785 | 222.2243 | 417.7631 | 562.1824 | 0.39817
Retro3Slow | Retro | ASHP Conversion | Residential | HVAC | 0.62525 | 0.58717 | 3895.362 | 122.7985 | Manufactured | MH HVAC Conversion - HZ23 | 0.16965 | 0.26572 | 0.52566 | 0.90985 | 1.3998 | 1.9377 | 2.438 | 2.8118 | 2.9933 | 2.9589 | 2.7302 | 2.3618 | 1.9234 | 1.4796 | 1.0785 | 0.74688 | 0.4926 | 0.31013 | 0.18676 | 0.1251 | 25.0206 | 115.7638 | 98.4799 | 85.5298 | 35.7072 | 16.3576 | 7.2752 | 46.1695 | 41.4353 | 20.5708 | 40.503 | 100.5473 | 117.6277 | 0 | 511.7068 | 410.7892 | 367.6202 | 212.077 | 132.3491 | 44.0314 | 112.9361 | 103.8816 | 124.3391 | 230.9755 | 409.3268 | 509.362 | 0.38584
LO3Slow | New | Advanced Power Strips | Residential | Electronics | 0.010422 | 0.010155 | 84.2322 | 59.5685 | Single Family | Load Sensing - Home AV | 0.0016411 | 0.0041123 | 0.0089592 | 0.017377 | 0.029798 | 0.045978 | 0.066613 | 0.090604 | 0.11703 | 0.14352 | 0.16327 | 0.18258 | 0.19922 | 0.21166 | 0.21594 | 0.21976 | 0.22044 | 0.21797 | 0.21635 | 0.21348 | 2.5863 | 2.6543 | 2.1865 | 2.4186 | 2.0067 | 2.0497 | 2.0447 | 1.9346 | 2.0906 | 2.0795 | 2.3333 | 2.3055 | 2.362 | 0 | 5.8169 | 4.8664 | 5.3518 | 4.2329 | 4.6322 | 4.6807 | 4.6687 | 4.7574 | 4.1897 | 4.6463 | 4.766 | 5.1572 | 0.75543
LO3Slow | New | Advanced Power Strips | Residential | Electronics | 0.010422 | 0.010155 | 84.2322 | 59.5685 | Multifamily - Low Rise | Load Sensing - Home AV | 0.00032743 | 0.00083306 | 0.0018421 | 0.003625 | 0.0063054 | 0.0098808 | 0.014529 | 0.020036 | 0.026238 | 0.032645 | 0.037717 | 0.042814 | 0.047398 | 0.051132 | 0.05297 | 0.054756 | 0.05575 | 0.056016 | 0.056484 | 0.056661 | 0.62796 | 2.6543 | 2.1865 | 2.4186 | 2.0067 | 2.0497 | 2.0447 | 1.9346 | 2.0906 | 2.0795 | 2.3333 | 2.3055 | 2.362 | 0 | 5.8169 | 4.8664 | 5.3518 | 4.2329 | 4.6322 | 4.6807 | 4.6687 | 4.7574 | 4.1897 | 4.6463 | 4.766 | 5.1572 | 0.75543
LO3Slow | New | Advanced Power Strips | Residential | Electronics | 0.010422 | 0.010155 | 84.2322 | 59.5685 | Multifamily - High Rise | Load Sensing - Home AV | 9.7921e-05 | 0.00024766 | 0.00054874 | 0.0010842 | 0.0018966 | 0.00298 | 0.0043976 | 0.0060996 | 0.0080155 | 0.0099905 | 0.011519 | 0.013054 | 0.014456 | 0.015576 | 0.016111 | 0.016634 | 0.016922 | 0.016938 | 0.016985 | 0.016969 | 0.19052 | 2.6543 | 2.1865 | 2.4186 | 2.0067 | 2.0497 | 2.0447 | 1.9346 | 2.0906 | 2.0795 | 2.3333 | 2.3055 | 2.362 | 0 | 5.8169 | 4.8664 | 5.3518 | 4.2329 | 4.6322 | 4.6807 | 4.6687 | 4.7574 | 4.1897 | 4.6463 | 4.766 | 5.1572 | 0.75543
LO3Slow | New | Advanced Power Strips | Residential | Electronics | 0.010422 | 0.010155 | 84.2322 | 59.5685 | Manufactured | Load Sensing - Home AV | 8.7818e-05 | 0.00022981 | 0.00052229 | 0.0010555 | 0.0018839 | 0.0030239 | 0.0045532 | 0.0064302 | 0.0086142 | 0.010951 | 0.012908 | 0.014942 | 0.016864 | 0.018523 | 0.019524 | 0.020522 | 0.021253 | 0.021687 | 0.022203 | 0.022597 | 0.22838 | 2.6543 | 2.1865 | 2.4186 | 2.0067 | 2.0497 | 2.0447 | 1.9346 | 2.0906 | 2.0795 | 2.3333 | 2.3055 | 2.362 | 0 | 5.8169 | 4.8664 | 5.3518 | 4.2329 | 4.6322 | 4.6807 | 4.6687 | 4.7574 | 4.1897 | 4.6463 | 4.766 | 5.1572 | 0.75543
LO3Slow | New | Advanced Power Strips | Residential | Electronics | 0.0034146 | 0.0031112 | 20.564 | 267.626 | Single Family | PC Interaction Sensing - Home Office | 0.0001924 | 0.00048211 | 0.0010504 | 0.0020372 | 0.0034934 | 0.0053904 | 0.0078096 | 0.010622 | 0.01372 | 0.016826 | 0.019142 | 0.021405 | 0.023356 | 0.024815 | 0.025316 | 0.025764 | 0.025844 | 0.025554 | 0.025364 | 0.025028 | 0.30321 | 0.25942 | 0.22207 | 0.4357 | 0.56942 | 0.62198 | 0.52724 | 0.56083 | 0.5321 | 0.51398 | 0.49216 | 0.5276 | 0.57719 | 0 | 1.2621 | 1.0931 | 1.7041 | 2.3311 | 2.4816 | 2.1062 | 2.2672 | 1.9346 | 2.0069 | 1.9732 | 2.1734 | 2.4061 | 0.20325
LO3Slow | New | Advanced Power Strips | Residential | Electronics | 0.0034146 | 0.0031112 | 29.5793 | 267.626 | Multifamily - Low Rise | PC Interaction Sensing - Home Office | 2.8089e-05 | 7.1464e-05 | 0.00015802 | 0.00031097 | 0.0005409 | 0.00084762 | 0.0012463 | 0.0017187 | 0.0022508 | 0.0028004 | 0.0032356 | 0.0036727 | 0.004066 | 0.0043863 | 0.004544 | 0.0046972 | 0.0047824 | 0.0048053 | 0.0048455 | 0.0048606 | 0.053869 | 0.25942 | 0.22207 | 0.4357 | 0.56942 | 0.62198 | 0.52724 | 0.56083 | 0.5321 | 0.51398 | 0.49216 | 0.5276 | 0.57719 | 0 | 1.2621 | 1.0931 | 1.7041 | 2.3311 | 2.4816 | 2.1062 | 2.2672 | 1.9346 | 2.0069 | 1.9732 | 2.1734 | 2.4061 | 0.20325
LO3Slow | New | Advanced Power Strips | Residential | Electronics | 0.0034146 | 0.0031112 | 29.5793 | 267.626 | Multifamily - High Rise | PC Interaction Sensing - Home Office | 8.4001e-06 | 2.1245e-05 | 4.7074e-05 | 9.301e-05 | 0.0001627 | 0.00025564 | 0.00037724 | 0.00052325 | 0.0006876 | 0.00085703 | 0.00098817 | 0.0011198 | 0.0012401 | 0.0013362 | 0.0013821 | 0.0014269 | 0.0014517 | 0.001453 | 0.001457 | 0.0014556 | 0.016344 | 0.25942 | 0.22207 | 0.4357 | 0.56942 | 0.62198 | 0.52724 | 0.56083 | 0.5321 | 0.51398 | 0.49216 | 0.5276 | 0.57719 | 0 | 1.2621 | 1.0931 | 1.7041 | 2.3311 | 2.4816 | 2.1062 | 2.2672 | 1.9346 | 2.0069 | 1.9732 | 2.1734 | 2.4061 | 0.20325
LO3Slow | New | Advanced Power Strips | Residential | Electronics | 0.0034146 | 0.0031112 | 29.5793 | 267.626 | Manufactured | PC Interaction Sensing - Home Office | 9.1988e-06 | 2.4072e-05 | 5.4709e-05 | 0.00011056 | 0.00019734 | 0.00031675 | 0.00047694 | 0.00067356 | 0.00090233 | 0.0011471 | 0.0013521 | 0.0015652 | 0.0017665 | 0.0019402 | 0.0020451 | 0.0021496 | 0.0022262 | 0.0022717 | 0.0023257 | 0.002367 | 0.023922 | 0.25942 | 0.22207 | 0.4357 | 0.56942 | 0.62198 | 0.52724 | 0.56083 | 0.5321 | 0.51398 | 0.49216 | 0.5276 | 0.57719 | 0 | 1.2621 | 1.0931 | 1.7041 | 2.3311 | 2.4816 | 2.1062 | 2.2672 | 1.9346 | 2.0069 | 1.9732 | 2.1734 | 2.4061 | 0.20325
LO3Slow | New | Advanced Power Strips | Residential | Electronics | 0.0046577 | 0.0042438 | 40.3483 | 320.3458 | Single Family | Load or Occupancy / Motion Sensing - Home Office | 0.00026245 | 0.00065764 | 0.0014328 | 0.0027789 | 0.0047653 | 0.0073529 | 0.010653 | 0.01449 | 0.018716 | 0.022952 | 0.026111 | 0.029198 | 0.03186 | 0.03385 | 0.034533 | 0.035144 | 0.035253 | 0.034858 | 0.034598 | 0.034141 | 0.41361 | 0.35386 | 0.30291 | 0.59433 | 0.77673 | 0.84842 | 0.7192 | 0.76502 | 0.72583 | 0.7011 | 0.67134 | 0.71969 | 0.78734 | 0 | 1.7216 | 1.491 | 2.3245 | 3.1798 | 3.3851 | 2.8731 | 3.0926 | 2.639 | 2.7375 | 2.6916 | 2.9647 | 3.2821 | 0.17183
LO3Slow | New | Advanced Power Strips | Residential | Electronics | 0.0046577 | 0.0042438 | 40.3483 | 320.3458 | Multifamily - Low Rise | Load or Occupancy / Motion Sensing - Home Office | 3.8315e-05 | 9.7482e-05 | 0.00021555 | 0.00042419 | 0.00073783 | 0.0011562 | 0.0017001 | 0.0023445 | 0.0030702 | 0.00382 | 0.0044135 | 0.0050099 | 0.0055463 | 0.0059832 | 0.0061983 | 0.0064073 | 0.0065236 | 0.0065548 | 0.0066096 | 0.0066302 | 0.073481 | 0.35386 | 0.30291 | 0.59433 | 0.77673 | 0.84842 | 0.7192 | 0.76502 | 0.72583 | 0.7011 | 0.67134 | 0.71969 | 0.78734 | 0 | 1.7216 | 1.491 | 2.3245 | 3.1798 | 3.3851 | 2.8731 | 3.0926 | 2.639 | 2.7375 | 2.6916 | 2.9647 | 3.2821 | 0.17183
LO3Slow | New | Advanced Power Strips | Residential | Electronics | 0.0046577 | 0.0042438 | 40.3483 | 320.3458 | Multifamily - High Rise | Load or Occupancy / Motion Sensing - Home Office | 1.1458e-05 | 2.898e-05 | 6.4212e-05 | 0.00012687 | 0.00022194 | 0.00034871 | 0.00051459 | 0.00071375 | 0.00093794 | 0.0011691 | 0.0013479 | 0.0015275 | 0.0016916 | 0.0018227 | 0.0018852 | 0.0019464 | 0.0019802 | 0.0019821 | 0.0019875 | 0.0019856 | 0.022294 | 0.35386 | 0.30291 | 0.59433 | 0.77673 | 0.84842 | 0.7192 | 0.76502 | 0.72583 | 0.7011 | 0.67134 | 0.71969 | 0.78734 | 0 | 1.7216 | 1.491 | 2.3245 | 3.1798 | 3.3851 | 2.8731 | 3.0926 | 2.639 | 2.7375 | 2.6916 | 2.9647 | 3.2821 | 0.17183
LO3Slow | New | Advanced Power Strips | Residential | Electronics | 0.0046577 | 0.0042438 | 40.3483 | 320.3458 | Manufactured | Load or Occupancy / Motion Sensing - Home Office | 1.2548e-05 | 3.2836e-05 | 7.4627e-05 | 0.00015081 | 0.00026918 | 0.00043207 | 0.00065058 | 0.00091878 | 0.0012308 | 0.0015648 | 0.0018443 | 0.002135 | 0.0024097 | 0.0026466 | 0.0027897 | 0.0029323 | 0.0030367 | 0.0030988 | 0.0031725 | 0.0032288 | 0.032631 | 0.35386 | 0.30291 | 0.59433 | 0.77673 | 0.84842 | 0.7192 | 0.76502 | 0.72583 | 0.7011 | 0.67134 | 0.71969 | 0.78734 | 0 | 1.7216 | 1.491 | 2.3245 | 3.1798 | 3.3851 | 2.8731 | 3.0926 | 2.639 | 2.7375 | 2.6916 | 2.9647 | 3.2821 | 0.17183
LO3Slow | New | Advanced Power Strips | Residential | Electronics | 0.0025444 | 0.0024792 | 20.564 | 514.7254 | Single Family | Engagement Sensing - Home AV | 0.00040065 | 0.0010039 | 0.0021873 | 0.0042423 | 0.0072747 | 0.011225 | 0.016262 | 0.02212 | 0.028571 | 0.035039 | 0.03986 | 0.044574 | 0.048637 | 0.051674 | 0.052717 | 0.053651 | 0.053816 | 0.053213 | 0.052817 | 0.052118 | 0.6314 | 0.64801 | 0.53381 | 0.59047 | 0.48991 | 0.50039 | 0.49917 | 0.4723 | 0.51039 | 0.50769 | 0.56963 | 0.56285 | 0.57663 | 0 | 1.4201 | 1.1881 | 1.3066 | 1.0334 | 1.1309 | 1.1427 | 1.1398 | 1.1614 | 1.0229 | 1.1343 | 1.1635 | 1.259 | 0.11494
LO3Slow | New | Advanced Power Strips | Residential | Electronics | 0.0025444 | 0.0024792 | 20.564 | 514.7254 | Multifamily - Low Rise | Engagement Sensing - Home AV | 7.9938e-05 | 0.00020338 | 0.00044971 | 0.00088499 | 0.0015394 | 0.0024122 | 0.003547 | 0.0048914 | 0.0064055 | 0.0079698 | 0.0092081 | 0.010452 | 0.011571 | 0.012483 | 0.012932 | 0.013368 | 0.01361 | 0.013676 | 0.01379 | 0.013833 | 0.15331 | 0.64801 | 0.53381 | 0.59047 | 0.48991 | 0.50039 | 0.49917 | 0.4723 | 0.51039 | 0.50769 | 0.56963 | 0.56285 | 0.57663 | 0 | 1.4201 | 1.1881 | 1.3066 | 1.0334 | 1.1309 | 1.1427 | 1.1398 | 1.1614 | 1.0229 | 1.1343 | 1.1635 | 1.259 | 0.11494
LO3Slow | New | Advanced Power Strips | Residential | Electronics | 0.0025444 | 0.0024792 | 20.564 | 514.7254 | Multifamily - High Rise | Engagement Sensing - Home AV | 2.3906e-05 | 6.0462e-05 | 0.00013397 | 0.0002647 | 0.00046304 | 0.00072752 | 0.0010736 | 0.0014891 | 0.0019569 | 0.002439 | 0.0028122 | 0.0031869 | 0.0035292 | 0.0038027 | 0.0039332 | 0.0040609 | 0.0041313 | 0.0041352 | 0.0041465 | 0.0041426 | 0.046513 | 0.64801 | 0.53381 | 0.59047 | 0.48991 | 0.50039 | 0.49917 | 0.4723 | 0.51039 | 0.50769 | 0.56963 | 0.56285 | 0.57663 | 0 | 1.4201 | 1.1881 | 1.3066 | 1.0334 | 1.1309 | 1.1427 | 1.1398 | 1.1614 | 1.0229 | 1.1343 | 1.1635 | 1.259 | 0.11494
LO3Slow | New | Advanced Power Strips | Residential | Electronics | 0.0025444 | 0.0024792 | 20.564 | 514.7254 | Manufactured | Engagement Sensing - Home AV | 2.1439e-05 | 5.6104e-05 | 0.00012751 | 0.00025768 | 0.00045993 | 0.00073824 | 0.0011116 | 0.0015698 | 0.002103 | 0.0026736 | 0.0031512 | 0.0036479 | 0.0041172 | 0.004522 | 0.0047666 | 0.0050101 | 0.0051886 | 0.0052947 | 0.0054205 | 0.0055168 | 0.055754 | 0.64801 | 0.53381 | 0.59047 | 0.48991 | 0.50039 | 0.49917 | 0.4723 | 0.51039 | 0.50769 | 0.56963 | 0.56285 | 0.57663 | 0 | 1.4201 | 1.1881 | 1.3066 | 1.0334 | 1.1309 | 1.1427 | 1.1398 | 1.1614 | 1.0229 | 1.1343 | 1.1635 | 1.259 | 0.11494
Retro3Slow | Retro | Advanced Power Strips | Residential | Electronics | 0.010422 | 0.010155 | 84.2322 | 59.5685 | Single Family | Load Sensing - Home AV | 0.13949 | 0.22134 | 0.44665 | 0.7883 | 1.2361 | 1.7432 | 2.2326 | 2.6188 | 2.8329 | 2.8431 | 2.6608 | 2.3325 | 1.923 | 1.4966 | 1.1029 | 0.77188 | 0.51437 | 0.32714 | 0.19899 | 0.13463 | 26.9261 | 2.6543 | 2.1865 | 2.4186 | 2.0067 | 2.0497 | 2.0447 | 1.9346 | 2.0906 | 2.0795 | 2.3333 | 2.3055 | 2.362 | 0 | 5.8169 | 4.8664 | 5.3518 | 4.2329 | 4.6322 | 4.6807 | 4.6687 | 4.7574 | 4.1897 | 4.6463 | 4.766 | 5.1572 | 0.75543
Retro3Slow | Retro | Advanced Power Strips | Residential | Electronics | 0.010422 | 0.010155 | 84.2322 | 59.5685 | Multifamily - Low Rise | Load Sensing - Home AV | 0.015303 | 0.024512 | 0.049922 | 0.088898 | 0.14061 | 0.19991 | 0.25794 | 0.3046 | 0.3315 | 0.33447 | 0.31448 | 0.27674 | 0.22891 | 0.17864 | 0.13197 | 0.092561 | 0.061801 | 0.039376 | 0.023992 | 0.01626 | 3.2519 | 2.6543 | 2.1865 | 2.4186 | 2.0067 | 2.0497 | 2.0447 | 1.9346 | 2.0906 | 2.0795 | 2.3333 | 2.3055 | 2.362 | 0 | 5.8169 | 4.8664 | 5.3518 | 4.2329 | 4.6322 | 4.6807 | 4.6687 | 4.7574 | 4.1897 | 4.6463 | 4.766 | 5.1572 | 0.75543
Retro3Slow | Retro | Advanced Power Strips | Residential | Electronics | 0.010422 | 0.010155 | 84.2322 | 59.5685 | Multifamily - High Rise | Load Sensing - Home AV | 0.0046498 | 0.0074457 | 0.015157 | 0.026982 | 0.042665 | 0.060648 | 0.078246 | 0.092399 | 0.10056 | 0.10147 | 0.095412 | 0.083966 | 0.069456 | 0.054206 | 0.040046 | 0.028086 | 0.018753 | 0.011948 | 0.0072801 | 0.0049336 | 0.98672 | 2.6543 | 2.1865 | 2.4186 | 2.0067 | 2.0497 | 2.0447 | 1.9346 | 2.0906 | 2.0795 | 2.3333 | 2.3055 | 2.362 | 0 | 5.8169 | 4.8664 | 5.3518 | 4.2329 | 4.6322 | 4.6807 | 4.6687 | 4.7574 | 4.1897 | 4.6463 | 4.766 | 5.1572 | 0.75543
Retro3Slow | Retro | Advanced Power Strips | Residential | Electronics | 0.010422 | 0.010155 | 84.2322 | 59.5685 | Manufactured | Load Sensing - Home AV | 0.012558 | 0.019667 | 0.039194 | 0.068357 | 0.10598 | 0.14787 | 0.1875 | 0.21785 | 0.23354 | 0.23237 | 0.21568 | 0.18755 | 0.15342 | 0.11848 | 0.086655 | 0.060192 | 0.039813 | 0.025134 | 0.015176 | 0.010193 | 2.0387 | 2.6543 | 2.1865 | 2.4186 | 2.0067 | 2.0497 | 2.0447 | 1.9346 | 2.0906 | 2.0795 | 2.3333 | 2.3055 | 2.362 | 0 | 5.8169 | 4.8664 | 5.3518 | 4.2329 | 4.6322 | 4.6807 | 4.6687 | 4.7574 | 4.1897 | 4.6463 | 4.766 | 5.1572 | 0.75543
Retro3Slow | Retro | Advanced Power Strips | Residential | Electronics | 0.0034146 | 0.0031112 | 29.5793 | 267.626 | Single Family | PC Interaction Sensing - Home Office | 0.016354 | 0.02595 | 0.052365 | 0.092419 | 0.14492 | 0.20437 | 0.26175 | 0.30702 | 0.33212 | 0.33332 | 0.31195 | 0.27345 | 0.22545 | 0.17545 | 0.1293 | 0.090494 | 0.060304 | 0.038353 | 0.023329 | 0.015784 | 3.1568 | 0.25942 | 0.22207 | 0.4357 | 0.56942 | 0.62198 | 0.52724 | 0.56083 | 0.5321 | 0.51398 | 0.49216 | 0.5276 | 0.57719 | 0 | 1.2621 | 1.0931 | 1.7041 | 2.3311 | 2.4816 | 2.1062 | 2.2672 | 1.9346 | 2.0069 | 1.9732 | 2.1734 | 2.4061 | 0.20325
Retro3Slow | Retro | Advanced Power Strips | Residential | Electronics | 0.0034146 | 0.0031112 | 29.5793 | 267.626 | Multifamily - Low Rise | PC Interaction Sensing - Home Office | 0.0013127 | 0.0021028 | 0.0042825 | 0.0076261 | 0.012062 | 0.017149 | 0.022127 | 0.02613 | 0.028437 | 0.028692 | 0.026977 | 0.02374 | 0.019637 | 0.015325 | 0.011321 | 0.0079403 | 0.0053015 | 0.0033778 | 0.0020582 | 0.0013948 | 0.27896 | 0.25942 | 0.22207 | 0.4357 | 0.56942 | 0.62198 | 0.52724 | 0.56083 | 0.5321 | 0.51398 | 0.49216 | 0.5276 | 0.57719 | 0 | 1.2621 | 1.0931 | 1.7041 | 2.3311 | 2.4816 | 2.1062 | 2.2672 | 1.9346 | 2.0069 | 1.9732 | 2.1734 | 2.4061 | 0.20325
Retro3Slow | Retro | Advanced Power Strips | Residential | Electronics | 0.0034146 | 0.0031112 | 29.5793 | 267.626 | Multifamily - High Rise | PC Interaction Sensing - Home Office | 0.00039888 | 0.00063872 | 0.0013003 | 0.0023146 | 0.00366 | 0.0052026 | 0.0067123 | 0.0079263 | 0.0086266 | 0.0087045 | 0.0081849 | 0.007203 | 0.0059582 | 0.00465 | 0.0034353 | 0.0024094 | 0.0016087 | 0.001025 | 0.00062451 | 0.00042322 | 0.084645 | 0.25942 | 0.22207 | 0.4357 | 0.56942 | 0.62198 | 0.52724 | 0.56083 | 0.5321 | 0.51398 | 0.49216 | 0.5276 | 0.57719 | 0 | 1.2621 | 1.0931 | 1.7041 | 2.3311 | 2.4816 | 2.1062 | 2.2672 | 1.9346 | 2.0069 | 1.9732 | 2.1734 | 2.4061 | 0.20325
Retro3Slow | Retro | Advanced Power Strips | Residential | Electronics | 0.0034146 | 0.0031112 | 29.5793 | 267.626 | Manufactured | PC Interaction Sensing - Home Office | 0.0013155 | 0.0020601 | 0.0041055 | 0.0071602 | 0.011102 | 0.015489 | 0.01964 | 0.022819 | 0.024463 | 0.024341 | 0.022592 | 0.019646 | 0.016071 | 0.012411 | 0.009077 | 0.006305 | 0.0041703 | 0.0026327 | 0.0015897 | 0.0010677 | 0.21355 | 0.25942 | 0.22207 | 0.4357 | 0.56942 | 0.62198 | 0.52724 | 0.56083 | 0.5321 | 0.51398 | 0.49216 | 0.5276 | 0.57719 | 0 | 1.2621 | 1.0931 | 1.7041 | 2.3311 | 2.4816 | 2.1062 | 2.2672 | 1.9346 | 2.0069 | 1.9732 | 2.1734 | 2.4061 | 0.20325
Retro3Slow | Retro | Advanced Power Strips | Residential | Electronics | 0.0046577 | 0.0042438 | 40.3483 | 320.3458 | Single Family | Load or Occupancy / Motion Sensing - Home Office | 0.022308 | 0.035397 | 0.07143 | 0.12607 | 0.19768 | 0.27877 | 0.35704 | 0.4188 | 0.45304 | 0.45467 | 0.42552 | 0.37301 | 0.30753 | 0.23933 | 0.17638 | 0.12344 | 0.08226 | 0.052317 | 0.031823 | 0.02153 | 4.3061 | 0.35386 | 0.30291 | 0.59433 | 0.77673 | 0.84842 | 0.7192 | 0.76502 | 0.72583 | 0.7011 | 0.67134 | 0.71969 | 0.78734 | 0 | 1.7216 | 1.491 | 2.3245 | 3.1798 | 3.3851 | 2.8731 | 3.0926 | 2.639 | 2.7375 | 2.6916 | 2.9647 | 3.2821 | 0.17183
Retro3Slow | Retro | Advanced Power Strips | Residential | Electronics | 0.0046577 | 0.0042438 | 40.3483 | 320.3458 | Multifamily - Low Rise | Load or Occupancy / Motion Sensing - Home Office | 0.0017907 | 0.0028683 | 0.0058417 | 0.010403 | 0.016454 | 0.023392 | 0.030183 | 0.035643 | 0.038791 | 0.039138 | 0.036799 | 0.032383 | 0.026786 | 0.020904 | 0.015443 | 0.010831 | 0.0072317 | 0.0046076 | 0.0028075 | 0.0019026 | 0.38053 | 0.35386 | 0.30291 | 0.59433 | 0.77673 | 0.84842 | 0.7192 | 0.76502 | 0.72583 | 0.7011 | 0.67134 | 0.71969 | 0.78734 | 0 | 1.7216 | 1.491 | 2.3245 | 3.1798 | 3.3851 | 2.8731 | 3.0926 | 2.639 | 2.7375 | 2.6916 | 2.9647 | 3.2821 | 0.17183
Retro3Slow | Retro | Advanced Power Strips | Residential | Electronics | 0.0046577 | 0.0042438 | 40.3483 | 320.3458 | Multifamily - High Rise | Load or Occupancy / Motion Sensing - Home Office | 0.0005441 | 0.00087127 | 0.0017737 | 0.0031573 | 0.0049925 | 0.0070968 | 0.0091561 | 0.010812 | 0.011767 | 0.011874 | 0.011165 | 0.0098254 | 0.0081275 | 0.006343 | 0.004686 | 0.0032866 | 0.0021944 | 0.0013981 | 0.00085188 | 0.00057731 | 0.11546 | 0.35386 | 0.30291 | 0.59433 | 0.77673 | 0.84842 | 0.7192 | 0.76502 | 0.72583 | 0.7011 | 0.67134 | 0.71969 | 0.78734 | 0 | 1.7216 | 1.491 | 2.3245 | 3.1798 | 3.3851 | 2.8731 | 3.0926 | 2.639 | 2.7375 | 2.6916 | 2.9647 | 3.2821 | 0.17183
Retro3Slow | Retro | Advanced Power Strips | Residential | Electronics | 0.0046577 | 0.0042438 | 40.3483 | 320.3458 | Manufactured | Load or Occupancy / Motion Sensing - Home Office | 0.0017944 | 0.0028101 | 0.0056003 | 0.0097671 | 0.015143 | 0.021129 | 0.02679 | 0.031127 | 0.03337 | 0.033203 | 0.030818 | 0.026799 | 0.021922 | 0.016929 | 0.012382 | 0.0086005 | 0.0056886 | 0.0035912 | 0.0021685 | 0.0014565 | 0.29129 | 0.35386 | 0.30291 | 0.59433 | 0.77673 | 0.84842 | 0.7192 | 0.76502 | 0.72583 | 0.7011 | 0.67134 | 0.71969 | 0.78734 | 0 | 1.7216 | 1.491 | 2.3245 | 3.1798 | 3.3851 | 2.8731 | 3.0926 | 2.639 | 2.7375 | 2.6916 | 2.9647 | 3.2821 | 0.17183
Retro3Slow | Retro | Advanced Power Strips | Residential | Electronics | 0.0025444 | 0.0024792 | 20.564 | 514.7254 | Single Family | Engagement Sensing - Home AV | 0.034055 | 0.054037 | 0.10904 | 0.19245 | 0.30178 | 0.42557 | 0.54505 | 0.63933 | 0.6916 | 0.69409 | 0.64959 | 0.56943 | 0.46948 | 0.36536 | 0.26926 | 0.18844 | 0.12558 | 0.079866 | 0.04858 | 0.032868 | 6.5736 | 0.64801 | 0.53381 | 0.59047 | 0.48991 | 0.50039 | 0.49917 | 0.4723 | 0.51039 | 0.50769 | 0.56963 | 0.56285 | 0.57663 | 0 | 1.4201 | 1.1881 | 1.3066 | 1.0334 | 1.1309 | 1.1427 | 1.1398 | 1.1614 | 1.0229 | 1.1343 | 1.1635 | 1.259 | 0.11494
Retro3Slow | Retro | Advanced Power Strips | Residential | Electronics | 0.0025444 | 0.0024792 | 20.564 | 514.7254 | Multifamily - Low Rise | Engagement Sensing - Home AV | 0.003736 | 0.0059843 | 0.012188 | 0.021703 | 0.034328 | 0.048804 | 0.062972 | 0.074364 | 0.08093 | 0.081655 | 0.076775 | 0.067561 | 0.055885 | 0.043613 | 0.03222 | 0.022597 | 0.015088 | 0.009613 | 0.0058573 | 0.0039695 | 0.79391 | 0.64801 | 0.53381 | 0.59047 | 0.48991 | 0.50039 | 0.49917 | 0.4723 | 0.51039 | 0.50769 | 0.56963 | 0.56285 | 0.57663 | 0 | 1.4201 | 1.1881 | 1.3066 | 1.0334 | 1.1309 | 1.1427 | 1.1398 | 1.1614 | 1.0229 | 1.1343 | 1.1635 | 1.259 | 0.11494
Retro3Slow | Retro | Advanced Power Strips | Residential | Electronics | 0.0025444 | 0.0024792 | 20.564 | 514.7254 | Multifamily - High Rise | Engagement Sensing - Home AV | 0.0011352 | 0.0018177 | 0.0037004 | 0.0065871 | 0.010416 | 0.014806 | 0.019103 | 0.022558 | 0.02455 | 0.024772 | 0.023293 | 0.020499 | 0.016957 | 0.013234 | 0.0097765 | 0.0068569 | 0.0045782 | 0.0029169 | 0.0017773 | 0.0012045 | 0.24089 | 0.64801 | 0.53381 | 0.59047 | 0.48991 | 0.50039 | 0.49917 | 0.4723 | 0.51039 | 0.50769 | 0.56963 | 0.56285 | 0.57663 | 0 | 1.4201 | 1.1881 | 1.3066 | 1.0334 | 1.1309 | 1.1427 | 1.1398 | 1.1614 | 1.0229 | 1.1343 | 1.1635 | 1.259 | 0.11494
Retro3Slow | Retro | Advanced Power Strips | Residential | Electronics | 0.0025444 | 0.0024792 | 20.564 | 514.7254 | Manufactured | Engagement Sensing - Home AV | 0.0030659 | 0.0048014 | 0.0095687 | 0.016688 | 0.025874 | 0.0361 | 0.045774 | 0.053184 | 0.057016 | 0.05673 | 0.052655 | 0.045788 | 0.037456 | 0.028926 | 0.021155 | 0.014695 | 0.0097196 | 0.006136 | 0.0037051 | 0.0024885 | 0.49771 | 0.64801 | 0.53381 | 0.59047 | 0.48991 | 0.50039 | 0.49917 | 0.4723 | 0.51039 | 0.50769 | 0.56963 | 0.56285 | 0.57663 | 0 | 1.4201 | 1.1881 | 1.3066 | 1.0334 | 1.1309 | 1.1427 | 1.1398 | 1.1614 | 1.0229 | 1.1343 | 1.1635 | 1.259 | 0.11494
LO12Med | New | Aerator | Residential | Water Heating | 0.0049267 | 0.0035436 | 43.2925 | -162.5855 | Single Family | Bathroom_SF_ERWH | 0.0019931 | 0.0038837 | 0.005711 | 0.0075254 | 0.0091499 | 0.010374 | 0.011393 | 0.01222 | 0.012962 | 0.013566 | 0.013635 | 0.013885 | 0.01415 | 0.014333 | 0.014165 | 0.014133 | 0.013899 | 0.013574 | 0.013373 | 0.013125 | 0.22705 | 0.87546 | 0.78306 | 0.86642 | 0.8039 | 0.74997 | 0.70133 | 0.62856 | 0.59926 | 0.6281 | 0.68417 | 0.73953 | 0.8177 | 0 | 3.3897 | 2.9555 | 3.2058 | 2.9276 | 2.8681 | 2.6889 | 2.5109 | 2.4091 | 2.4217 | 2.682 | 2.9555 | 3.4003 | 44.9358
LO12Med | New | Aerator | Residential | Water Heating | 0.0067343 | 0.0048437 | 59.1762 | -163.7648 | Multifamily - Low Rise | Bathroom_MF_ERWH | 0.00522 | 0.010328 | 0.015413 | 0.020608 | 0.025416 | 0.029265 | 0.03262 | 0.035472 | 0.038148 | 0.040505 | 0.041348 | 0.042739 | 0.044192 | 0.04545 | 0.045612 | 0.046224 | 0.046143 | 0.045792 | 0.045831 | 0.045729 | 0.70205 | 1.1967 | 1.0704 | 1.1843 | 1.0988 | 1.0251 | 0.95865 | 0.85917 | 0.81913 | 0.85854 | 0.93519 | 1.0109 | 1.1177 | 0 | 4.6333 | 4.0398 | 4.382 | 4.0017 | 3.9204 | 3.6754 | 3.4321 | 3.293 | 3.3102 | 3.666 | 4.0398 | 4.6478 | 61.4223
LO12Med | New | Aerator | Residential | Water Heating | 0.0067343 | 0.0048437 | 59.1762 | -163.7648 | Multifamily - High Rise | Bathroom_MF_ERWH | 0.0015203 | 0.00299 | 0.0044717 | 0.0060026 | 0.0074452 | 0.0085956 | 0.0096154 | 0.010517 | 0.011349 | 0.012072 | 0.012298 | 0.012691 | 0.013126 | 0.013484 | 0.01351 | 0.013675 | 0.01364 | 0.013485 | 0.013421 | 0.013337 | 0.20725 | 1.1967 | 1.0704 | 1.1843 | 1.0988 | 1.0251 | 0.95865 | 0.85917 | 0.81913 | 0.85854 | 0.93519 | 1.0109 | 1.1177 | 0 | 4.6333 | 4.0398 | 4.382 | 4.0017 | 3.9204 | 3.6754 | 3.4321 | 3.293 | 3.3102 | 3.666 | 4.0398 | 4.6478 | 61.4223
LO12Med | New | Aerator | Residential | Water Heating | 0.0056544 | 0.004067 | 49.6871 | -163.1509 | Manufactured | Bathroom_MH_ERWH | 0.00043198 | 0.00087907 | 0.0013485 | 0.0018514 | 0.0023431 | 0.0027636 | 0.0031543 | 0.0035128 | 0.0038645 | 0.0041927 | 0.0043662 | 0.0046025 | 0.0048517 | 0.0050802 | 0.0051876 | 0.0053456 | 0.0054277 | 0.0054705 | 0.0055588 | 0.0056273 | 0.07586 | 1.0048 | 0.89872 | 0.9944 | 0.92265 | 0.86074 | 0.80493 | 0.7214 | 0.68778 | 0.72087 | 0.78523 | 0.84877 | 0.93848 | 0 | 3.8904 | 3.392 | 3.6794 | 3.36 | 3.2918 | 3.0861 | 2.8818 | 2.765 | 2.7794 | 3.0781 | 3.392 | 3.9025 | 51.5731
LO12Med | New | Aerator | Residential | Water Heating | 0.002865 | 0.0025332 | 26.8843 | -248.6588 | Single Family | Bathroom_SF_HPWH | 0.0070136 | 0.013667 | 0.020097 | 0.026482 | 0.032198 | 0.036506 | 0.040093 | 0.043002 | 0.045614 | 0.047739 | 0.047982 | 0.04886 | 0.049794 | 0.050437 | 0.049847 | 0.049733 | 0.048911 | 0.047767 | 0.047059 | 0.046188 | 0.79899 | 0.62253 | 0.53957 | 0.60085 | 0.47258 | 0.40922 | 0.34948 | 0.32043 | 0.30339 | 0.32407 | 0.37294 | 0.42333 | 0.61124 | 0 | 2.4958 | 2.2092 | 2.3019 | 1.944 | 1.6396 | 1.3677 | 1.2784 | 1.2314 | 1.2672 | 1.554 | 1.8218 | 2.4237 | 40.3847
LO12Med | New | Aerator | Residential | Water Heating | 0.0039161 | 0.0034627 | 36.7479 | -250.5578 | Multifamily - Low Rise | Bathroom_MF_HPWH | 0.0010805 | 0.0021378 | 0.0031905 | 0.0042657 | 0.0052609 | 0.0060578 | 0.0067522 | 0.0073427 | 0.0078965 | 0.0083845 | 0.008559 | 0.0088469 | 0.0091476 | 0.009408 | 0.0094416 | 0.0095682 | 0.0095514 | 0.0094789 | 0.0094869 | 0.0094657 | 0.14532 | 0.85093 | 0.73754 | 0.82129 | 0.64597 | 0.55936 | 0.4777 | 0.438 | 0.4147 | 0.44296 | 0.50977 | 0.57865 | 0.8355 | 0 | 3.4115 | 3.0197 | 3.1465 | 2.6573 | 2.2411 | 1.8694 | 1.7474 | 1.6832 | 1.7321 | 2.1242 | 2.4902 | 3.3129 | 55.2015
LO12Med | New | Aerator | Residential | Water Heating | 0.0039161 | 0.0034627 | 36.7479 | -250.5578 | Multifamily - High Rise | Bathroom_MF_HPWH | 0.0003147 | 0.00061893 | 0.00092562 | 0.0012425 | 0.0015411 | 0.0017793 | 0.0019904 | 0.002177 | 0.0023493 | 0.0024989 | 0.0025457 | 0.0026269 | 0.0027171 | 0.0027911 | 0.0027966 | 0.0028307 | 0.0028235 | 0.0027914 | 0.0027781 | 0.0027607 | 0.0429 | 0.85093 | 0.73754 | 0.82129 | 0.64597 | 0.55936 | 0.4777 | 0.438 | 0.4147 | 0.44296 | 0.50977 | 0.57865 | 0.8355 | 0 | 3.4115 | 3.0197 | 3.1465 | 2.6573 | 2.2411 | 1.8694 | 1.7474 | 1.6832 | 1.7321 | 2.1242 | 2.4902 | 3.3129 | 55.2015
LO12Med | New | Aerator | Residential | Water Heating | 0.0032882 | 0.0029074 | 30.8553 | -249.5693 | Manufactured | Bathroom_MH_HPWH | 0.00080478 | 0.0016377 | 0.0025122 | 0.0034492 | 0.0043651 | 0.0051485 | 0.0058764 | 0.0065442 | 0.0071996 | 0.007811 | 0.0081341 | 0.0085743 | 0.0090386 | 0.0094643 | 0.0096644 | 0.0099587 | 0.010112 | 0.010191 | 0.010356 | 0.010484 | 0.14133 | 0.71448 | 0.61927 | 0.6896 | 0.54239 | 0.46967 | 0.4011 | 0.36777 | 0.34821 | 0.37193 | 0.42803 | 0.48586 | 0.70153 | 0 | 2.8645 | 2.5355 | 2.6419 | 2.2312 | 1.8818 | 1.5697 | 1.4672 | 1.4133 | 1.4544 | 1.7836 | 2.0909 | 2.7817 | 46.3499
LO12Med | New | Aerator | Residential | Water Heating | 0.0077679 | 0.0089313 | 72.2217 | -137.1797 | Single Family | Kitchen_SF_ERWH | 0.0014068 | 0.0027412 | 0.0040309 | 0.0053116 | 0.0064582 | 0.0073223 | 0.0080417 | 0.0086253 | 0.0091492 | 0.0095753 | 0.0096242 | 0.0098002 | 0.0099875 | 0.010116 | 0.0099981 | 0.0099752 | 0.0098103 | 0.0095809 | 0.0094389 | 0.0092641 | 0.16026 | 1.8008 | 1.4452 | 1.544 | 1.379 | 1.4815 | 1.3174 | 1.6788 | 1.6513 | 1.4692 | 1.6379 | 1.6561 | 1.9035 | 0 | 4.6403 | 4.0871 | 4.689 | 3.9786 | 4.0396 | 4.135 | 4.6481 | 4.7268 | 4.0572 | 4.348 | 4.6226 | 5.2849 | 48.7153
LO12Med | New | Aerator | Residential | Water Heating | 0.0058815 | 0.0067624 | 54.6828 | -136.0409 | Multifamily - Low Rise | Kitchen_MF_ERWH | 0.0036844 | 0.0072894 | 0.010879 | 0.014545 | 0.017939 | 0.020656 | 0.023024 | 0.025037 | 0.026925 | 0.02859 | 0.029184 | 0.030166 | 0.031191 | 0.03208 | 0.032194 | 0.032626 | 0.032568 | 0.032321 | 0.032349 | 0.032276 | 0.49552 | 1.3635 | 1.0942 | 1.169 | 1.0441 | 1.1217 | 0.9975 | 1.2711 | 1.2503 | 1.1124 | 1.2401 | 1.2539 | 1.4413 | 0 | 3.5134 | 3.0946 | 3.5502 | 3.0124 | 3.0586 | 3.1308 | 3.5193 | 3.5789 | 3.072 | 3.2921 | 3.5 | 4.0015 | 36.8849
LO12Med | New | Aerator | Residential | Water Heating | 0.0058815 | 0.0067624 | 54.6828 | -136.0409 | Multifamily - High Rise | Kitchen_MF_ERWH | 0.001073 | 0.0021104 | 0.0031562 | 0.0042368 | 0.005255 | 0.006067 | 0.0067867 | 0.007423 | 0.0080107 | 0.0085207 | 0.0086803 | 0.0089573 | 0.0092647 | 0.0095171 | 0.009536 | 0.0096522 | 0.0096276 | 0.009518 | 0.0094729 | 0.0094135 | 0.14628 | 1.3635 | 1.0942 | 1.169 | 1.0441 | 1.1217 | 0.9975 | 1.2711 | 1.2503 | 1.1124 | 1.2401 | 1.2539 | 1.4413 | 0 | 3.5134 | 3.0946 | 3.5502 | 3.0124 | 3.0586 | 3.1308 | 3.5193 | 3.5789 | 3.072 | 3.2921 | 3.5 | 4.0015 | 36.8849
LO12Med | New | Aerator | Residential | Water Heating | 0.0079486 | 0.009139 | 73.9015 | -137.2604 | Manufactured | Kitchen_MH_ERWH | 0.0003049 | 0.00062046 | 0.00095179 | 0.0013068 | 0.0016538 | 0.0019506 | 0.0022264 | 0.0024794 | 0.0027277 | 0.0029593 | 0.0030818 | 0.0032485 | 0.0034244 | 0.0035857 | 0.0036615 | 0.003773 | 0.003831 | 0.0038612 | 0.0039235 | 0.0039719 | 0.053544 | 1.8427 | 1.4788 | 1.5799 | 1.4111 | 1.516 | 1.3481 | 1.7178 | 1.6897 | 1.5033 | 1.676 | 1.6946 | 1.9478 | 0 | 4.7482 | 4.1822 | 4.798 | 4.0711 | 4.1335 | 4.2312 | 4.7562 | 4.8368 | 4.1516 | 4.4491 | 4.7302 | 5.4078 | 49.8484
LO12Med | New | Aerator | Residential | Water Heating | 0.0047911 | 0.0054712 | 44.6285 | -210.0892 | Single Family | Kitchen_SF_HPWH | 0.004926 | 0.0095987 | 0.014115 | 0.018599 | 0.022614 | 0.02564 | 0.028159 | 0.030203 | 0.032037 | 0.033529 | 0.0337 | 0.034317 | 0.034973 | 0.035424 | 0.03501 | 0.03493 | 0.034352 | 0.033549 | 0.033052 | 0.03244 | 0.56117 | 1.1007 | 0.88463 | 0.94624 | 0.84544 | 0.90871 | 0.81151 | 1.0322 | 1.016 | 0.90369 | 1.0039 | 1.0132 | 1.163 | 0 | 2.863 | 2.5237 | 2.8959 | 2.4666 | 2.5097 | 2.574 | 2.8918 | 2.9418 | 2.5286 | 2.6986 | 2.8516 | 3.2537 | 43.1719
LO12Med | New | Aerator | Residential | Water Heating | 0.0036276 | 0.0041426 | 33.7905 | -208.2463 | Multifamily - Low Rise | Kitchen_MF_HPWH | 0.00075891 | 0.0015015 | 0.0022409 | 0.002996 | 0.003695 | 0.0042547 | 0.0047424 | 0.0051571 | 0.0055461 | 0.0058889 | 0.0060114 | 0.0062136 | 0.0064248 | 0.0066077 | 0.0066313 | 0.0067202 | 0.0067084 | 0.0066575 | 0.0066631 | 0.0066482 | 0.10207 | 0.83343 | 0.6698 | 0.71644 | 0.64013 | 0.68803 | 0.61444 | 0.78154 | 0.76925 | 0.68423 | 0.76013 | 0.76716 | 0.8806 | 0 | 2.1677 | 1.9109 | 2.1927 | 1.8676 | 1.9002 | 1.9489 | 2.1896 | 2.2274 | 1.9145 | 2.0433 | 2.1591 | 2.4636 | 32.6876
LO12Med | New | Aerator | Residential | Water Heating | 0.0036276 | 0.0041426 | 33.7905 | -208.2463 | Multifamily - High Rise | Kitchen_MF_HPWH | 0.00022103 | 0.0004347 | 0.00065011 | 0.00087268 | 0.0010824 | 0.0012497 | 0.0013979 | 0.001529 | 0.00165 | 0.0017551 | 0.001788 | 0.001845 | 0.0019083 | 0.0019603 | 0.0019642 | 0.0019882 | 0.0019831 | 0.0019605 | 0.0019512 | 0.001939 | 0.03013 | 0.83343 | 0.6698 | 0.71644 | 0.64013 | 0.68803 | 0.61444 | 0.78154 | 0.76925 | 0.68423 | 0.76013 | 0.76716 | 0.8806 | 0 | 2.1677 | 1.9109 | 2.1927 | 1.8676 | 1.9002 | 1.9489 | 2.1896 | 2.2274 | 1.9145 | 2.0433 | 2.1591 | 2.4636 | 32.6876
LO12Med | New | Aerator | Residential | Water Heating | 0.0049025 | 0.0055985 | 45.6665 | -210.2198 | Manufactured | Kitchen_MH_HPWH | 0.00056523 | 0.0011502 | 0.0017644 | 0.0024225 | 0.0030658 | 0.003616 | 0.0041273 | 0.0045963 | 0.0050566 | 0.005486 | 0.005713 | 0.0060222 | 0.0063482 | 0.0066473 | 0.0067878 | 0.0069945 | 0.0071019 | 0.0071579 | 0.0072735 | 0.0073631 | 0.09926 | 1.1263 | 0.90521 | 0.96825 | 0.86511 | 0.92984 | 0.83039 | 1.0562 | 1.0396 | 0.92471 | 1.0273 | 1.0368 | 1.1901 | 0 | 2.9296 | 2.5824 | 2.9633 | 2.524 | 2.568 | 2.6339 | 2.9591 | 3.0102 | 2.5874 | 2.7614 | 2.9179 | 3.3294 | 44.176
Retro12Med | Retro | Aerator | Residential | Water Heating | 0.0049267 | 0.0035436 | 43.2925 | -162.5855 | Single Family | Bathroom_SF_ERWH | 0.15158 | 0.15304 | 0.15428 | 0.15531 | 0.15615 | 0.14111 | 0.11321 | 0.090757 | 0.072709 | 0.058222 | 0.046605 | 0.037292 | 0.029833 | 0.023862 | 0.019083 | 0.015258 | 0.00010401 | 3.7123e-05 | 1.2647e-05 | 4.1213e-06 | 1.4399 | 0.87546 | 0.78306 | 0.86642 | 0.8039 | 0.74997 | 0.70133 | 0.62856 | 0.59926 | 0.6281 | 0.68417 | 0.73953 | 0.8177 | 0 | 3.3897 | 2.9555 | 3.2058 | 2.9276 | 2.8681 | 2.6889 | 2.5109 | 2.4091 | 2.4217 | 2.682 | 2.9555 | 3.4003 | 44.9358
Retro12Med | Retro | Aerator | Residential | Water Heating | 0.0067343 | 0.0048437 | 59.1762 | -163.7648 | Multifamily - Low Rise | Bathroom_MF_ERWH | 0.21828 | 0.22252 | 0.22623 | 0.22944 | 0.23219 | 0.21097 | 0.17004 | 0.13684 | 0.11 | 0.088349 | 0.070914 | 0.056882 | 0.045607 | 0.036556 | 0.029293 | 0.023467 | 0.00016026 | 5.7305e-05 | 1.9559e-05 | 6.3856e-06 | 2.231 | 1.1967 | 1.0704 | 1.1843 | 1.0988 | 1.0251 | 0.95865 | 0.85917 | 0.81913 | 0.85854 | 0.93519 | 1.0109 | 1.1177 | 0 | 4.6333 | 4.0398 | 4.382 | 4.0017 | 3.9204 | 3.6754 | 3.4321 | 3.293 | 3.3102 | 3.666 | 4.0398 | 4.6478 | 61.4223
Retro12Med | Retro | Aerator | Residential | Water Heating | 0.0067343 | 0.0048437 | 59.1762 | -163.7648 | Multifamily - High Rise | Bathroom_MF_ERWH | 0.064592 | 0.065825 | 0.066895 | 0.067824 | 0.068621 | 0.062345 | 0.050245 | 0.040435 | 0.032504 | 0.026108 | 0.020956 | 0.01681 | 0.013478 | 0.010804 | 0.0086573 | 0.0069356 | 4.7363e-05 | 1.6936e-05 | 5.7804e-06 | 1.8871e-06 | 0.65932 | 1.1967 | 1.0704 | 1.1843 | 1.0988 | 1.0251 | 0.95865 | 0.85917 | 0.81913 | 0.85854 | 0.93519 | 1.0109 | 1.1177 | 0 | 4.6333 | 4.0398 | 4.382 | 4.0017 | 3.9204 | 3.6754 | 3.4321 | 3.293 | 3.3102 | 3.666 | 4.0398 | 4.6478 | 61.4223
Retro12Med | Retro | Aerator | Residential | Water Heating | 0.0056544 | 0.004067 | 49.6871 | -163.1509 | Manufactured | Bathroom_MH_ERWH | 0.055273 | 0.055075 | 0.054848 | 0.054594 | 0.054313 | 0.048598 | 0.038627 | 0.030689 | 0.024373 | 0.019352 | 0.015363 | 0.012193 | 0.0096761 | 0.0076781 | 0.0060924 | 0.0048338 | 3.2698e-05 | 1.1582e-05 | 3.9163e-06 | 1.2667e-06 | 0.44257 | 1.0048 | 0.89872 | 0.9944 | 0.92265 | 0.86074 | 0.80493 | 0.7214 | 0.68778 | 0.72087 | 0.78523 | 0.84877 | 0.93848 | 0 | 3.8904 | 3.392 | 3.6794 | 3.36 | 3.2918 | 3.0861 | 2.8818 | 2.765 | 2.7794 | 3.0781 | 3.392 | 3.9025 | 51.5731
Retro12Med | Retro | Aerator | Residential | Water Heating | 0.002865 | 0.0025332 | 26.8843 | -248.6588 | Single Family | Bathroom_SF_HPWH | 0.5334 | 0.53855 | 0.54291 | 0.54653 | 0.54949 | 0.49656 | 0.3984 | 0.31937 | 0.25586 | 0.20488 | 0.164 | 0.13123 | 0.10498 | 0.083968 | 0.067151 | 0.053693 | 0.00036601 | 0.00013064 | 4.4505e-05 | 1.4503e-05 | 5.0669 | 0.62253 | 0.53957 | 0.60085 | 0.47258 | 0.40922 | 0.34948 | 0.32043 | 0.30339 | 0.32407 | 0.37294 | 0.42333 | 0.61124 | 0 | 2.4958 | 2.2092 | 2.3019 | 1.944 | 1.6396 | 1.3677 | 1.2784 | 1.2314 | 1.2672 | 1.554 | 1.8218 | 2.4237 | 40.3847
Retro12Med | Retro | Aerator | Residential | Water Heating | 0.0039161 | 0.0034627 | 36.7479 | -250.5578 | Multifamily - Low Rise | Bathroom_MF_HPWH | 0.045184 | 0.046061 | 0.046829 | 0.047494 | 0.048062 | 0.043671 | 0.035197 | 0.028326 | 0.02277 | 0.018288 | 0.014679 | 0.011774 | 0.0094406 | 0.007567 | 0.0060636 | 0.0048577 | 3.3173e-05 | 1.1862e-05 | 4.0487e-06 | 1.3218e-06 | 0.46181 | 0.85093 | 0.73754 | 0.82129 | 0.64597 | 0.55936 | 0.4777 | 0.438 | 0.4147 | 0.44296 | 0.50977 | 0.57865 | 0.8355 | 0 | 3.4115 | 3.0197 | 3.1465 | 2.6573 | 2.2411 | 1.8694 | 1.7474 | 1.6832 | 1.7321 | 2.1242 | 2.4902 | 3.3129 | 55.2015
Retro12Med | Retro | Aerator | Residential | Water Heating | 0.0039161 | 0.0034627 | 36.7479 | -250.5578 | Multifamily - High Rise | Bathroom_MF_HPWH | 0.01337 | 0.013626 | 0.013847 | 0.014039 | 0.014204 | 0.012905 | 0.010401 | 0.0083699 | 0.0067283 | 0.0054042 | 0.0043379 | 0.0034797 | 0.00279 | 0.0022363 | 0.001792 | 0.0014356 | 9.8041e-06 | 3.5057e-06 | 1.1965e-06 | 3.9063e-07 | 0.13648 | 0.85093 | 0.73754 | 0.82129 | 0.64597 | 0.55936 | 0.4777 | 0.438 | 0.4147 | 0.44296 | 0.50977 | 0.57865 | 0.8355 | 0 | 3.4115 | 3.0197 | 3.1465 | 2.6573 | 2.2411 | 1.8694 | 1.7474 | 1.6832 | 1.7321 | 2.1242 | 2.4902 | 3.3129 | 55.2015
Retro12Med | Retro | Aerator | Residential | Water Heating | 0.0032882 | 0.0029074 | 30.8553 | -249.5693 | Manufactured | Bathroom_MH_HPWH | 0.10297 | 0.1026 | 0.10218 | 0.10171 | 0.10118 | 0.090537 | 0.071962 | 0.057172 | 0.045406 | 0.036052 | 0.02862 | 0.022715 | 0.018026 | 0.014304 | 0.01135 | 0.0090052 | 6.0915e-05 | 2.1577e-05 | 7.296e-06 | 2.3599e-06 | 0.8245 | 0.71448 | 0.61927 | 0.6896 | 0.54239 | 0.46967 | 0.4011 | 0.36777 | 0.34821 | 0.37193 | 0.42803 | 0.48586 | 0.70153 | 0 | 2.8645 | 2.5355 | 2.6419 | 2.2312 | 1.8818 | 1.5697 | 1.4672 | 1.4133 | 1.4544 | 1.7836 | 2.0909 | 2.7817 | 46.3499
Retro12Med | Retro | Aerator | Residential | Water Heating | 0.0077679 | 0.0089313 | 72.2217 | -137.1797 | Single Family | Kitchen_SF_ERWH | 0.10699 | 0.10802 | 0.10889 | 0.10962 | 0.11021 | 0.099599 | 0.079909 | 0.064058 | 0.051319 | 0.041095 | 0.032895 | 0.026322 | 0.021057 | 0.016842 | 0.013469 | 0.01077 | 7.3413e-05 | 2.6202e-05 | 8.9267e-06 | 2.9089e-06 | 1.0163 | 1.8008 | 1.4452 | 1.544 | 1.379 | 1.4815 | 1.3174 | 1.6788 | 1.6513 | 1.4692 | 1.6379 | 1.6561 | 1.9035 | 0 | 4.6403 | 4.0871 | 4.689 | 3.9786 | 4.0396 | 4.135 | 4.6481 | 4.7268 | 4.0572 | 4.348 | 4.6226 | 5.2849 | 48.7153
Retro12Med | Retro | Aerator | Residential | Water Heating | 0.0058815 | 0.0067624 | 54.6828 | -136.0409 | Multifamily - Low Rise | Kitchen_MF_ERWH | 0.15407 | 0.15706 | 0.15968 | 0.16194 | 0.16388 | 0.14891 | 0.12002 | 0.096584 | 0.07764 | 0.062359 | 0.050053 | 0.040149 | 0.032191 | 0.025802 | 0.020676 | 0.016564 | 0.00011311 | 4.0447e-05 | 1.3805e-05 | 4.5071e-06 | 1.5747 | 1.3635 | 1.0942 | 1.169 | 1.0441 | 1.1217 | 0.9975 | 1.2711 | 1.2503 | 1.1124 | 1.2401 | 1.2539 | 1.4413 | 0 | 3.5134 | 3.0946 | 3.5502 | 3.0124 | 3.0586 | 3.1308 | 3.5193 | 3.5789 | 3.072 | 3.2921 | 3.5 | 4.0015 | 36.8849
Retro12Med | Retro | Aerator | Residential | Water Heating | 0.0058815 | 0.0067624 | 54.6828 | -136.0409 | Multifamily - High Rise | Kitchen_MF_ERWH | 0.045591 | 0.04646 | 0.047216 | 0.047872 | 0.048434 | 0.044005 | 0.035464 | 0.02854 | 0.022942 | 0.018427 | 0.014791 | 0.011865 | 0.0095134 | 0.0076254 | 0.0061105 | 0.0048953 | 3.343e-05 | 1.1954e-05 | 4.08e-06 | 1.332e-06 | 0.46536 | 1.3635 | 1.0942 | 1.169 | 1.0441 | 1.1217 | 0.9975 | 1.2711 | 1.2503 | 1.1124 | 1.2401 | 1.2539 | 1.4413 | 0 | 3.5134 | 3.0946 | 3.5502 | 3.0124 | 3.0586 | 3.1308 | 3.5193 | 3.5789 | 3.072 | 3.2921 | 3.5 | 4.0015 | 36.8849
Retro12Med | Retro | Aerator | Residential | Water Heating | 0.0079486 | 0.009139 | 73.9015 | -137.2604 | Manufactured | Kitchen_MH_ERWH | 0.039013 | 0.038873 | 0.038713 | 0.038534 | 0.038335 | 0.034301 | 0.027264 | 0.021661 | 0.017203 | 0.013659 | 0.010843 | 0.008606 | 0.0068296 | 0.0054194 | 0.0043001 | 0.0034118 | 2.3079e-05 | 8.1748e-06 | 2.7642e-06 | 8.941e-07 | 0.31238 | 1.8427 | 1.4788 | 1.5799 | 1.4111 | 1.516 | 1.3481 | 1.7178 | 1.6897 | 1.5033 | 1.676 | 1.6946 | 1.9478 | 0 | 4.7482 | 4.1822 | 4.798 | 4.0711 | 4.1335 | 4.2312 | 4.7562 | 4.8368 | 4.1516 | 4.4491 | 4.7302 | 5.4078 | 49.8484
Retro12Med | Retro | Aerator | Residential | Water Heating | 0.0047911 | 0.0054712 | 44.6285 | -210.0892 | Single Family | Kitchen_SF_HPWH | 0.37464 | 0.37825 | 0.38131 | 0.38386 | 0.38593 | 0.34876 | 0.27981 | 0.22431 | 0.1797 | 0.1439 | 0.11519 | 0.092169 | 0.073733 | 0.058975 | 0.047163 | 0.037712 | 0.00025707 | 9.1751e-05 | 3.1258e-05 | 1.0186e-05 | 3.5588 | 1.1007 | 0.88463 | 0.94624 | 0.84544 | 0.90871 | 0.81151 | 1.0322 | 1.016 | 0.90369 | 1.0039 | 1.0132 | 1.163 | 0 | 2.863 | 2.5237 | 2.8959 | 2.4666 | 2.5097 | 2.574 | 2.8918 | 2.9418 | 2.5286 | 2.6986 | 2.8516 | 3.2537 | 43.1719
Retro12Med | Retro | Aerator | Residential | Water Heating | 0.0036276 | 0.0041426 | 33.7905 | -208.2463 | Multifamily - Low Rise | Kitchen_MF_HPWH | 0.031735 | 0.032351 | 0.03289 | 0.033357 | 0.033756 | 0.030672 | 0.024721 | 0.019894 | 0.015992 | 0.012845 | 0.01031 | 0.0082698 | 0.0066306 | 0.0053146 | 0.0042588 | 0.0034118 | 2.3299e-05 | 8.3313e-06 | 2.8436e-06 | 9.2837e-07 | 0.32435 | 0.83343 | 0.6698 | 0.71644 | 0.64013 | 0.68803 | 0.61444 | 0.78154 | 0.76925 | 0.68423 | 0.76013 | 0.76716 | 0.8806 | 0 | 2.1677 | 1.9109 | 2.1927 | 1.8676 | 1.9002 | 1.9489 | 2.1896 | 2.2274 | 1.9145 | 2.0433 | 2.1591 | 2.4636 | 32.6876
Retro12Med | Retro | Aerator | Residential | Water Heating | 0.0036276 | 0.0041426 | 33.7905 | -208.2463 | Multifamily - High Rise | Kitchen_MF_HPWH | 0.0093907 | 0.0095699 | 0.0097255 | 0.0098606 | 0.0099764 | 0.009064 | 0.0073049 | 0.0058786 | 0.0047256 | 0.0037956 | 0.0030467 | 0.0024439 | 0.0019596 | 0.0015707 | 0.0012586 | 0.0010083 | 6.8859e-06 | 2.4622e-06 | 8.4039e-07 | 2.7436e-07 | 0.095854 | 0.83343 | 0.6698 | 0.71644 | 0.64013 | 0.68803 | 0.61444 | 0.78154 | 0.76925 | 0.68423 | 0.76013 | 0.76716 | 0.8806 | 0 | 2.1677 | 1.9109 | 2.1927 | 1.8676 | 1.9002 | 1.9489 | 2.1896 | 2.2274 | 1.9145 | 2.0433 | 2.1591 | 2.4636 | 32.6876
Retro12Med | Retro | Aerator | Residential | Water Heating | 0.0049025 | 0.0055985 | 45.6665 | -210.2198 | Manufactured | Kitchen_MH_HPWH | 0.072323 | 0.072063 | 0.071766 | 0.071434 | 0.071066 | 0.063588 | 0.050543 | 0.040155 | 0.031891 | 0.025321 | 0.020101 | 0.015954 | 0.012661 | 0.010046 | 0.0079716 | 0.0063248 | 4.2784e-05 | 1.5155e-05 | 5.1243e-06 | 1.6575e-06 | 0.57909 | 1.1263 | 0.90521 | 0.96825 | 0.86511 | 0.92984 | 0.83039 | 1.0562 | 1.0396 | 0.92471 | 1.0273 | 1.0368 | 1.1901 | 0 | 2.9296 | 2.5824 | 2.9633 | 2.524 | 2.568 | 2.6339 | 2.9591 | 3.0102 | 2.5874 | 2.7614 | 2.9179 | 3.3294 | 44.176
LO5Med | New | Air cleaners | Residential | Other | 0.0061715 | 0.0056111 | 52.2744 | 197.7624 | Single Family | ENERGY STAR Air Cleaner | 0.0012817 | 0.002782 | 0.0045666 | 0.0066233 | 0.0087836 | 0.01107 | 0.013659 | 0.016324 | 0.018948 | 0.021215 | 0.022289 | 0.023241 | 0.023872 | 0.024095 | 0.023494 | 0.023192 | 0.022807 | 0.022273 | 0.021942 | 0.021536 | 0.33399 | 0.84717 | 0.74661 | 0.83882 | 0.94285 | 1.0299 | 0.87302 | 0.92864 | 0.88106 | 0.85105 | 0.81492 | 0.87328 | 0.95532 | 0 | 3.165 | 2.8279 | 3.1116 | 3.8599 | 4.1091 | 3.4875 | 3.754 | 3.2034 | 3.323 | 3.2673 | 3.5989 | 3.9842 | 0.23876
LO5Med | New | Air cleaners | Residential | Other | 0.0061715 | 0.0056111 | 52.2744 | 197.7624 | Multifamily - Low Rise | ENERGY STAR Air Cleaner | 0.00052652 | 0.0011604 | 0.0019332 | 0.0028449 | 0.0038269 | 0.0048981 | 0.0061339 | 0.0074324 | 0.0087464 | 0.0099353 | 0.010602 | 0.011221 | 0.011694 | 0.011984 | 0.011866 | 0.011898 | 0.011876 | 0.011785 | 0.011795 | 0.011769 | 0.16393 | 0.84717 | 0.74661 | 0.83882 | 0.94285 | 1.0299 | 0.87302 | 0.92864 | 0.88106 | 0.85105 | 0.81492 | 0.87328 | 0.95532 | 0 | 3.165 | 2.8279 | 3.1116 | 3.8599 | 4.1091 | 3.4875 | 3.754 | 3.2034 | 3.323 | 3.2673 | 3.5989 | 3.9842 | 0.23876
LO5Med | New | Air cleaners | Residential | Other | 0.0061715 | 0.0056111 | 52.2744 | 197.7624 | Multifamily - High Rise | ENERGY STAR Air Cleaner | 0.00015335 | 0.00033595 | 0.00056084 | 0.00082865 | 0.001121 | 0.0014386 | 0.0018081 | 0.0022036 | 0.0026022 | 0.0029611 | 0.0031532 | 0.0033319 | 0.0034734 | 0.0035554 | 0.0035147 | 0.0035199 | 0.0035106 | 0.0034706 | 0.0034541 | 0.0034324 | 0.04843 | 0.84717 | 0.74661 | 0.83882 | 0.94285 | 1.0299 | 0.87302 | 0.92864 | 0.88106 | 0.85105 | 0.81492 | 0.87328 | 0.95532 | 0 | 3.165 | 2.8279 | 3.1116 | 3.8599 | 4.1091 | 3.4875 | 3.754 | 3.2034 | 3.323 | 3.2673 | 3.5989 | 3.9842 | 0.23876
LO5Med | New | Air cleaners | Residential | Other | 0.0061715 | 0.0056111 | 52.2744 | 197.7624 | Manufactured | ENERGY STAR Air Cleaner | 0.00010108 | 0.00022912 | 0.00039234 | 0.00059291 | 0.00081843 | 0.001073 | 0.0013759 | 0.0017074 | 0.0020554 | 0.0023857 | 0.0025969 | 0.0028031 | 0.0029782 | 0.0031075 | 0.0031306 | 0.0031918 | 0.0032406 | 0.003266 | 0.0033188 | 0.0033596 | 0.041725 | 0.84717 | 0.74661 | 0.83882 | 0.94285 | 1.0299 | 0.87302 | 0.92864 | 0.88106 | 0.85105 | 0.81492 | 0.87328 | 0.95532 | 0 | 3.165 | 2.8279 | 3.1116 | 3.8599 | 4.1091 | 3.4875 | 3.754 | 3.2034 | 3.323 | 3.2673 | 3.5989 | 3.9842 | 0.23876
LO5Med | NR | Air cleaners | Residential | Other | 0.0061715 | 0.0056111 | 52.2744 | 197.7624 | Single Family | ENERGY STAR Air Cleaner | 0.012105 | 0.026906 | 0.044951 | 0.065818 | 0.089533 | 0.11717 | 0.14737 | 0.17809 | 0.20688 | 0.25545 | 0.27427 | 0.28604 | 0.29179 | 0.29233 | 0.28847 | 0.28483 | 0.28134 | 0.27815 | 0.27535 | 0.27294 | 2.6007 | 0.84717 | 0.74661 | 0.83882 | 0.94285 | 1.0299 | 0.87302 | 0.92864 | 0.88106 | 0.85105 | 0.81492 | 0.87328 | 0.95532 | 0 | 3.165 | 2.8279 | 3.1116 | 3.8599 | 4.1091 | 3.4875 | 3.754 | 3.2034 | 3.323 | 3.2673 | 3.5989 | 3.9842 | 0.23876
LO5Med | NR | Air cleaners | Residential | Other | 0.0061715 | 0.0056111 | 52.2744 | 197.7624 | Multifamily - Low Rise | ENERGY STAR Air Cleaner | 0.0027342 | 0.0060774 | 0.010153 | 0.014867 | 0.020223 | 0.026465 | 0.033287 | 0.040225 | 0.046729 | 0.062135 | 0.066541 | 0.069173 | 0.070296 | 0.070021 | 0.068575 | 0.067185 | 0.065816 | 0.064552 | 0.063436 | 0.062483 | 0.62329 | 0.84717 | 0.74661 | 0.83882 | 0.94285 | 1.0299 | 0.87302 | 0.92864 | 0.88106 | 0.85105 | 0.81492 | 0.87328 | 0.95532 | 0 | 3.165 | 2.8279 | 3.1116 | 3.8599 | 4.1091 | 3.4875 | 3.754 | 3.2034 | 3.323 | 3.2673 | 3.5989 | 3.9842 | 0.23876
LO5Med | NR | Air cleaners | Residential | Other | 0.0061715 | 0.0056111 | 52.2744 | 197.7624 | Multifamily - High Rise | ENERGY STAR Air Cleaner | 0.00080907 | 0.0017984 | 0.0030044 | 0.0043992 | 0.0059843 | 0.0078312 | 0.0098499 | 0.011903 | 0.013828 | 0.018341 | 0.019626 | 0.020412 | 0.020759 | 0.020696 | 0.020277 | 0.019874 | 0.019478 | 0.019107 | 0.018777 | 0.018492 | 0.18418 | 0.84717 | 0.74661 | 0.83882 | 0.94285 | 1.0299 | 0.87302 | 0.92864 | 0.88106 | 0.85105 | 0.81492 | 0.87328 | 0.95532 | 0 | 3.165 | 2.8279 | 3.1116 | 3.8599 | 4.1091 | 3.4875 | 3.754 | 3.2034 | 3.323 | 3.2673 | 3.5989 | 3.9842 | 0.23876
LO5Med | NR | Air cleaners | Residential | Other | 0.0061715 | 0.0056111 | 52.2744 | 197.7624 | Manufactured | ENERGY STAR Air Cleaner | 0.0016061 | 0.0035399 | 0.0058639 | 0.0085137 | 0.011484 | 0.014901 | 0.018584 | 0.022268 | 0.025651 | 0.030347 | 0.032485 | 0.033768 | 0.034319 | 0.034254 | 0.033664 | 0.033077 | 0.032486 | 0.031909 | 0.031359 | 0.030842 | 0.28992 | 0.84717 | 0.74661 | 0.83882 | 0.94285 | 1.0299 | 0.87302 | 0.92864 | 0.88106 | 0.85105 | 0.81492 | 0.87328 | 0.95532 | 0 | 3.165 | 2.8279 | 3.1116 | 3.8599 | 4.1091 | 3.4875 | 3.754 | 3.2034 | 3.323 | 3.2673 | 3.5989 | 3.9842 | 0.23876
LO3Slow | New | Behavior | Residential | Whole Bldg/Meter Level | 0.0087478 | 0.0078259 | 81.6332 | 164.4265 | Single Family | SF Behavior | 0.0011388 | 0.0028537 | 0.0062172 | 0.012058 | 0.020678 | 0.031906 | 0.046225 | 0.062874 | 0.081212 | 0.099595 | 0.1133 | 0.1267 | 0.13825 | 0.14688 | 0.14985 | 0.1525 | 0.15297 | 0.15126 | 0.15013 | 0.14814 | 1.7947 | 1.9529 | 1.6886 | 1.8761 | 1.4672 | 1.2558 | 1.0498 | 0.94586 | 0.88838 | 0.96649 | 1.1361 | 1.3091 | 1.9162 | 0 | 7.7504 | 6.8494 | 7.1046 | 5.9424 | 4.9242 | 4.0082 | 3.6791 | 3.5146 | 3.674 | 4.636 | 5.5804 | 7.5172 | 0.33182
Retro3Slow | Retro | Behavior | Residential | Whole Bldg/Meter Level | 0.0087478 | 0.0078259 | 81.5798 | 163.294 | Single Family | SF Behavior | 0.0968 | 0.1536 | 0.30995 | 0.54703 | 0.85779 | 1.2097 | 1.5493 | 1.8173 | 1.9658 | 1.9729 | 1.8464 | 1.6186 | 1.3345 | 1.0385 | 0.76535 | 0.53564 | 0.35694 | 0.22701 | 0.13809 | 0.093426 | 18.6851 | 1.9529 | 1.6886 | 1.8761 | 1.4672 | 1.2558 | 1.0498 | 0.94586 | 0.88838 | 0.96649 | 1.1361 | 1.3091 | 1.9162 | 0 | 7.7504 | 6.8494 | 7.1046 | 5.9424 | 4.9242 | 4.0082 | 3.6791 | 3.5146 | 3.674 | 4.636 | 5.5804 | 7.5172 | 0.33182
LO5Med | New | CAC | Residential | HVAC | 0.006518 | 0.0018783 | 40.3088 | 183.6265 | Single Family | SF CAC - SEER 15 - CZ1 | 0.0028324 | 0.0061479 | 0.010092 | 0.014637 | 0.019411 | 0.024463 | 0.030185 | 0.036075 | 0.041872 | 0.046882 | 0.049257 | 0.05136 | 0.052755 | 0.053247 | 0.051919 | 0.051251 | 0.0504 | 0.04922 | 0.04849 | 0.047592 | 0.73809 | 0 | 0 | 0 | 0.075676 | 0.50619 | 0.71647 | 4.9893 | 4.6893 | 1.7482 | 0.29084 | 0 | 0 | 0 | 0 | 0 | 0 | 0.30151 | 1.3814 | 1.3006 | 9.9321 | 9.1208 | 4.4809 | 0.77558 | 0 | 0 | 0.32954
LO5Med | New | CAC | Residential | HVAC | 0.0072309 | 0.0020838 | 44.7176 | 155.5579 | Single Family | SF CAC - SEER 16 - CZ1 | 0.0031422 | 0.0068203 | 0.011196 | 0.016238 | 0.021534 | 0.027139 | 0.033486 | 0.04002 | 0.046452 | 0.05201 | 0.054644 | 0.056978 | 0.058526 | 0.059071 | 0.057598 | 0.056857 | 0.055913 | 0.054604 | 0.053794 | 0.052798 | 0.81882 | 0 | 0 | 0 | 0.083953 | 0.56155 | 0.79483 | 5.535 | 5.2022 | 1.9394 | 0.32265 | 0 | 0 | 0 | 0 | 0 | 0 | 0.33448 | 1.5325 | 1.4428 | 11.0185 | 10.1183 | 4.971 | 0.86041 | 0 | 0 | 0.37996
LO5Med | New | CAC | Residential | HVAC | 0.012051 | 0.0034729 | 74.5293 | 1060.0243 | Single Family | SF CAC - SEER 18 - CZ1 | 0.005237 | 0.011367 | 0.018659 | 0.027063 | 0.03589 | 0.045231 | 0.05581 | 0.0667 | 0.07742 | 0.086683 | 0.091073 | 0.094963 | 0.097543 | 0.098451 | 0.095996 | 0.094761 | 0.093188 | 0.091007 | 0.089656 | 0.087996 | 1.3647 | 0 | 0 | 0 | 0.13992 | 0.93592 | 1.3247 | 9.2249 | 8.6704 | 3.2323 | 0.53776 | 0 | 0 | 0 | 0 | 0 | 0 | 0.55747 | 2.5542 | 2.4047 | 18.3641 | 16.8639 | 8.285 | 1.434 | 0 | 0 | 0.064075
LO5Med | New | CAC | Residential | HVAC | 0.0053709 | 0.0015478 | 33.215 | 228.8042 | Manufactured | MH CAC - SEER 15 - CZ1 | 5.6959e-05 | 0.00012911 | 0.00022109 | 0.00033411 | 0.0004612 | 0.00060464 | 0.00077537 | 0.00096215 | 0.0011583 | 0.0013444 | 0.0014634 | 0.0015796 | 0.0016783 | 0.0017511 | 0.0017642 | 0.0017986 | 0.0018261 | 0.0018405 | 0.0018702 | 0.0018932 | 0.023512 | 0 | 0 | 0 | 0.062358 | 0.4171 | 0.59038 | 4.1112 | 3.8641 | 1.4405 | 0.23966 | 0 | 0 | 0 | 0 | 0 | 0 | 0.24844 | 1.1383 | 1.0717 | 8.1842 | 7.5156 | 3.6923 | 0.63909 | 0 | 0 | 0.27155
LO5Med | New | CAC | Residential | HVAC | 0.0059584 | 0.001717 | 36.8479 | 194.741 | Manufactured | MH CAC - SEER 16 - CZ1 | 6.3189e-05 | 0.00014324 | 0.00024527 | 0.00037066 | 0.00051164 | 0.00067077 | 0.00086018 | 0.0010674 | 0.001285 | 0.0014914 | 0.0016235 | 0.0017524 | 0.0018618 | 0.0019426 | 0.0019571 | 0.0019953 | 0.0020258 | 0.0020418 | 0.0020747 | 0.0021003 | 0.026084 | 0 | 0 | 0 | 0.069179 | 0.46272 | 0.65495 | 4.5609 | 4.2867 | 1.5981 | 0.26587 | 0 | 0 | 0 | 0 | 0 | 0 | 0.27562 | 1.2628 | 1.1889 | 9.0794 | 8.3376 | 4.0962 | 0.70899 | 0 | 0 | 0.31309
LO5Med | New | CAC | Residential | HVAC | 0.0099306 | 0.0028617 | 61.4132 | 1292.3766 | Manufactured | MH CAC - SEER 18 - CZ1 | 0.00010532 | 0.00023873 | 0.00040879 | 0.00061776 | 0.00085274 | 0.0011179 | 0.0014336 | 0.001779 | 0.0021416 | 0.0024857 | 0.0027058 | 0.0029206 | 0.0031031 | 0.0032377 | 0.0032619 | 0.0033256 | 0.0033764 | 0.003403 | 0.0034579 | 0.0035005 | 0.043474 | 0 | 0 | 0 | 0.1153 | 0.77121 | 1.0916 | 7.6015 | 7.1445 | 2.6634 | 0.44312 | 0 | 0 | 0 | 0 | 0 | 0 | 0.45936 | 2.1047 | 1.9815 | 15.1323 | 13.8961 | 6.827 | 1.1816 | 0 | 0 | 0.052798
LO5Med | New | CAC | Residential | HVAC | 0.012673 | 0.003652 | 78.3723 | 80.8899 | Single Family | SF CAC - SEER 15 - CZ2 | 0.0029266 | 0.0063523 | 0.010427 | 0.015123 | 0.020056 | 0.025276 | 0.031188 | 0.037274 | 0.043264 | 0.048441 | 0.050894 | 0.053068 | 0.054509 | 0.055017 | 0.053645 | 0.052955 | 0.052076 | 0.050857 | 0.050102 | 0.049175 | 0.76263 | 0 | 0 | 0 | 0.14714 | 0.98418 | 1.393 | 9.7006 | 9.1175 | 3.3989 | 0.56548 | 0 | 0 | 0 | 0 | 0 | 0 | 0.58622 | 2.6859 | 2.5287 | 19.311 | 17.7334 | 8.7122 | 1.508 | 0 | 0 | 0.64072
LO5Med | New | CAC | Residential | HVAC | 0.014059 | 0.0040515 | 86.9443 | 66.4535 | Single Family | SF CAC - SEER 16 - CZ2 | 0.0032466 | 0.0070471 | 0.011568 | 0.016777 | 0.02225 | 0.028041 | 0.0346 | 0.041351 | 0.047997 | 0.053739 | 0.056461 | 0.058872 | 0.060471 | 0.061035 | 0.059513 | 0.058747 | 0.057772 | 0.056419 | 0.055582 | 0.054553 | 0.84604 | 0 | 0 | 0 | 0.16323 | 1.0918 | 1.5454 | 10.7616 | 10.1147 | 3.7707 | 0.62733 | 0 | 0 | 0 | 0 | 0 | 0 | 0.65033 | 2.9797 | 2.8053 | 21.4231 | 19.673 | 9.6651 | 1.6729 | 0 | 0 | 0.73875
LO5Med | New | CAC | Residential | HVAC | 0.023432 | 0.0067524 | 144.9071 | 531.643 | Single Family | SF CAC - SEER 18 - CZ2 | 0.0054111 | 0.011745 | 0.01928 | 0.027962 | 0.037083 | 0.046735 | 0.057666 | 0.068918 | 0.079994 | 0.089565 | 0.094101 | 0.09812 | 0.10079 | 0.10172 | 0.099188 | 0.097912 | 0.096286 | 0.094032 | 0.092637 | 0.090922 | 1.4101 | 0 | 0 | 0 | 0.27205 | 1.8197 | 2.5757 | 17.936 | 16.8578 | 6.2845 | 1.0456 | 0 | 0 | 0 | 0 | 0 | 0 | 1.0839 | 4.9661 | 4.6755 | 35.7052 | 32.7884 | 16.1085 | 2.7881 | 0 | 0 | 0.12458
LO5Med | New | CAC | Residential | HVAC | 0.010212 | 0.002943 | 63.1561 | 107.1023 | Manufactured | MH CAC - SEER 15 - CZ2 | 6.5695e-05 | 0.00014892 | 0.000255 | 0.00038536 | 0.00053194 | 0.00069737 | 0.00089429 | 0.0011097 | 0.0013359 | 0.0015506 | 0.0016879 | 0.0018219 | 0.0019357 | 0.0020197 | 0.0020348 | 0.0020745 | 0.0021062 | 0.0021228 | 0.002157 | 0.0021836 | 0.027119 | 0 | 0 | 0 | 0.11857 | 0.7931 | 1.1226 | 7.8172 | 7.3473 | 2.739 | 0.45569 | 0 | 0 | 0 | 0 | 0 | 0 | 0.4724 | 2.1644 | 2.0378 | 15.5617 | 14.2905 | 7.0207 | 1.2152 | 0 | 0 | 0.51633
LO5Med | New | CAC | Residential | HVAC | 0.011329 | 0.0032649 | 70.0638 | 89.1878 | Manufactured | MH CAC - SEER 16 - CZ2 | 7.2881e-05 | 0.0001652 | 0.00028289 | 0.00042751 | 0.00059012 | 0.00077365 | 0.0009921 | 0.0012311 | 0.001482 | 0.0017202 | 0.0018725 | 0.0020212 | 0.0021474 | 0.0022406 | 0.0022573 | 0.0023014 | 0.0023366 | 0.0023549 | 0.0023929 | 0.0024224 | 0.030085 | 0 | 0 | 0 | 0.13154 | 0.87984 | 1.2454 | 8.6722 | 8.1509 | 3.0386 | 0.50554 | 0 | 0 | 0 | 0 | 0 | 0 | 0.52407 | 2.4012 | 2.2606 | 17.2638 | 15.8535 | 7.7886 | 1.3481 | 0 | 0 | 0.59532
LO5Med | New | CAC | Residential | HVAC | 0.018882 | 0.0054414 | 116.773 | 666.4551 | Manufactured | MH CAC - SEER 18 - CZ2 | 0.00012147 | 0.00027534 | 0.00047149 | 0.00071251 | 0.00098353 | 0.0012894 | 0.0016535 | 0.0020518 | 0.0024701 | 0.0028669 | 0.0031208 | 0.0033686 | 0.003579 | 0.0037343 | 0.0037622 | 0.0038356 | 0.0038943 | 0.0039249 | 0.0039882 | 0.0040374 | 0.050141 | 0 | 0 | 0 | 0.21923 | 1.4664 | 2.0756 | 14.4537 | 13.5848 | 5.0643 | 0.84256 | 0 | 0 | 0 | 0 | 0 | 0 | 0.87345 | 4.0019 | 3.7677 | 28.773 | 26.4225 | 12.981 | 2.2468 | 0 | 0 | 0.10039
LO5Med | New | CAC | Residential | HVAC | 0.018039 | 0.0051983 | 111.5559 | 48.5269 | Single Family | SF CAC - SEER 15 - CZ3 | 0.0017469 | 0.0037918 | 0.0062243 | 0.0090274 | 0.011972 | 0.015088 | 0.018617 | 0.022249 | 0.025825 | 0.028915 | 0.03038 | 0.031677 | 0.032538 | 0.032841 | 0.032022 | 0.03161 | 0.031085 | 0.030357 | 0.029907 | 0.029353 | 0.45523 | 0 | 0 | 0 | 0.20944 | 1.4009 | 1.9829 | 13.8079 | 12.9779 | 4.8381 | 0.80492 | 0 | 0 | 0 | 0 | 0 | 0 | 0.83443 | 3.8231 | 3.5994 | 27.4875 | 25.242 | 12.4011 | 2.1464 | 0 | 0 | 0.91201
LO5Med | New | CAC | Residential | HVAC | 0.020012 | 0.0057669 | 123.7574 | 38.3848 | Single Family | SF CAC - SEER 16 - CZ3 | 0.001938 | 0.0042065 | 0.006905 | 0.010015 | 0.013281 | 0.016738 | 0.020653 | 0.024683 | 0.02865 | 0.032078 | 0.033702 | 0.035142 | 0.036097 | 0.036433 | 0.035524 | 0.035067 | 0.034485 | 0.033678 | 0.033178 | 0.032564 | 0.50502 | 0 | 0 | 0 | 0.23234 | 1.5541 | 2.1997 | 15.3182 | 14.3974 | 5.3672 | 0.89295 | 0 | 0 | 0 | 0 | 0 | 0 | 0.92569 | 4.2413 | 3.9931 | 30.4939 | 28.0028 | 13.7574 | 2.3812 | 0 | 0 | 1.0515
LO5Med | New | CAC | Residential | HVAC | 0.033353 | 0.0096115 | 206.2623 | 365.1982 | Single Family | SF CAC - SEER 18 - CZ3 | 0.00323 | 0.0070109 | 0.011508 | 0.016691 | 0.022136 | 0.027897 | 0.034422 | 0.041138 | 0.04775 | 0.053463 | 0.056171 | 0.05857 | 0.060161 | 0.060721 | 0.059207 | 0.058445 | 0.057475 | 0.05613 | 0.055297 | 0.054273 | 0.8417 | 0 | 0 | 0 | 0.38724 | 2.5902 | 3.6662 | 25.5303 | 23.9956 | 8.9454 | 1.4883 | 0 | 0 | 0 | 0 | 0 | 0 | 1.5428 | 7.0688 | 6.6552 | 50.8232 | 46.6714 | 22.9291 | 3.9687 | 0 | 0 | 0.17733
LO5Med | New | CAC | Residential | HVAC | 0.014693 | 0.0042341 | 90.8636 | 65.9332 | Manufactured | MH CAC - SEER 15 - CZ3 | 4.3086e-05 | 9.7666e-05 | 0.00016724 | 0.00025273 | 0.00034887 | 0.00045736 | 0.00058651 | 0.0007278 | 0.00087615 | 0.0010169 | 0.001107 | 0.0011949 | 0.0012695 | 0.0013246 | 0.0013345 | 0.0013605 | 0.0013813 | 0.0013922 | 0.0014147 | 0.0014321 | 0.017786 | 0 | 0 | 0 | 0.17059 | 1.141 | 1.6151 | 11.2467 | 10.5707 | 3.9407 | 0.65561 | 0 | 0 | 0 | 0 | 0 | 0 | 0.67965 | 3.114 | 2.9318 | 22.3889 | 20.5599 | 10.1008 | 1.7483 | 0 | 0 | 0.74284
LO5Med | New | CAC | Residential | HVAC | 0.0163 | 0.0046972 | 100.8018 | 53.4815 | Manufactured | MH CAC - SEER 16 - CZ3 | 4.7798e-05 | 0.00010835 | 0.00018553 | 0.00028038 | 0.00038702 | 0.00050739 | 0.00065066 | 0.0008074 | 0.00097198 | 0.0011281 | 0.0012281 | 0.0013256 | 0.0014084 | 0.0014695 | 0.0014804 | 0.0015093 | 0.0015324 | 0.0015445 | 0.0015694 | 0.0015887 | 0.019731 | 0 | 0 | 0 | 0.18925 | 1.2658 | 1.7917 | 12.4768 | 11.7268 | 4.3717 | 0.72732 | 0 | 0 | 0 | 0 | 0 | 0 | 0.75399 | 3.4546 | 3.2524 | 24.8377 | 22.8086 | 11.2056 | 1.9395 | 0 | 0 | 0.85649
LO5Med | New | CAC | Residential | HVAC | 0.027166 | 0.0078287 | 168.003 | 454.7198 | Manufactured | MH CAC - SEER 18 - CZ3 | 7.9664e-05 | 0.00018058 | 0.00030922 | 0.00046729 | 0.00064504 | 0.00084565 | 0.0010844 | 0.0013457 | 0.00162 | 0.0018802 | 0.0020468 | 0.0022093 | 0.0023473 | 0.0024491 | 0.0024674 | 0.0025156 | 0.002554 | 0.0025741 | 0.0026156 | 0.0026479 | 0.032885 | 0 | 0 | 0 | 0.31541 | 2.1097 | 2.9862 | 20.7947 | 19.5447 | 7.2861 | 1.2122 | 0 | 0 | 0 | 0 | 0 | 0 | 1.2566 | 5.7576 | 5.4207 | 41.3961 | 38.0144 | 18.676 | 3.2325 | 0 | 0 | 0.14444
LO5Med | NR | CAC | Residential | HVAC | 0.006518 | 0.0018783 | 40.3088 | 183.6265 | Single Family | SF CAC - SEER 15 - CZ1 | 0.013375 | 0.02973 | 0.049668 | 0.072725 | 0.098929 | 0.12946 | 0.16283 | 0.19678 | 0.22859 | 0.25574 | 0.27653 | 0.29053 | 0.2986 | 0.30199 | 0.30131 | 0.30062 | 0.29994 | 0.29926 | 0.36176 | 0.35624 | 5.4837 | 0 | 0 | 0 | 0.075676 | 0.50619 | 0.71647 | 4.9893 | 4.6893 | 1.7482 | 0.29084 | 0 | 0 | 0 | 0 | 0 | 0 | 0.30151 | 1.3814 | 1.3006 | 9.9321 | 9.1208 | 4.4809 | 0.77558 | 0 | 0 | 0.32954
LO5Med | NR | CAC | Residential | HVAC | 0.0072309 | 0.0020838 | 44.7176 | 155.5579 | Single Family | SF CAC - SEER 16 - CZ1 | 0.014838 | 0.032982 | 0.0551 | 0.08068 | 0.10975 | 0.14362 | 0.18064 | 0.2183 | 0.2536 | 0.28372 | 0.30677 | 0.3223 | 0.33126 | 0.33502 | 0.33426 | 0.3335 | 0.33275 | 0.33199 | 0.40133 | 0.3952 | 6.0835 | 0 | 0 | 0 | 0.083953 | 0.56155 | 0.79483 | 5.535 | 5.2022 | 1.9394 | 0.32265 | 0 | 0 | 0 | 0 | 0 | 0 | 0.33448 | 1.5325 | 1.4428 | 11.0185 | 10.1183 | 4.971 | 0.86041 | 0 | 0 | 0.37996
LO5Med | NR | CAC | Residential | HVAC | 0.012051 | 0.0034729 | 74.5293 | 1060.0243 | Single Family | SF CAC - SEER 18 - CZ1 | 0.02473 | 0.05497 | 0.091834 | 0.13447 | 0.18292 | 0.23937 | 0.30107 | 0.36383 | 0.42266 | 0.47286 | 0.51129 | 0.53717 | 0.5521 | 0.55837 | 0.5571 | 0.55584 | 0.55458 | 0.55332 | 0.66888 | 0.65867 | 10.1392 | 0 | 0 | 0 | 0.13992 | 0.93592 | 1.3247 | 9.2249 | 8.6704 | 3.2323 | 0.53776 | 0 | 0 | 0 | 0 | 0 | 0 | 0.55747 | 2.5542 | 2.4047 | 18.3641 | 16.8639 | 8.285 | 1.434 | 0 | 0 | 0.064075
LO5Med | NR | CAC | Residential | HVAC | 0.0053709 | 0.0015478 | 33.215 | 228.8042 | Manufactured | MH CAC - SEER 15 - CZ1 | 0.00045253 | 0.00099738 | 0.0016522 | 0.0023988 | 0.0032356 | 0.0041985 | 0.0052362 | 0.0062743 | 0.0072273 | 0.0080175 | 0.0085959 | 0.0089549 | 0.0091262 | 0.009152 | 0.0090542 | 0.0089574 | 0.0088617 | 0.008767 | 0.0099438 | 0.0098057 | 0.15695 | 0 | 0 | 0 | 0.062358 | 0.4171 | 0.59038 | 4.1112 | 3.8641 | 1.4405 | 0.23966 | 0 | 0 | 0 | 0 | 0 | 0 | 0.24844 | 1.1383 | 1.0717 | 8.1842 | 7.5156 | 3.6923 | 0.63909 | 0 | 0 | 0.27155
LO5Med | NR | CAC | Residential | HVAC | 0.0059584 | 0.001717 | 36.8479 | 194.741 | Manufactured | MH CAC - SEER 16 - CZ1 | 0.00050202 | 0.0011065 | 0.0018329 | 0.0026612 | 0.0035895 | 0.0046577 | 0.0058089 | 0.0069606 | 0.0080178 | 0.0088944 | 0.0095361 | 0.0099344 | 0.010124 | 0.010153 | 0.010044 | 0.0099371 | 0.0098309 | 0.0097259 | 0.011031 | 0.010878 | 0.17411 | 0 | 0 | 0 | 0.069179 | 0.46272 | 0.65495 | 4.5609 | 4.2867 | 1.5981 | 0.26587 | 0 | 0 | 0 | 0 | 0 | 0 | 0.27562 | 1.2628 | 1.1889 | 9.0794 | 8.3376 | 4.0962 | 0.70899 | 0 | 0 | 0.31309
LO5Med | NR | CAC | Residential | HVAC | 0.0099306 | 0.0028617 | 61.4132 | 1292.3766 | Manufactured | MH CAC - SEER 18 - CZ1 | 0.0008367 | 0.0018441 | 0.0030549 | 0.0044353 | 0.0059824 | 0.0077628 | 0.0096815 | 0.011601 | 0.013363 | 0.014824 | 0.015894 | 0.016557 | 0.016874 | 0.016922 | 0.016741 | 0.016562 | 0.016385 | 0.01621 | 0.018386 | 0.01813 | 0.29019 | 0 | 0 | 0 | 0.1153 | 0.77121 | 1.0916 | 7.6015 | 7.1445 | 2.6634 | 0.44312 | 0 | 0 | 0 | 0 | 0 | 0 | 0.45936 | 2.1047 | 1.9815 | 15.1323 | 13.8961 | 6.827 | 1.1816 | 0 | 0 | 0.052798
LO5Med | NR | CAC | Residential | HVAC | 0.012673 | 0.003652 | 78.3723 | 80.8899 | Single Family | SF CAC - SEER 15 - CZ2 | 0.01382 | 0.030719 | 0.051319 | 0.075143 | 0.10222 | 0.13377 | 0.16825 | 0.20332 | 0.23619 | 0.26425 | 0.28572 | 0.30019 | 0.30853 | 0.31203 | 0.31132 | 0.31062 | 0.30991 | 0.30921 | 0.37379 | 0.36808 | 5.6661 | 0 | 0 | 0 | 0.14714 | 0.98418 | 1.393 | 9.7006 | 9.1175 | 3.3989 | 0.56548 | 0 | 0 | 0 | 0 | 0 | 0 | 0.58622 | 2.6859 | 2.5287 | 19.311 | 17.7334 | 8.7122 | 1.508 | 0 | 0 | 0.64072
LO5Med | NR | CAC | Residential | HVAC | 0.014059 | 0.0040515 | 86.9443 | 66.4535 | Single Family | SF CAC - SEER 16 - CZ2 | 0.015331 | 0.034078 | 0.056932 | 0.083362 | 0.1134 | 0.1484 | 0.18665 | 0.22556 | 0.26203 | 0.29315 | 0.31697 | 0.33302 | 0.34227 | 0.34616 | 0.34538 | 0.34459 | 0.34381 | 0.34303 | 0.41467 | 0.40834 | 6.2858 | 0 | 0 | 0 | 0.16323 | 1.0918 | 1.5454 | 10.7616 | 10.1147 | 3.7707 | 0.62733 | 0 | 0 | 0 | 0 | 0 | 0 | 0.65033 | 2.9797 | 2.8053 | 21.4231 | 19.673 | 9.6651 | 1.6729 | 0 | 0 | 0.73875
LO5Med | NR | CAC | Residential | HVAC | 0.023432 | 0.0067524 | 144.9071 | 531.643 | Single Family | SF CAC - SEER 18 - CZ2 | 0.025552 | 0.056797 | 0.094887 | 0.13894 | 0.189 | 0.24733 | 0.31108 | 0.37593 | 0.43671 | 0.48858 | 0.52829 | 0.55503 | 0.57046 | 0.57694 | 0.57563 | 0.57432 | 0.57301 | 0.57171 | 0.69111 | 0.68057 | 10.4763 | 0 | 0 | 0 | 0.27205 | 1.8197 | 2.5757 | 17.936 | 16.8578 | 6.2845 | 1.0456 | 0 | 0 | 0 | 0 | 0 | 0 | 1.0839 | 4.9661 | 4.6755 | 35.7052 | 32.7884 | 16.1085 | 2.7881 | 0 | 0 | 0.12458
LO5Med | NR | CAC | Residential | HVAC | 0.010212 | 0.002943 | 63.1561 | 107.1023 | Manufactured | MH CAC - SEER 15 - CZ2 | 0.00052193 | 0.0011504 | 0.0019056 | 0.0027667 | 0.0037318 | 0.0048424 | 0.0060393 | 0.0072367 | 0.0083358 | 0.0092472 | 0.0099143 | 0.010328 | 0.010526 | 0.010556 | 0.010443 | 0.010331 | 0.010221 | 0.010112 | 0.011469 | 0.01131 | 0.18102 | 0 | 0 | 0 | 0.11857 | 0.7931 | 1.1226 | 7.8172 | 7.3473 | 2.739 | 0.45569 | 0 | 0 | 0 | 0 | 0 | 0 | 0.4724 | 2.1644 | 2.0378 | 15.5617 | 14.2905 | 7.0207 | 1.2152 | 0 | 0 | 0.51633
LO5Med | NR | CAC | Residential | HVAC | 0.011329 | 0.0032649 | 70.0638 | 89.1878 | Manufactured | MH CAC - SEER 16 - CZ2 | 0.00057902 | 0.0012762 | 0.002114 | 0.0030693 | 0.00414 | 0.0053721 | 0.0066998 | 0.0080282 | 0.0092475 | 0.010259 | 0.010999 | 0.011458 | 0.011677 | 0.01171 | 0.011585 | 0.011461 | 0.011339 | 0.011218 | 0.012723 | 0.012547 | 0.20082 | 0 | 0 | 0 | 0.13154 | 0.87984 | 1.2454 | 8.6722 | 8.1509 | 3.0386 | 0.50554 | 0 | 0 | 0 | 0 | 0 | 0 | 0.52407 | 2.4012 | 2.2606 | 17.2638 | 15.8535 | 7.7886 | 1.3481 | 0 | 0 | 0.59532
LO5Med | NR | CAC | Residential | HVAC | 0.018882 | 0.0054414 | 116.773 | 666.4551 | Manufactured | MH CAC - SEER 18 - CZ2 | 0.00096503 | 0.002127 | 0.0035234 | 0.0051155 | 0.0069 | 0.0089535 | 0.011166 | 0.01338 | 0.015413 | 0.017098 | 0.018331 | 0.019097 | 0.019462 | 0.019517 | 0.019308 | 0.019102 | 0.018898 | 0.018696 | 0.021206 | 0.020911 | 0.33469 | 0 | 0 | 0 | 0.21923 | 1.4664 | 2.0756 | 14.4537 | 13.5848 | 5.0643 | 0.84256 | 0 | 0 | 0 | 0 | 0 | 0 | 0.87345 | 4.0019 | 3.7677 | 28.773 | 26.4225 | 12.981 | 2.2468 | 0 | 0 | 0.10039
LO5Med | NR | CAC | Residential | HVAC | 0.018039 | 0.0051983 | 111.5559 | 48.5269 | Single Family | SF CAC - SEER 15 - CZ3 | 0.0082494 | 0.018337 | 0.030633 | 0.044854 | 0.061016 | 0.079848 | 0.10043 | 0.12137 | 0.14099 | 0.15773 | 0.17055 | 0.17919 | 0.18417 | 0.18626 | 0.18584 | 0.18541 | 0.18499 | 0.18457 | 0.22312 | 0.21971 | 3.3822 | 0 | 0 | 0 | 0.20944 | 1.4009 | 1.9829 | 13.8079 | 12.9779 | 4.8381 | 0.80492 | 0 | 0 | 0 | 0 | 0 | 0 | 0.83443 | 3.8231 | 3.5994 | 27.4875 | 25.242 | 12.4011 | 2.1464 | 0 | 0 | 0.91201
LO5Med | NR | CAC | Residential | HVAC | 0.020012 | 0.0057669 | 123.7574 | 38.3848 | Single Family | SF CAC - SEER 16 - CZ3 | 0.0091516 | 0.020342 | 0.033984 | 0.04976 | 0.067689 | 0.088581 | 0.11141 | 0.13464 | 0.15641 | 0.17499 | 0.18921 | 0.19879 | 0.20431 | 0.20663 | 0.20616 | 0.20569 | 0.20523 | 0.20476 | 0.24752 | 0.24375 | 3.7521 | 0 | 0 | 0 | 0.23234 | 1.5541 | 2.1997 | 15.3182 | 14.3974 | 5.3672 | 0.89295 | 0 | 0 | 0 | 0 | 0 | 0 | 0.92569 | 4.2413 | 3.9931 | 30.4939 | 28.0028 | 13.7574 | 2.3812 | 0 | 0 | 1.0515
LO5Med | NR | CAC | Residential | HVAC | 0.033353 | 0.0096115 | 206.2623 | 365.1982 | Single Family | SF CAC - SEER 18 - CZ3 | 0.015253 | 0.033903 | 0.05664 | 0.082934 | 0.11282 | 0.14764 | 0.18569 | 0.2244 | 0.26068 | 0.29164 | 0.31534 | 0.33131 | 0.34052 | 0.34438 | 0.3436 | 0.34282 | 0.34204 | 0.34127 | 0.41254 | 0.40624 | 6.2535 | 0 | 0 | 0 | 0.38724 | 2.5902 | 3.6662 | 25.5303 | 23.9956 | 8.9454 | 1.4883 | 0 | 0 | 0 | 0 | 0 | 0 | 1.5428 | 7.0688 | 6.6552 | 50.8232 | 46.6714 | 22.9291 | 3.9687 | 0 | 0 | 0.17733
LO5Med | NR | CAC | Residential | HVAC | 0.014693 | 0.0042341 | 90.8636 | 65.9332 | Manufactured | MH CAC - SEER 15 - CZ3 | 0.00034231 | 0.00075445 | 0.0012498 | 0.0018145 | 0.0024475 | 0.0031759 | 0.0039608 | 0.0047461 | 0.005467 | 0.0060647 | 0.0065022 | 0.0067738 | 0.0069033 | 0.0069228 | 0.0068488 | 0.0067757 | 0.0067032 | 0.0066316 | 0.0075218 | 0.0074173 | 0.11872 | 0 | 0 | 0 | 0.17059 | 1.141 | 1.6151 | 11.2467 | 10.5707 | 3.9407 | 0.65561 | 0 | 0 | 0 | 0 | 0 | 0 | 0.67965 | 3.114 | 2.9318 | 22.3889 | 20.5599 | 10.1008 | 1.7483 | 0 | 0 | 0.74284
LO5Med | NR | CAC | Residential | HVAC | 0.0163 | 0.0046972 | 100.8018 | 53.4815 | Manufactured | MH CAC - SEER 16 - CZ3 | 0.00037974 | 0.00083697 | 0.0013865 | 0.002013 | 0.0027152 | 0.0035232 | 0.004394 | 0.0052652 | 0.0060649 | 0.006728 | 0.0072134 | 0.0075147 | 0.0076584 | 0.00768 | 0.0075979 | 0.0075167 | 0.0074364 | 0.0073569 | 0.0083445 | 0.0082286 | 0.1317 | 0 | 0 | 0 | 0.18925 | 1.2658 | 1.7917 | 12.4768 | 11.7268 | 4.3717 | 0.72732 | 0 | 0 | 0 | 0 | 0 | 0 | 0.75399 | 3.4546 | 3.2524 | 24.8377 | 22.8086 | 11.2056 | 1.9395 | 0 | 0 | 0.85649
LO5Med | NR | CAC | Residential | HVAC | 0.027166 | 0.0078287 | 168.003 | 454.7199 | Manufactured | MH CAC - SEER 18 - CZ3 | 0.00063291 | 0.0013949 | 0.0023108 | 0.003355 | 0.0045253 | 0.005872 | 0.0073234 | 0.0087753 | 0.010108 | 0.011213 | 0.012022 | 0.012524 | 0.012764 | 0.0128 | 0.012663 | 0.012528 | 0.012394 | 0.012262 | 0.013907 | 0.013714 | 0.21951 | 0 | 0 | 0 | 0.31541 | 2.1097 | 2.9862 | 20.7947 | 19.5447 | 7.2861 | 1.2122 | 0 | 0 | 0 | 0 | 0 | 0 | 1.2566 | 5.7576 | 5.4207 | 41.3961 | 38.0144 | 18.676 | 3.2325 | 0 | 0 | 0.14444
LO1Slow | New | Cellular Shades | Residential | HVAC | 0.030233 | 0.0186 | 183.3021 | 1522.9743 | Single Family | SF_CellularShade_ASHP_HZ1 | 0.00061819 | 0.00092639 | 0.001983 | 0.0036876 | 0.0061379 | 0.0094081 | 0.013883 | 0.019677 | 0.026988 | 0.035627 | 0.043981 | 0.053496 | 0.0633 | 0.072376 | 0.078584 | 0.084012 | 0.08735 | 0.088692 | 0.089196 | 0.088974 | 0.8689 | 4.085 | 2.8977 | 2.4006 | 2.0393 | 1.3416 | 1.2085 | 7.3884 | 6.9372 | 2.9332 | 1.7238 | 2.4922 | 4.78 | 0 | 18.5352 | 13.7597 | 11.8206 | 10.1762 | 6.1385 | 3.0221 | 14.8865 | 13.6318 | 8.7947 | 8.3353 | 12.205 | 21.7691 | 0.039509
LO1Slow | New | Cellular Shades | Residential | HVAC | 0.019056 | 0.01229 | 115.3255 | 1225.6937 | Multifamily - Low Rise | MF_CellularShade_ASHP_HZ1 | 2.0091e-05 | 3.0569e-05 | 6.6411e-05 | 0.00012531 | 0.00021156 | 0.00032934 | 0.00049321 | 0.00070877 | 0.00098556 | 0.00132 | 0.001655 | 0.0020434 | 0.0024531 | 0.0028479 | 0.00314 | 0.0034097 | 0.0035984 | 0.0037128 | 0.0037933 | 0.0038466 | 0.034791 | 2.8091 | 1.9927 | 1.6508 | 1.3822 | 0.78786 | 0.64042 | 3.7533 | 3.5228 | 1.5519 | 1.108 | 1.7138 | 3.287 | 0 | 12.7459 | 9.462 | 8.1286 | 6.9175 | 3.8537 | 1.7322 | 7.5944 | 6.9475 | 4.8556 | 5.5255 | 8.3929 | 14.9698 | 0.048317
LO1Slow | New | Cellular Shades | Residential | HVAC | 0.019056 | 0.01229 | 115.3255 | 1225.6937 | Multifamily - High Rise | MF_CellularShade_ASHP_HZ1 | 0 | 0 | 0 | 0 | 0 | 0 | 0 | 0 | 0 | 0 | 0 | 0 | 0 | 0 | 0 | 0 | 0 | 0 | 0 | 0 | 0 | 2.8091 | 1.9927 | 1.6508 | 1.3822 | 0.78786 | 0.64042 | 3.7533 | 3.5228 | 1.5519 | 1.108 | 1.7138 | 3.287 | 0 | 12.7459 | 9.462 | 8.1286 | 6.9175 | 3.8537 | 1.7322 | 7.5944 | 6.9475 | 4.8556 | 5.5255 | 8.3929 | 14.9698 | 0.048317
LO1Slow | New | Cellular Shades | Residential | HVAC | 0.021612 | 0.013844 | 130.8288 | 1845.6589 | Manufactured | MH_CellularShade_ASHP_HZ1 | 5.6833e-05 | 8.8943e-05 | 0.00019861 | 0.00038482 | 0.0006667 | 0.0010631 | 0.0016303 | 0.0023992 | 0.0034129 | 0.0046705 | 0.0059737 | 0.0075217 | 0.0092061 | 0.010881 | 0.012207 | 0.013479 | 0.014469 | 0.015161 | 0.015727 | 0.016181 | 0.13538 | 3.1467 | 2.2321 | 1.8492 | 1.5514 | 0.90319 | 0.74661 | 4.4079 | 4.1375 | 1.8097 | 1.253 | 1.9198 | 3.682 | 0 | 14.2777 | 10.5991 | 9.1054 | 7.7612 | 4.3731 | 1.9934 | 8.9121 | 8.1544 | 5.6219 | 6.2212 | 9.4015 | 16.7687 | 0.032381
LO1Slow | New | Cellular Shades | Residential | HVAC | 0.040811 | 0.026066 | 247.0839 | 1122.7393 | Single Family | SF_CellularShade_ASHP_HZ23 | 0.00017397 | 0.00026071 | 0.00055806 | 0.0010378 | 0.0017274 | 0.0026477 | 0.0039069 | 0.0055376 | 0.007595 | 0.010026 | 0.012377 | 0.015055 | 0.017814 | 0.020368 | 0.022116 | 0.023643 | 0.024583 | 0.02496 | 0.025102 | 0.02504 | 0.24453 | 5.9102 | 4.1925 | 3.4732 | 2.9165 | 1.7134 | 1.4264 | 8.447 | 7.929 | 3.458 | 2.3633 | 3.6058 | 6.9157 | 0 | 26.8169 | 19.9077 | 17.1021 | 14.5874 | 8.2602 | 3.7878 | 17.0734 | 15.6228 | 10.7101 | 11.7109 | 17.6582 | 31.4956 | 0.052771
LO1Slow | New | Cellular Shades | Residential | HVAC | 0.025044 | 0.016301 | 151.5103 | 926.3909 | Multifamily - Low Rise | MF_CellularShade_ASHP_HZ23 | 7.3754e-07 | 1.1222e-06 | 2.438e-06 | 4.6e-06 | 7.7664e-06 | 1.209e-05 | 1.8106e-05 | 2.6019e-05 | 3.618e-05 | 4.8457e-05 | 6.0754e-05 | 7.5012e-05 | 9.0054e-05 | 0.00010455 | 0.00011527 | 0.00012517 | 0.0001321 | 0.0001363 | 0.00013925 | 0.00014121 | 0.0012772 | 3.753 | 2.6622 | 2.2055 | 1.8419 | 1.0204 | 0.80999 | 4.6968 | 4.4079 | 1.9621 | 1.4618 | 2.2897 | 4.3915 | 0 | 17.0289 | 12.6415 | 10.86 | 9.2228 | 5.0606 | 2.2314 | 9.5137 | 8.7011 | 6.2018 | 7.3328 | 11.2131 | 19.9999 | 0.063329
LO1Slow | New | Cellular Shades | Residential | HVAC | 0.025044 | 0.016301 | 151.5103 | 926.3909 | Multifamily - High Rise | MF_CellularShade_ASHP_HZ23 | 0 | 0 | 0 | 0 | 0 | 0 | 0 | 0 | 0 | 0 | 0 | 0 | 0 | 0 | 0 | 0 | 0 | 0 | 0 | 0 | 0 | 3.753 | 2.6622 | 2.2055 | 1.8419 | 1.0204 | 0.80999 | 4.6968 | 4.4079 | 1.9621 | 1.4618 | 2.2897 | 4.3915 | 0 | 17.0289 | 12.6415 | 10.86 | 9.2228 | 5.0606 | 2.2314 | 9.5137 | 8.7011 | 6.2018 | 7.3328 | 11.2131 | 19.9999 | 0.063329
LO1Slow | New | Cellular Shades | Residential | HVAC | 0.028386 | 0.018355 | 171.7742 | 1399.1522 | Manufactured | MH_CellularShade_ASHP_HZ23 | 2.3437e-05 | 3.6678e-05 | 8.1902e-05 | 0.00015869 | 0.00027494 | 0.00043839 | 0.0006723 | 0.0009894 | 0.0014074 | 0.001926 | 0.0024635 | 0.0031018 | 0.0037964 | 0.0044873 | 0.0050341 | 0.0055584 | 0.0059667 | 0.0062523 | 0.0064855 | 0.0066726 | 0.055828 | 4.204 | 2.9822 | 2.4706 | 2.0671 | 1.1688 | 0.94388 | 5.5157 | 5.1769 | 2.2871 | 1.6523 | 2.5648 | 4.9193 | 0 | 19.0753 | 14.1607 | 12.1651 | 10.3465 | 5.7392 | 2.5659 | 11.1636 | 10.212 | 7.1757 | 8.2536 | 12.5606 | 22.4034 | 0.042414
LO1Slow | New | Cellular Shades | Residential | HVAC | 0.011312 | 0.0078429 | 68.2556 | 4136.5157 | Single Family | SF_CellularShade_DHP_HZ1 | 0.00030831 | 0.00046203 | 0.00098899 | 0.0018391 | 0.0030612 | 0.0046922 | 0.0069238 | 0.0098137 | 0.01346 | 0.017769 | 0.021935 | 0.026681 | 0.03157 | 0.036097 | 0.039193 | 0.0419 | 0.043565 | 0.044234 | 0.044486 | 0.044375 | 0.43335 | 1.8935 | 1.3432 | 1.1128 | 0.91393 | 0.412 | 0.26314 | 1.3563 | 1.2715 | 0.63486 | 0.67846 | 1.1552 | 2.2157 | 0 | 8.5918 | 6.3782 | 5.4793 | 4.5921 | 2.2727 | 0.86164 | 2.7826 | 2.5374 | 2.2189 | 3.5422 | 5.6575 | 10.0908 | 0.014264
LO1Slow | New | Cellular Shades | Residential | HVAC | 0.0071118 | 0.0044738 | 43.0821 | 3327.206 | Multifamily - Low Rise | MF_CellularShade_DHP_HZ1 | 0.00013771 | 0.00020954 | 0.00045522 | 0.00085891 | 0.0014501 | 0.0022574 | 0.0033807 | 0.0048583 | 0.0067555 | 0.009048 | 0.011344 | 0.014006 | 0.016815 | 0.019521 | 0.021523 | 0.023372 | 0.024665 | 0.025449 | 0.026001 | 0.026367 | 0.23848 | 1.0016 | 0.71053 | 0.58864 | 0.49655 | 0.30555 | 0.2632 | 1.5809 | 1.4842 | 0.63839 | 0.40923 | 0.6111 | 1.1721 | 0 | 4.5449 | 3.3739 | 2.8984 | 2.4813 | 1.4413 | 0.68088 | 3.1909 | 2.9208 | 1.9493 | 2.008 | 2.9927 | 5.3378 | 0.018163
LO1Slow | New | Cellular Shades | Residential | HVAC | 0.0071118 | 0.0044738 | 43.0821 | 3327.206 | Multifamily - High Rise | MF_CellularShade_DHP_HZ1 | 0 | 0 | 0 | 0 | 0 | 0 | 0 | 0 | 0 | 0 | 0 | 0 | 0 | 0 | 0 | 0 | 0 | 0 | 0 | 0 | 0 | 1.0016 | 0.71053 | 0.58864 | 0.49655 | 0.30555 | 0.2632 | 1.5809 | 1.4842 | 0.63839 | 0.40923 | 0.6111 | 1.1721 | 0 | 4.5449 | 3.3739 | 2.8984 | 2.4813 | 1.4413 | 0.68088 | 3.1909 | 2.9208 | 1.9493 | 2.008 | 2.9927 | 5.3378 | 0.018163
LO1Slow | New | Cellular Shades | Residential | HVAC | 0.027211 | 0.01863 | 164.2785 | 1464.2804 | Manufactured | MH_CellularShade_DHP_HZ1 | 5.3655e-06 | 8.3969e-06 | 1.875e-05 | 3.633e-05 | 6.2942e-05 | 0.00010036 | 0.00015391 | 0.00022651 | 0.0003222 | 0.00044093 | 0.00056396 | 0.00071011 | 0.00086912 | 0.0010273 | 0.0011525 | 0.0012725 | 0.001366 | 0.0014313 | 0.0014847 | 0.0015276 | 0.012781 | 4.4573 | 3.1619 | 2.6194 | 2.1581 | 1.0151 | 0.68355 | 3.6392 | 3.4127 | 1.6509 | 1.6231 | 2.7194 | 5.2157 | 0 | 20.2247 | 15.0139 | 12.8981 | 10.8365 | 5.4734 | 2.1447 | 7.4391 | 6.7893 | 5.6243 | 8.4075 | 13.3174 | 23.7533 | 0.039954
LO1Slow | New | Cellular Shades | Residential | HVAC | 0.023364 | 0.015229 | 141.3407 | 1983.331 | Single Family | SF_CellularShade_DHP_HZ23 | 0.00063921 | 0.00095789 | 0.0020504 | 0.003813 | 0.0063466 | 0.009728 | 0.014355 | 0.020346 | 0.027905 | 0.036839 | 0.045477 | 0.055315 | 0.065452 | 0.074837 | 0.081256 | 0.086869 | 0.09032 | 0.091708 | 0.092229 | 0.092 | 0.89844 | 3.5102 | 2.49 | 2.0628 | 1.722 | 0.94974 | 0.75106 | 4.3475 | 4.0801 | 1.8192 | 1.3646 | 2.1415 | 4.1074 | 0 | 15.9271 | 11.8236 | 10.1573 | 8.6233 | 4.7206 | 2.0752 | 8.8078 | 8.0551 | 5.7598 | 6.8513 | 10.4876 | 18.7059 | 0.030031
LO1Slow | New | Cellular Shades | Residential | HVAC | 0.019367 | 0.01227 | 117.2914 | 1204.6782 | Multifamily - Low Rise | MF_CellularShade_DHP_HZ23 | 0.0004241 | 0.00064528 | 0.0014019 | 0.0026451 | 0.0044658 | 0.0069519 | 0.010411 | 0.014961 | 0.020804 | 0.027864 | 0.034935 | 0.043133 | 0.051782 | 0.060117 | 0.066282 | 0.071974 | 0.075958 | 0.078373 | 0.080072 | 0.081197 | 0.7344 | 2.7634 | 1.9602 | 1.6239 | 1.3669 | 0.8233 | 0.69831 | 4.1679 | 3.9126 | 1.6933 | 1.1177 | 1.6859 | 3.2335 | 0 | 12.5385 | 9.308 | 7.9963 | 6.8337 | 3.9226 | 1.828 | 8.4177 | 7.7039 | 5.2038 | 5.5095 | 8.2563 | 14.7261 | 0.049362
LO1Slow | New | Cellular Shades | Residential | HVAC | 0.019367 | 0.01227 | 117.2914 | 1204.6782 | Multifamily - High Rise | MF_CellularShade_DHP_HZ23 | 0 | 0 | 0 | 0 | 0 | 0 | 0 | 0 | 0 | 0 | 0 | 0 | 0 | 0 | 0 | 0 | 0 | 0 | 0 | 0 | 0 | 2.7634 | 1.9602 | 1.6239 | 1.3669 | 0.8233 | 0.69831 | 4.1679 | 3.9126 | 1.6933 | 1.1177 | 1.6859 | 3.2335 | 0 | 12.5385 | 9.308 | 7.9963 | 6.8337 | 3.9226 | 1.828 | 8.4177 | 7.7039 | 5.2038 | 5.5095 | 8.2563 | 14.7261 | 0.049362
LO1Slow | New | Cellular Shades | Residential | HVAC | 0.029179 | 0.019824 | 176.2147 | 1363.2272 | Manufactured | MH_CellularShade_DHP_HZ23 | 2.2281e-07 | 3.487e-07 | 7.7864e-07 | 1.5087e-06 | 2.6138e-06 | 4.1677e-06 | 6.3915e-06 | 9.4061e-06 | 1.338e-05 | 1.8311e-05 | 2.342e-05 | 2.9489e-05 | 3.6092e-05 | 4.266e-05 | 4.7859e-05 | 5.2843e-05 | 5.6725e-05 | 5.944e-05 | 6.1658e-05 | 6.3436e-05 | 0.00053075 | 4.7166 | 3.3458 | 2.7718 | 2.2881 | 1.1041 | 0.76563 | 4.1456 | 3.8882 | 1.8502 | 1.7347 | 2.8775 | 5.519 | 0 | 21.401 | 15.8872 | 13.6482 | 11.4845 | 5.8734 | 2.3462 | 8.4585 | 7.723 | 6.2161 | 8.9423 | 14.092 | 25.1349 | 0.042947
Retro1Slow | Retro | Cellular Shades | Residential | HVAC | 0.030233 | 0.0186 | 183.3021 | 1522.9743 | Single Family | SF_CellularShade_ASHP_HZ1 | 0.0245 | 0.049493 | 0.08877 | 0.1458 | 0.22337 | 0.32271 | 0.44246 | 0.57776 | 0.71932 | 0.85328 | 0.96227 | 1.0279 | 1.0356 | 0.97861 | 0.86184 | 0.71339 | 0.54573 | 0.37779 | 0.24128 | 0.15727 | 10.4848 | 4.085 | 2.8977 | 2.4006 | 2.0393 | 1.3416 | 1.2085 | 7.3884 | 6.9372 | 2.9332 | 1.7238 | 2.4922 | 4.78 | 0 | 18.5352 | 13.7597 | 11.8206 | 10.1762 | 6.1385 | 3.0221 | 14.8865 | 13.6318 | 8.7947 | 8.3353 | 12.205 | 21.7691 | 0.039509
Retro1Slow | Retro | Cellular Shades | Residential | HVAC | 0.019056 | 0.01229 | 115.3255 | 1225.6937 | Multifamily - Low Rise | MF_CellularShade_ASHP_HZ1 | 0.00093149 | 0.0019014 | 0.003445 | 0.0057144 | 0.0088398 | 0.01289 | 0.017828 | 0.023472 | 0.029451 | 0.03519 | 0.039952 | 0.04293 | 0.043475 | 0.041266 | 0.036481 | 0.030292 | 0.023235 | 0.016121 | 0.010316 | 0.0067367 | 0.44911 | 2.8091 | 1.9927 | 1.6508 | 1.3822 | 0.78786 | 0.64042 | 3.7533 | 3.5228 | 1.5519 | 1.108 | 1.7138 | 3.287 | 0 | 12.7459 | 9.462 | 8.1286 | 6.9175 | 3.8537 | 1.7322 | 7.5944 | 6.9475 | 4.8556 | 5.5255 | 8.3929 | 14.9698 | 0.048317
Retro1Slow | Retro | Cellular Shades | Residential | HVAC | 0.019056 | 0.01229 | 115.3255 | 1225.6937 | Multifamily - High Rise | MF_CellularShade_ASHP_HZ1 | 0 | 0 | 0 | 0 | 0 | 0 | 0 | 0 | 0 | 0 | 0 | 0 | 0 | 0 | 0 | 0 | 0 | 0 | 0 | 0 | 0 | 2.8091 | 1.9927 | 1.6508 | 1.3822 | 0.78786 | 0.64042 | 3.7533 | 3.5228 | 1.5519 | 1.108 | 1.7138 | 3.287 | 0 | 12.7459 | 9.462 | 8.1286 | 6.9175 | 3.8537 | 1.7322 | 7.5944 | 6.9475 | 4.8556 | 5.5255 | 8.3929 | 14.9698 | 0.048317
Retro1Slow | Retro | Cellular Shades | Residential | HVAC | 0.021612 | 0.013844 | 130.8288 | 1845.6589 | Manufactured | MH_CellularShade_ASHP_HZ1 | 0.0080627 | 0.016068 | 0.02845 | 0.046157 | 0.069896 | 0.099876 | 0.13553 | 0.17525 | 0.21618 | 0.25421 | 0.2843 | 0.3013 | 0.30123 | 0.28255 | 0.24703 | 0.20301 | 0.1542 | 0.10599 | 0.067216 | 0.043507 | 2.9005 | 3.1467 | 2.2321 | 1.8492 | 1.5514 | 0.90319 | 0.74661 | 4.4079 | 4.1375 | 1.8097 | 1.253 | 1.9198 | 3.682 | 0 | 14.2777 | 10.5991 | 9.1054 | 7.7612 | 4.3731 | 1.9934 | 8.9121 | 8.1544 | 5.6219 | 6.2212 | 9.4015 | 16.7687 | 0.032381
Retro1Slow | Retro | Cellular Shades | Residential | HVAC | 0.040811 | 0.026066 | 247.0839 | 1122.7393 | Single Family | SF_CellularShade_ASHP_HZ23 | 0.0068949 | 0.013929 | 0.024982 | 0.041032 | 0.062863 | 0.090819 | 0.12452 | 0.1626 | 0.20243 | 0.24013 | 0.27081 | 0.28929 | 0.29144 | 0.27541 | 0.24254 | 0.20077 | 0.15358 | 0.10632 | 0.067902 | 0.04426 | 2.9507 | 5.9102 | 4.1925 | 3.4732 | 2.9165 | 1.7134 | 1.4264 | 8.447 | 7.929 | 3.458 | 2.3633 | 3.6058 | 6.9157 | 0 | 26.8169 | 19.9077 | 17.1021 | 14.5874 | 8.2602 | 3.7878 | 17.0734 | 15.6228 | 10.7101 | 11.7109 | 17.6582 | 31.4956 | 0.052771
Retro1Slow | Retro | Cellular Shades | Residential | HVAC | 0.025044 | 0.016301 | 151.5103 | 926.3909 | Multifamily - Low Rise | MF_CellularShade_ASHP_HZ23 | 3.4195e-05 | 6.98e-05 | 0.00012647 | 0.00020978 | 0.00032451 | 0.00047318 | 0.00065445 | 0.00086166 | 0.0010811 | 0.0012918 | 0.0014666 | 0.001576 | 0.001596 | 0.0015149 | 0.0013392 | 0.001112 | 0.00085294 | 0.0005918 | 0.0003787 | 0.0002473 | 0.016487 | 3.753 | 2.6622 | 2.2055 | 1.8419 | 1.0204 | 0.80999 | 4.6968 | 4.4079 | 1.9621 | 1.4618 | 2.2897 | 4.3915 | 0 | 17.0289 | 12.6415 | 10.86 | 9.2228 | 5.0606 | 2.2314 | 9.5137 | 8.7011 | 6.2018 | 7.3328 | 11.2131 | 19.9999 | 0.063329
Retro1Slow | Retro | Cellular Shades | Residential | HVAC | 0.025044 | 0.016301 | 151.5103 | 926.3909 | Multifamily - High Rise | MF_CellularShade_ASHP_HZ23 | 0 | 0 | 0 | 0 | 0 | 0 | 0 | 0 | 0 | 0 | 0 | 0 | 0 | 0 | 0 | 0 | 0 | 0 | 0 | 0 | 0 | 3.753 | 2.6622 | 2.2055 | 1.8419 | 1.0204 | 0.80999 | 4.6968 | 4.4079 | 1.9621 | 1.4618 | 2.2897 | 4.3915 | 0 | 17.0289 | 12.6415 | 10.86 | 9.2228 | 5.0606 | 2.2314 | 9.5137 | 8.7011 | 6.2018 | 7.3328 | 11.2131 | 19.9999 | 0.063329
Retro1Slow | Retro | Cellular Shades | Residential | HVAC | 0.028386 | 0.018355 | 171.7742 | 1399.1522 | Manufactured | MH_CellularShade_ASHP_HZ23 | 0.0033249 | 0.0066262 | 0.011732 | 0.019034 | 0.028824 | 0.041187 | 0.055889 | 0.072271 | 0.08915 | 0.10483 | 0.11724 | 0.12425 | 0.12422 | 0.11652 | 0.10187 | 0.08372 | 0.063589 | 0.04371 | 0.027719 | 0.017941 | 1.1961 | 4.204 | 2.9822 | 2.4706 | 2.0671 | 1.1688 | 0.94388 | 5.5157 | 5.1769 | 2.2871 | 1.6523 | 2.5648 | 4.9193 | 0 | 19.0753 | 14.1607 | 12.1651 | 10.3465 | 5.7392 | 2.5659 | 11.1636 | 10.212 | 7.1757 | 8.2536 | 12.5606 | 22.4034 | 0.042414
Retro1Slow | Retro | Cellular Shades | Residential | HVAC | 0.011312 | 0.0078429 | 68.2556 | 4136.5157 | Single Family | SF_CellularShade_DHP_HZ1 | 0.012219 | 0.024684 | 0.044273 | 0.072716 | 0.1114 | 0.16095 | 0.22067 | 0.28815 | 0.35875 | 0.42556 | 0.47992 | 0.51267 | 0.5165 | 0.48807 | 0.42984 | 0.3558 | 0.27218 | 0.18842 | 0.12034 | 0.078438 | 5.2292 | 1.8935 | 1.3432 | 1.1128 | 0.91393 | 0.412 | 0.26314 | 1.3563 | 1.2715 | 0.63486 | 0.67846 | 1.1552 | 2.2157 | 0 | 8.5918 | 6.3782 | 5.4793 | 4.5921 | 2.2727 | 0.86164 | 2.7826 | 2.5374 | 2.2189 | 3.5422 | 5.6575 | 10.0908 | 0.014264
Retro1Slow | Retro | Cellular Shades | Residential | HVAC | 0.0071118 | 0.0044738 | 43.0821 | 3327.206 | Multifamily - Low Rise | MF_CellularShade_DHP_HZ1 | 0.0063849 | 0.013033 | 0.023614 | 0.039169 | 0.060592 | 0.088353 | 0.1222 | 0.16089 | 0.20187 | 0.24121 | 0.27385 | 0.29427 | 0.298 | 0.28286 | 0.25006 | 0.20764 | 0.15926 | 0.1105 | 0.070712 | 0.046176 | 3.0784 | 1.0016 | 0.71053 | 0.58864 | 0.49655 | 0.30555 | 0.2632 | 1.5809 | 1.4842 | 0.63839 | 0.40923 | 0.6111 | 1.1721 | 0 | 4.5449 | 3.3739 | 2.8984 | 2.4813 | 1.4413 | 0.68088 | 3.1909 | 2.9208 | 1.9493 | 2.008 | 2.9927 | 5.3378 | 0.018163
Retro1Slow | Retro | Cellular Shades | Residential | HVAC | 0.0071118 | 0.0044738 | 43.0821 | 3327.206 | Multifamily - High Rise | MF_CellularShade_DHP_HZ1 | 0 | 0 | 0 | 0 | 0 | 0 | 0 | 0 | 0 | 0 | 0 | 0 | 0 | 0 | 0 | 0 | 0 | 0 | 0 | 0 | 0 | 1.0016 | 0.71053 | 0.58864 | 0.49655 | 0.30555 | 0.2632 | 1.5809 | 1.4842 | 0.63839 | 0.40923 | 0.6111 | 1.1721 | 0 | 4.5449 | 3.3739 | 2.8984 | 2.4813 | 1.4413 | 0.68088 | 3.1909 | 2.9208 | 1.9493 | 2.008 | 2.9927 | 5.3378 | 0.018163
Retro1Slow | Retro | Cellular Shades | Residential | HVAC | 0.027211 | 0.01863 | 164.2785 | 1464.2804 | Manufactured | MH_CellularShade_DHP_HZ1 | 0.00076118 | 0.0015169 | 0.0026858 | 0.0043576 | 0.0065987 | 0.009429 | 0.012795 | 0.016545 | 0.020409 | 0.023999 | 0.02684 | 0.028445 | 0.028439 | 0.026675 | 0.023321 | 0.019166 | 0.014558 | 0.010007 | 0.0063457 | 0.0041074 | 0.27382 | 4.4573 | 3.1619 | 2.6194 | 2.1581 | 1.0151 | 0.68355 | 3.6392 | 3.4127 | 1.6509 | 1.6231 | 2.7194 | 5.2157 | 0 | 20.2247 | 15.0139 | 12.8981 | 10.8365 | 5.4734 | 2.1447 | 7.4391 | 6.7893 | 5.6243 | 8.4075 | 13.3174 | 23.7533 | 0.039954
Retro1Slow | Retro | Cellular Shades | Residential | HVAC | 0.023364 | 0.015229 | 141.3407 | 1983.331 | Single Family | SF_CellularShade_DHP_HZ23 | 0.025333 | 0.051176 | 0.091789 | 0.15076 | 0.23097 | 0.33368 | 0.45751 | 0.59741 | 0.74378 | 0.88229 | 0.99499 | 1.0629 | 1.0708 | 1.0119 | 0.89115 | 0.73765 | 0.56429 | 0.39064 | 0.24948 | 0.16262 | 10.8413 | 3.5102 | 2.49 | 2.0628 | 1.722 | 0.94974 | 0.75106 | 4.3475 | 4.0801 | 1.8192 | 1.3646 | 2.1415 | 4.1074 | 0 | 15.9271 | 11.8236 | 10.1573 | 8.6233 | 4.7206 | 2.0752 | 8.8078 | 8.0551 | 5.7598 | 6.8513 | 10.4876 | 18.7059 | 0.030031
Retro1Slow | Retro | Cellular Shades | Residential | HVAC | 0.019367 | 0.01227 | 117.2914 | 1204.6782 | Multifamily - Low Rise | MF_CellularShade_DHP_HZ23 | 0.019663 | 0.040136 | 0.07272 | 0.12062 | 0.1866 | 0.27209 | 0.37632 | 0.49547 | 0.62167 | 0.74282 | 0.84334 | 0.90621 | 0.9177 | 0.87108 | 0.77007 | 0.63943 | 0.49045 | 0.34029 | 0.21776 | 0.1422 | 9.4802 | 2.7634 | 1.9602 | 1.6239 | 1.3669 | 0.8233 | 0.69831 | 4.1679 | 3.9126 | 1.6933 | 1.1177 | 1.6859 | 3.2335 | 0 | 12.5385 | 9.308 | 7.9963 | 6.8337 | 3.9226 | 1.828 | 8.4177 | 7.7039 | 5.2038 | 5.5095 | 8.2563 | 14.7261 | 0.049362
Retro1Slow | Retro | Cellular Shades | Residential | HVAC | 0.019367 | 0.01227 | 117.2914 | 1204.6782 | Multifamily - High Rise | MF_CellularShade_DHP_HZ23 | 0 | 0 | 0 | 0 | 0 | 0 | 0 | 0 | 0 | 0 | 0 | 0 | 0 | 0 | 0 | 0 | 0 | 0 | 0 | 0 | 0 | 2.7634 | 1.9602 | 1.6239 | 1.3669 | 0.8233 | 0.69831 | 4.1679 | 3.9126 | 1.6933 | 1.1177 | 1.6859 | 3.2335 | 0 | 12.5385 | 9.308 | 7.9963 | 6.8337 | 3.9226 | 1.828 | 8.4177 | 7.7039 | 5.2038 | 5.5095 | 8.2563 | 14.7261 | 0.049362
Retro1Slow | Retro | Cellular Shades | Residential | HVAC | 0.029179 | 0.019824 | 176.2147 | 1363.2272 | Manufactured | MH_CellularShade_DHP_HZ23 | 3.161e-05 | 6.2995e-05 | 0.00011154 | 0.00018096 | 0.00027403 | 0.00039156 | 0.00053134 | 0.00068707 | 0.00084754 | 0.00099661 | 0.0011146 | 0.0011812 | 0.001181 | 0.0011077 | 0.00096848 | 0.00079591 | 0.00060454 | 0.00041554 | 0.00026352 | 0.00017057 | 0.011371 | 4.7166 | 3.3458 | 2.7718 | 2.2881 | 1.1041 | 0.76563 | 4.1456 | 3.8882 | 1.8502 | 1.7347 | 2.8775 | 5.519 | 0 | 21.401 | 15.8872 | 13.6482 | 11.4845 | 5.8734 | 2.3462 | 8.4585 | 7.723 | 6.2161 | 8.9423 | 14.092 | 25.1349 | 0.042947
LO12Med | NR | Circulators | Residential | HVAC | 0.027698 | 0.028795 | 193.2516 | 92.2464 | Single Family | Circulators-NR-HH-Single Family-ECM Motor Upgrade | 0.031942 | 0.063739 | 0.095391 | 0.1269 | 0.15826 | 0.18633 | 0.20859 | 0.22623 | 0.24016 | 0.25116 | 0.25979 | 0.26655 | 0.27435 | 0.27808 | 0.28086 | 0.28285 | 0.28189 | 0.28102 | 0.2802 | 0.27942 | 5.7283 | 5.4634 | 4.1853 | 3.224 | 3.0476 | 0.87377 | 0.19666 | 0.10639 | 0.10238 | 0.40816 | 1.4808 | 3.5625 | 6.2717 | 0 | 29.9367 | 23.3565 | 19.4985 | 17.9689 | 6.0976 | 1.6575 | 0.65375 | 0.57665 | 3.2524 | 9.584 | 18.7725 | 32.9741 | 0.46837
LO12Med | NR | Circulators | Residential | HVAC | 0.071776 | 0.074618 | 500.7879 | 72.4866 | Multifamily | Circulators-NR-HH-Multifamily - Low Rise-ECM Motor Upgrade | 0.00046753 | 0.00093294 | 0.0013962 | 0.0018574 | 0.0023165 | 0.0027272 | 0.0030531 | 0.0033112 | 0.0035153 | 0.0036761 | 0.0038026 | 0.0039015 | 0.0040579 | 0.0041147 | 0.0041578 | 0.0041883 | 0.0041743 | 0.0041621 | 0.0041508 | 0.0041405 | 0.21057 | 14.1577 | 10.8457 | 8.3545 | 7.8975 | 2.2643 | 0.50962 | 0.2757 | 0.2653 | 1.0577 | 3.8373 | 9.2318 | 16.2524 | 0 | 77.5772 | 60.5255 | 50.528 | 46.5642 | 15.8012 | 4.2953 | 1.6941 | 1.4943 | 8.4281 | 24.8358 | 48.6466 | 85.4483 | 0.56415
LO12Med | NR | Circulators | Residential | HVAC | 0.071776 | 0.074618 | 500.7879 | 72.4866 | Multifamily | Circulators-NR-HH-Multifamily - High Rise-ECM Motor Upgrade | 0.00013835 | 0.00027607 | 0.00041316 | 0.00054963 | 0.00068548 | 0.00080703 | 0.00090345 | 0.00097983 | 0.0010402 | 0.0010878 | 0.0011252 | 0.0011545 | 0.0012003 | 0.0012171 | 0.00123 | 0.0012392 | 0.0012351 | 0.0012315 | 0.0012283 | 0.0012253 | 0.062306 | 14.1577 | 10.8457 | 8.3545 | 7.8975 | 2.2643 | 0.50962 | 0.2757 | 0.2653 | 1.0577 | 3.8373 | 9.2318 | 16.2524 | 0 | 77.5772 | 60.5255 | 50.528 | 46.5642 | 15.8012 | 4.2953 | 1.6941 | 1.4943 | 8.4281 | 24.8358 | 48.6466 | 85.4483 | 0.56415
LO12Med | NR | Circulators | Residential | HVAC | 0.027698 | 0.028795 | 193.2516 | 92.2464 | Manufactured | Circulators-NR-HH-Manufactured-ECM Motor Upgrade | 0.00028254 | 0.00055904 | 0.0008296 | 0.0010943 | 0.0013533 | 0.0015798 | 0.0017536 | 0.0018858 | 0.0019852 | 0.0020585 | 0.0021113 | 0.002148 | 0.0021858 | 0.0021984 | 0.002203 | 0.002201 | 0.0021759 | 0.0021514 | 0.0021275 | 0.002104 | 0.046812 | 5.4634 | 4.1853 | 3.224 | 3.0476 | 0.87377 | 0.19666 | 0.10639 | 0.10238 | 0.40816 | 1.4808 | 3.5625 | 6.2717 | 0 | 29.9367 | 23.3565 | 19.4985 | 17.9689 | 6.0976 | 1.6575 | 0.65375 | 0.57665 | 3.2524 | 9.584 | 18.7725 | 32.9741 | 0.46837
LO12Med | NEW | Circulators | Residential | HVAC | 0.027698 | 0.028795 | 193.2516 | 92.2464 | Single Family | Circulators-NEW-HH-Single Family-ECM Motor Upgrade | 0.019165 | 0.037345 | 0.054916 | 0.072363 | 0.087984 | 0.099756 | 0.10956 | 0.11751 | 0.12464 | 0.13045 | 0.13112 | 0.13351 | 0.13607 | 0.13782 | 0.13621 | 0.1359 | 0.13365 | 0.13053 | 0.12859 | 0.12621 | 2.1833 | 5.4634 | 4.1853 | 3.224 | 3.0476 | 0.87377 | 0.19666 | 0.10639 | 0.10238 | 0.40816 | 1.4808 | 3.5625 | 6.2717 | 0 | 29.9367 | 23.3565 | 19.4985 | 17.9689 | 6.0976 | 1.6575 | 0.65375 | 0.57665 | 3.2524 | 9.584 | 18.7725 | 32.9741 | 0.46837
LO12Med | NEW | Circulators | Residential | HVAC | 0.071776 | 0.074618 | 500.7879 | 72.4866 | Multifamily | Circulators-NEW-HH-Multifamily - Low Rise-ECM Motor Upgrade | 0.00028052 | 0.00055499 | 0.0008283 | 0.0011074 | 0.0013658 | 0.0015727 | 0.0017529 | 0.0019062 | 0.00205 | 0.0021767 | 0.002222 | 0.0022968 | 0.0023748 | 0.0024424 | 0.0024511 | 0.002484 | 0.0024796 | 0.0024608 | 0.0024629 | 0.0024574 | 0.037728 | 14.1577 | 10.8457 | 8.3545 | 7.8975 | 2.2643 | 0.50962 | 0.2757 | 0.2653 | 1.0577 | 3.8373 | 9.2318 | 16.2524 | 0 | 77.5772 | 60.5255 | 50.528 | 46.5642 | 15.8012 | 4.2953 | 1.6941 | 1.4943 | 8.4281 | 24.8358 | 48.6466 | 85.4483 | 0.56415
LO12Med | NEW | Circulators | Residential | HVAC | 0.071776 | 0.074618 | 500.7879 | 72.4866 | Multifamily | Circulators-NEW-HH-Multifamily - High Rise-ECM Motor Upgrade | 8.3009e-05 | 0.00016326 | 0.00024416 | 0.00032775 | 0.00040651 | 0.00046933 | 0.000525 | 0.00057423 | 0.00061969 | 0.00065915 | 0.00067149 | 0.00069291 | 0.00071669 | 0.00073622 | 0.00073768 | 0.00074668 | 0.00074477 | 0.00073629 | 0.0007328 | 0.0007282 | 0.011316 | 14.1577 | 10.8457 | 8.3545 | 7.8975 | 2.2643 | 0.50962 | 0.2757 | 0.2653 | 1.0577 | 3.8373 | 9.2318 | 16.2524 | 0 | 77.5772 | 60.5255 | 50.528 | 46.5642 | 15.8012 | 4.2953 | 1.6941 | 1.4943 | 8.4281 | 24.8358 | 48.6466 | 85.4483 | 0.56415
LO12Med | NEW | Circulators | Residential | HVAC | 0.027698 | 0.028795 | 193.2516 | 92.2464 | Manufactured | Circulators-NEW-HH-Manufactured-ECM Motor Upgrade | 0.00016952 | 0.00034497 | 0.00052919 | 0.00072656 | 0.0009195 | 0.0010845 | 0.0012378 | 0.0013785 | 0.0015166 | 0.0016454 | 0.0017134 | 0.0018062 | 0.0019039 | 0.0019936 | 0.0020358 | 0.0020978 | 0.00213 | 0.0021468 | 0.0021815 | 0.0022083 | 0.02977 | 5.4634 | 4.1853 | 3.224 | 3.0476 | 0.87377 | 0.19666 | 0.10639 | 0.10238 | 0.40816 | 1.4808 | 3.5625 | 6.2717 | 0 | 29.9367 | 23.3565 | 19.4985 | 17.9689 | 6.0976 | 1.6575 | 0.65375 | 0.57665 | 3.2524 | 9.584 | 18.7725 | 32.9741 | 0.46837
LO3Slow | NR | Circulator Controls | Residential | HVAC | 0.034031 | 0.035378 | 237.4365 | 114.0288 | Single Family | Circulator Controls-NR-HH-Single Family-ECM+Advanced Speed | 0.0018646 | 0.0047847 | 0.010609 | 0.020774 | 0.03654 | 0.058545 | 0.08646 | 0.11891 | 0.15372 | 0.18837 | 0.22054 | 0.24849 | 0.27447 | 0.29209 | 0.30479 | 0.31329 | 0.31853 | 0.32148 | 0.32285 | 0.32354 | 6.622 | 6.7125 | 5.1422 | 3.9611 | 3.7444 | 1.0735 | 0.24163 | 0.13072 | 0.12579 | 0.50149 | 1.8193 | 4.377 | 7.7057 | 0 | 36.7814 | 28.6967 | 23.9566 | 22.0773 | 7.4918 | 2.0365 | 0.80322 | 0.7085 | 3.996 | 11.7753 | 23.0646 | 40.5132 | 0.39453
LO3Slow | NR | Circulator Controls | Residential | HVAC | 0.10437 | 0.1085 | 728.1839 | 62.7482 | Multifamily | Circulator Controls-NR-HH-Multifamily - Low Rise-ECM+Advanced Speed | 7.7499e-05 | 0.00019887 | 0.00044095 | 0.00086343 | 0.0015187 | 0.0024333 | 0.0035936 | 0.0049424 | 0.0063892 | 0.0078294 | 0.0091663 | 0.010328 | 0.011682 | 0.012432 | 0.012973 | 0.013328 | 0.013539 | 0.013655 | 0.013704 | 0.013726 | 0.46287 | 20.5863 | 15.7705 | 12.1481 | 11.4836 | 3.2924 | 0.74103 | 0.40089 | 0.38577 | 1.538 | 5.5797 | 13.4237 | 23.6322 | 0 | 112.8032 | 88.0087 | 73.4716 | 67.7079 | 22.9762 | 6.2457 | 2.4634 | 2.1729 | 12.2552 | 36.1131 | 70.7358 | 124.2483 | 0.62739
LO3Slow | NR | Circulator Controls | Residential | HVAC | 0.10437 | 0.1085 | 728.1839 | 62.7482 | Multifamily | Circulator Controls-NR-HH-Multifamily - High Rise-ECM+Advanced Speed | 2.2933e-05 | 5.8847e-05 | 0.00013048 | 0.0002555 | 0.0004494 | 0.00072005 | 0.0010634 | 0.0014625 | 0.0018906 | 0.0023168 | 0.0027124 | 0.0030562 | 0.0034552 | 0.0036783 | 0.003841 | 0.0039502 | 0.0040175 | 0.0040583 | 0.0040807 | 0.0040956 | 0.13713 | 20.5863 | 15.7705 | 12.1481 | 11.4836 | 3.2924 | 0.74103 | 0.40089 | 0.38577 | 1.538 | 5.5797 | 13.4237 | 23.6322 | 0 | 112.8032 | 88.0087 | 73.4716 | 67.7079 | 22.9762 | 6.2457 | 2.4634 | 2.1729 | 12.2552 | 36.1131 | 70.7358 | 124.2483 | 0.62739
LO3Slow | NR | Circulator Controls | Residential | HVAC | 0.034031 | 0.035378 | 237.4365 | 114.0288 | Manufactured | Circulator Controls-NR-HH-Manufactured-ECM+Advanced Speed | 1.6493e-05 | 4.1965e-05 | 9.2266e-05 | 0.00017914 | 0.00031244 | 0.00049638 | 0.00072687 | 0.00099127 | 0.0012706 | 0.0015439 | 0.0017923 | 0.0020025 | 0.0021852 | 0.0023071 | 0.0023883 | 0.0024356 | 0.0024567 | 0.0024598 | 0.0024504 | 0.0024358 | 0.054097 | 6.7125 | 5.1422 | 3.9611 | 3.7444 | 1.0735 | 0.24163 | 0.13072 | 0.12579 | 0.50149 | 1.8193 | 4.377 | 7.7057 | 0 | 36.7814 | 28.6967 | 23.9566 | 22.0773 | 7.4918 | 2.0365 | 0.80322 | 0.7085 | 3.996 | 11.7753 | 23.0646 | 40.5132 | 0.39453
LO3Slow | NEW | Circulator Controls | Residential | HVAC | 0.034031 | 0.035378 | 237.4365 | 114.0288 | Single Family | Circulator Controls-NEW-HH-Single Family-ECM+Advanced Speed | 0.0011188 | 0.0028034 | 0.0061076 | 0.011846 | 0.020314 | 0.031344 | 0.045411 | 0.061766 | 0.079781 | 0.097841 | 0.1113 | 0.12447 | 0.13581 | 0.14429 | 0.14721 | 0.14981 | 0.15028 | 0.14859 | 0.14749 | 0.14553 | 1.7631 | 6.7125 | 5.1422 | 3.9611 | 3.7444 | 1.0735 | 0.24163 | 0.13072 | 0.12579 | 0.50149 | 1.8193 | 4.377 | 7.7057 | 0 | 36.7814 | 28.6967 | 23.9566 | 22.0773 | 7.4918 | 2.0365 | 0.80322 | 0.7085 | 3.996 | 11.7753 | 23.0646 | 40.5132 | 0.39453
LO3Slow | NEW | Circulator Controls | Residential | HVAC | 0.10437 | 0.1085 | 728.1839 | 62.7482 | Multifamily | Circulator Controls-NEW-HH-Multifamily - Low Rise-ECM+Advanced Speed | 4.6499e-05 | 0.0001183 | 0.00026159 | 0.00051479 | 0.00089543 | 0.0014032 | 0.0020632 | 0.0028453 | 0.003726 | 0.004636 | 0.0053563 | 0.00608 | 0.006731 | 0.0072613 | 0.0075223 | 0.0077759 | 0.0079171 | 0.007955 | 0.0080214 | 0.0080465 | 0.089177 | 20.5863 | 15.7705 | 12.1481 | 11.4836 | 3.2924 | 0.74103 | 0.40089 | 0.38577 | 1.538 | 5.5797 | 13.4237 | 23.6322 | 0 | 112.8032 | 88.0087 | 73.4716 | 67.7079 | 22.9762 | 6.2457 | 2.4634 | 2.1729 | 12.2552 | 36.1131 | 70.7358 | 124.2483 | 0.62739
LO3Slow | NEW | Circulator Controls | Residential | HVAC | 0.10437 | 0.1085 | 728.1839 | 62.7482 | Multifamily | Circulator Controls-NEW-HH-Multifamily - High Rise-ECM+Advanced Speed | 1.376e-05 | 0 | 0 | 0 | 0 | 0 | 0 | 0 | 0 | 0 | 0 | 0 | 0 | 0 | 0 | 0 | 0 | 0 | 0 | 0 | 1.376e-05 | 20.5863 | 15.7705 | 12.1481 | 11.4836 | 3.2924 | 0.74103 | 0.40089 | 0.38577 | 1.538 | 5.5797 | 13.4237 | 23.6322 | 0 | 112.8032 | 88.0087 | 73.4716 | 67.7079 | 22.9762 | 6.2457 | 2.4634 | 2.1729 | 12.2552 | 36.1131 | 70.7358 | 124.2483 | 0.62739
LO3Slow | NEW | Circulator Controls | Residential | HVAC | 0.034031 | 0.035378 | 237.4365 | 114.0288 | Manufactured | Circulator Controls-NEW-HH-Manufactured-ECM+Advanced Speed | 9.8959e-06 | 2.5896e-05 | 5.8855e-05 | 0.00011894 | 0.00021229 | 0.00034076 | 0.00051308 | 0.0007246 | 0.00097071 | 0.0012341 | 0.0014545 | 0.0016838 | 0.0019004 | 0.0020872 | 0.0022001 | 0.0023125 | 0.0023949 | 0.0024439 | 0.002502 | 0.0025464 | 0.025735 | 6.7125 | 5.1422 | 3.9611 | 3.7444 | 1.0735 | 0.24163 | 0.13072 | 0.12579 | 0.50149 | 1.8193 | 4.377 | 7.7057 | 0 | 36.7814 | 28.6967 | 23.9566 | 22.0773 | 7.4918 | 2.0365 | 0.80322 | 0.7085 | 3.996 | 11.7753 | 23.0646 | 40.5132 | 0.39453
LO12Med | NR | Circulators | Residential | Water Heating | 0.037425 | 0.026681 | 358.1883 | 35.248 | Single Family | Circulators-NR-DHW-Single Family-ECM Motor Upgrade | 0.022817 | 0.04553 | 0.06814 | 0.090648 | 0.11305 | 0.1331 | 0.149 | 0.1616 | 0.17156 | 0.17941 | 0.18558 | 0.19041 | 0.19598 | 0.19864 | 0.20063 | 0.20205 | 0.20136 | 0.20074 | 0.20015 | 0.1996 | 4.0919 | 6.6381 | 6.033 | 6.6523 | 6.3981 | 6.0999 | 5.4966 | 4.9592 | 4.6774 | 4.6907 | 5.1988 | 5.6271 | 6.1967 | 0 | 29.4072 | 25.951 | 27.8785 | 25.0801 | 24.4459 | 23.0644 | 20.1297 | 19.3246 | 19.6091 | 22.5828 | 24.0159 | 28.0312 | 0.91861
LO12Med | NR | Circulators | Residential | Water Heating | 0.071599 | 0.051045 | 685.2588 | 38.6562 | Multifamily | Circulators-NR-DHW-Multifamily - Low Rise-ECM Motor Upgrade | 0.0090938 | 0.018146 | 0.027158 | 0.036128 | 0.045057 | 0.053047 | 0.059385 | 0.064406 | 0.068374 | 0.071503 | 0.073963 | 0.075887 | 0.078928 | 0.080034 | 0.080872 | 0.081465 | 0.081193 | 0.080955 | 0.080735 | 0.080535 | 1.6383 | 12.6995 | 11.5419 | 12.7267 | 12.2404 | 11.6699 | 10.5157 | 9.4875 | 8.9485 | 8.9739 | 9.9459 | 10.7653 | 11.855 | 0 | 56.2597 | 49.6475 | 53.3351 | 47.9814 | 46.7681 | 44.125 | 38.5106 | 36.9704 | 37.5147 | 43.2036 | 45.9454 | 53.6272 | 0.86375
LO12Med | NR | Circulators | Residential | Water Heating | 0.071599 | 0.051045 | 685.2588 | 38.6562 | Multifamily | Circulators-NR-DHW-Multifamily - High Rise-ECM Motor Upgrade | 0.0024683 | 0.0049255 | 0.0073714 | 0.0098063 | 0.01223 | 0.014399 | 0.016119 | 0.017482 | 0.018559 | 0.019408 | 0.020076 | 0.020598 | 0.021415 | 0.021716 | 0.021945 | 0.022109 | 0.022036 | 0.021973 | 0.021915 | 0.021861 | 0.44466 | 12.6995 | 11.5419 | 12.7267 | 12.2404 | 11.6699 | 10.5157 | 9.4875 | 8.9485 | 8.9739 | 9.9459 | 10.7653 | 11.855 | 0 | 56.2597 | 49.6475 | 53.3351 | 47.9814 | 46.7681 | 44.125 | 38.5106 | 36.9704 | 37.5147 | 43.2036 | 45.9454 | 53.6272 | 0.86375
LO12Med | NR | Circulators | Residential | Water Heating | 0.037425 | 0.026681 | 358.1883 | 35.248 | Manufactured | Circulators-NR-DHW-Manufactured-ECM Motor Upgrade | 0 | 0 | 0 | 0 | 0 | 0 | 0 | 0 | 0 | 0 | 0 | 0 | 0 | 0 | 0 | 0 | 0 | 0 | 0 | 0 | 0 | 6.6381 | 6.033 | 6.6523 | 6.3981 | 6.0999 | 5.4966 | 4.9592 | 4.6774 | 4.6907 | 5.1988 | 5.6271 | 6.1967 | 0 | 29.4072 | 25.951 | 27.8785 | 25.0801 | 24.4459 | 23.0644 | 20.1297 | 19.3246 | 19.6091 | 22.5828 | 24.0159 | 28.0312 | 0.91861
LO12Med | NEW | Circulators | Residential | Water Heating | 0.02384 | 0.016996 | 228.1692 | 65.829 | Single Family | Circulators-NEW-DHW-Single Family-ECM Motor Upgrade | 0.0087208 | 0.016993 | 0.024989 | 0.032928 | 0.040035 | 0.045392 | 0.049852 | 0.05347 | 0.056717 | 0.059359 | 0.059662 | 0.060753 | 0.061914 | 0.062714 | 0.06198 | 0.061838 | 0.060816 | 0.059394 | 0.058513 | 0.05743 | 0.99347 | 4.2285 | 3.8431 | 4.2376 | 4.0757 | 3.8857 | 3.5014 | 3.159 | 2.9796 | 2.988 | 3.3117 | 3.5845 | 3.9473 | 0 | 18.7327 | 16.531 | 17.7589 | 15.9763 | 15.5723 | 14.6922 | 12.8228 | 12.31 | 12.4912 | 14.3854 | 15.2983 | 17.8561 | 0.58516
LO12Med | NEW | Circulators | Residential | Water Heating | 0.045609 | 0.032516 | 436.516 | 71.1793 | Multifamily | Circulators-NEW-DHW-Multifamily - Low Rise-ECM Motor Upgrade | 0.0034757 | 0.0068765 | 0.010263 | 0.013721 | 0.016923 | 0.019486 | 0.021719 | 0.023619 | 0.0254 | 0.02697 | 0.027531 | 0.028458 | 0.029425 | 0.030262 | 0.03037 | 0.030778 | 0.030723 | 0.03049 | 0.030516 | 0.030448 | 0.46746 | 8.0897 | 7.3523 | 8.107 | 7.7973 | 7.4339 | 6.6986 | 6.0436 | 5.7003 | 5.7165 | 6.3357 | 6.8576 | 7.5517 | 0 | 35.8379 | 31.6259 | 33.9749 | 30.5646 | 29.7917 | 28.108 | 24.5316 | 23.5505 | 23.8972 | 27.5211 | 29.2676 | 34.161 | 0.55022
LO12Med | NEW | Circulators | Residential | Water Heating | 0.045609 | 0.032516 | 436.516 | 71.1794 | Multifamily | Circulators-NEW-DHW-Multifamily - High Rise-ECM Motor Upgrade | 0.00094341 | 0.0018555 | 0.0027749 | 0.0037249 | 0.0046201 | 0.005334 | 0.0059668 | 0.0065263 | 0.0070429 | 0.0074914 | 0.0076316 | 0.0078752 | 0.0081454 | 0.0083674 | 0.008384 | 0.0084862 | 0.0084645 | 0.0083681 | 0.0083285 | 0.0082762 | 0.12861 | 8.0897 | 7.3523 | 8.107 | 7.7973 | 7.4339 | 6.6986 | 6.0436 | 5.7003 | 5.7165 | 6.3357 | 6.8576 | 7.5517 | 0 | 35.8379 | 31.6259 | 33.9749 | 30.5646 | 29.7917 | 28.108 | 24.5316 | 23.5505 | 23.8972 | 27.5211 | 29.2676 | 34.161 | 0.55022
LO12Med | NEW | Circulators | Residential | Water Heating | 0.02384 | 0.016996 | 228.1692 | 65.829 | Manufactured | Circulators-NEW-DHW-Manufactured-ECM Motor Upgrade | 0 | 0 | 0 | 0 | 0 | 0 | 0 | 0 | 0 | 0 | 0 | 0 | 0 | 0 | 0 | 0 | 0 | 0 | 0 | 0 | 0 | 4.2285 | 3.8431 | 4.2376 | 4.0757 | 3.8857 | 3.5014 | 3.159 | 2.9796 | 2.988 | 3.3117 | 3.5845 | 3.9473 | 0 | 18.7327 | 16.531 | 17.7589 | 15.9763 | 15.5723 | 14.6922 | 12.8228 | 12.31 | 12.4912 | 14.3854 | 15.2983 | 17.8561 | 0.58516
LO3Slow | NR | Circulator Controls | Residential | Water Heating | 0.058308 | 0.04157 | 558.0596 | -4.0306 | Single Family | Circulator Controls-NR-DHW-Single Family-Advanced Run Hour | 0.0016758 | 0.0043002 | 0.0095349 | 0.01867 | 0.03284 | 0.052617 | 0.077705 | 0.10687 | 0.13816 | 0.1693 | 0.19821 | 0.22333 | 0.24667 | 0.26251 | 0.27393 | 0.28157 | 0.28628 | 0.28893 | 0.29016 | 0.29078 | 5.9515 | 10.3422 | 9.3994 | 10.3644 | 9.9683 | 9.5037 | 8.5637 | 7.7264 | 7.2874 | 7.3082 | 8.0998 | 8.767 | 9.6544 | 0 | 45.8167 | 40.4318 | 43.4349 | 39.075 | 38.0869 | 35.9345 | 31.3622 | 30.1079 | 30.5511 | 35.1841 | 37.4169 | 43.6728 | 3.4264
LO3Slow | NR | Circulator Controls | Residential | Water Heating | 0.11032 | 0.078651 | 1055.8628 | 31.7938 | Multifamily | Circulator Controls-NR-DHW-Multifamily - Low Rise-Advanced Run Hour | 0.00065796 | 0.0016884 | 0.0037436 | 0.0073304 | 0.012894 | 0.020659 | 0.030509 | 0.04196 | 0.054244 | 0.066471 | 0.077821 | 0.087685 | 0.097803 | 0.1041 | 0.10864 | 0.11167 | 0.11352 | 0.11456 | 0.11505 | 0.1153 | 2.3459 | 19.5676 | 17.784 | 19.6096 | 18.8603 | 17.9813 | 16.2028 | 14.6185 | 13.788 | 13.8272 | 15.3249 | 16.5874 | 18.2664 | 0 | 86.6863 | 76.498 | 82.18 | 73.9308 | 72.0613 | 67.9889 | 59.338 | 56.9649 | 57.8035 | 66.5691 | 70.7937 | 82.63 | 0.9818
LO3Slow | NR | Circulator Controls | Residential | Water Heating | 0.11032 | 0.078651 | 1055.8628 | 31.7938 | Multifamily | Circulator Controls-NR-DHW-Multifamily - High Rise-Advanced Run Hour | 0.00017859 | 0.00045828 | 0.0010161 | 0.0019897 | 0.0034998 | 0.0056074 | 0.0082811 | 0.011389 | 0.014724 | 0.018042 | 0.021123 | 0.023801 | 0.026539 | 0.028253 | 0.029499 | 0.03034 | 0.030865 | 0.031179 | 0.031347 | 0.031455 | 0.63721 | 19.5676 | 17.784 | 19.6096 | 18.8603 | 17.9813 | 16.2028 | 14.6185 | 13.788 | 13.8272 | 15.3249 | 16.5874 | 18.2664 | 0 | 86.6863 | 76.498 | 82.18 | 73.9308 | 72.0613 | 67.9889 | 59.338 | 56.9649 | 57.8035 | 66.5691 | 70.7937 | 82.63 | 0.9818
LO3Slow | NR | Circulator Controls | Residential | Water Heating | 0.058308 | 0.04157 | 558.0596 | -4.0306 | Manufactured | Circulator Controls-NR-DHW-Manufactured-Advanced Run Hour | 0 | 0 | 0 | 0 | 0 | 0 | 0 | 0 | 0 | 0 | 0 | 0 | 0 | 0 | 0 | 0 | 0 | 0 | 0 | 0 | 0 | 10.3422 | 9.3994 | 10.3644 | 9.9683 | 9.5037 | 8.5637 | 7.7264 | 7.2874 | 7.3082 | 8.0998 | 8.767 | 9.6544 | 0 | 45.8167 | 40.4318 | 43.4349 | 39.075 | 38.0869 | 35.9345 | 31.3622 | 30.1079 | 30.5511 | 35.1841 | 37.4169 | 43.6728 | 3.4264
LO3Slow | NEW | Circulator Controls | Residential | Water Heating | 0.03389 | 0.024161 | 324.3573 | -10.8192 | Single Family | Circulator Controls-NEW-DHW-Single Family-Advanced Run Hour | 0.00058441 | 0.0014644 | 0.0031904 | 0.006188 | 0.010611 | 0.016373 | 0.023721 | 0.032265 | 0.041675 | 0.051109 | 0.058142 | 0.065018 | 0.070944 | 0.075375 | 0.076896 | 0.078258 | 0.078499 | 0.07762 | 0.077042 | 0.076023 | 0.921 | 6.0111 | 5.4632 | 6.024 | 5.7938 | 5.5238 | 4.9774 | 4.4908 | 4.2356 | 4.2477 | 4.7078 | 5.0956 | 5.6114 | 0 | 26.6297 | 23.4999 | 25.2454 | 22.7113 | 22.137 | 20.8859 | 18.2284 | 17.4994 | 17.757 | 20.4498 | 21.7476 | 25.3836 | 6.4874
LO3Slow | NEW | Circulator Controls | Residential | Water Heating | 0.05903 | 0.042084 | 564.9638 | 6.2165 | Multifamily | Circulator Controls-NEW-DHW-Multifamily - Low Rise-Advanced Run Hour | 0.00021123 | 0.00053742 | 0.0011883 | 0.0023386 | 0.0040677 | 0.0063743 | 0.0093727 | 0.012925 | 0.016926 | 0.02106 | 0.024332 | 0.02762 | 0.030577 | 0.032986 | 0.034172 | 0.035324 | 0.035965 | 0.036137 | 0.036439 | 0.036553 | 0.40511 | 10.4701 | 9.5157 | 10.4926 | 10.0917 | 9.6213 | 8.6697 | 7.822 | 7.3776 | 7.3986 | 8.2 | 8.8754 | 9.7739 | 0 | 46.3835 | 40.932 | 43.9723 | 39.5584 | 38.5581 | 36.379 | 31.7502 | 30.4804 | 30.9291 | 35.6194 | 37.8798 | 44.2131 | 2.0012
LO3Slow | NEW | Circulator Controls | Residential | Water Heating | 0.05903 | 0.042084 | 564.9638 | 6.2166 | Multifamily | Circulator Controls-NEW-DHW-Multifamily - High Rise-Advanced Run Hour | 5.7336e-05 | 0.00014501 | 0.0003213 | 0.00063485 | 0.0011105 | 0.0017449 | 0.0025749 | 0.0035715 | 0.0046933 | 0.0058497 | 0.0067448 | 0.0076433 | 0.0084644 | 0.0091204 | 0.0094333 | 0.0097396 | 0.0099085 | 0.0099179 | 0.0099449 | 0.0099356 | 0.11156 | 10.4701 | 9.5157 | 10.4926 | 10.0917 | 9.6213 | 8.6697 | 7.822 | 7.3776 | 7.3986 | 8.2 | 8.8754 | 9.7739 | 0 | 46.3835 | 40.932 | 43.9723 | 39.5584 | 38.5581 | 36.379 | 31.7502 | 30.4804 | 30.9291 | 35.6194 | 37.8798 | 44.2131 | 2.0012
LO3Slow | NEW | Circulator Controls | Residential | Water Heating | 0.03389 | 0.024161 | 324.3573 | -10.8191 | Manufactured | Circulator Controls-NEW-DHW-Manufactured-Advanced Run Hour | 0 | 0 | 0 | 0 | 0 | 0 | 0 | 0 | 0 | 0 | 0 | 0 | 0 | 0 | 0 | 0 | 0 | 0 | 0 | 0 | 0 | 6.0111 | 5.4632 | 6.024 | 5.7938 | 5.5238 | 4.9774 | 4.4908 | 4.2356 | 4.2477 | 4.7078 | 5.0956 | 5.6114 | 0 | 26.6297 | 23.4999 | 25.2454 | 22.7113 | 22.137 | 20.8859 | 18.2284 | 17.4994 | 17.757 | 20.4498 | 21.7476 | 25.3836 | 6.4874
LO12Med | New | Clothes Washer | Residential | Water Heating | 0.0046159 | 0.0034303 | 44.568 | -224.9709 | Single Family | Top Load_ENERGY STAR but not CEE+Electric DHW_Electric Dryer | 0.011731 | 0.022859 | 0.033614 | 0.044294 | 0.053856 | 0.061062 | 0.06706 | 0.071927 | 0.076296 | 0.079849 | 0.080257 | 0.081725 | 0.083287 | 0.084362 | 0.083375 | 0.083185 | 0.081809 | 0.079896 | 0.078712 | 0.077255 | 1.3364 | 0.71173 | 0.55857 | 0.65371 | 0.80879 | 0.82217 | 0.73878 | 0.95775 | 0.8143 | 0.78123 | 0.72595 | 0.63389 | 0.68097 | 0 | 2.5885 | 2.2921 | 2.657 | 2.9916 | 2.9455 | 3.19 | 3.9454 | 3.3783 | 3.1549 | 2.9705 | 2.72 | 2.8464 | 10261.4799
LO12Med | New | Clothes Washer | Residential | Water Heating | 0.001009 | 0.00074208 | 9.8594 | -1014.7662 | Single Family | Top Load_ENERGY STAR but not CEE+Gas DHW_Gas Dryer | 0.00035549 | 0.00069271 | 0.0010186 | 0.0013423 | 0.001632 | 0.0018504 | 0.0020322 | 0.0021796 | 0.002312 | 0.0024197 | 0.0024321 | 0.0024765 | 0.0025239 | 0.0025565 | 0.0025265 | 0.0025208 | 0.0024791 | 0.0024211 | 0.0023852 | 0.0023411 | 0.040498 | 0.14792 | 0.11925 | 0.14004 | 0.16603 | 0.17098 | 0.16092 | 0.20392 | 0.17912 | 0.169 | 0.15472 | 0.1344 | 0.14251 | 0 | 0.57464 | 0.51274 | 0.59433 | 0.65704 | 0.66201 | 0.72 | 0.87044 | 0.77357 | 0.71742 | 0.67091 | 0.59652 | 0.62099 | 9256.6459
LO12Med | New | Clothes Washer | Residential | Water Heating | 0.0026684 | 0.0019762 | 25.8668 | -65.5439 | Single Family | Top Load_CEE Tier 1+Electric DHW_Electric Dryer | 0.0068086 | 0.013267 | 0.019509 | 0.025708 | 0.031257 | 0.035439 | 0.038921 | 0.041746 | 0.044281 | 0.046344 | 0.04658 | 0.047432 | 0.048339 | 0.048963 | 0.04839 | 0.048279 | 0.047481 | 0.046371 | 0.045683 | 0.044838 | 0.77564 | 0.40473 | 0.32041 | 0.3754 | 0.45812 | 0.46763 | 0.42658 | 0.5489 | 0.47171 | 0.45007 | 0.41619 | 0.36279 | 0.3881 | 0 | 1.5041 | 1.3353 | 1.5478 | 1.7321 | 1.7186 | 1.864 | 2.2878 | 1.9837 | 1.8481 | 1.7361 | 1.5741 | 1.6444 | 2256.6189
LO12Med | New | Clothes Washer | Residential | Water Heating | 0.0031349 | 0.0023239 | 30.3555 | -51.4624 | Single Family | Top Load_CEE Tier 1+Gas DHW_Gas Dryer | 0.0010945 | 0.0021327 | 0.0031362 | 0.0041326 | 0.0050247 | 0.005697 | 0.0062567 | 0.0067108 | 0.0071183 | 0.0074499 | 0.0074879 | 0.0076249 | 0.0077706 | 0.0078709 | 0.0077788 | 0.0077611 | 0.0076328 | 0.0074543 | 0.0073437 | 0.0072078 | 0.12469 | 0.47765 | 0.37722 | 0.44184 | 0.54125 | 0.55185 | 0.50131 | 0.64639 | 0.55386 | 0.52925 | 0.49006 | 0.42739 | 0.45774 | 0 | 1.7646 | 1.5654 | 1.8146 | 2.034 | 2.014 | 2.1834 | 2.6855 | 2.3205 | 2.1633 | 2.0335 | 1.8487 | 1.9322 | 12.6271
LO12Med | New | Clothes Washer | Residential | Water Heating | 0.00018318 | 0.00012397 | 1.9516 | -833.4977 | Single Family | Top Load_CEE Tier 1+Electric DHW_Gas Dryer | 5.3808e-06 | 1.0485e-05 | 1.5418e-05 | 2.0316e-05 | 2.4702e-05 | 2.8007e-05 | 3.0759e-05 | 3.2991e-05 | 3.4995e-05 | 3.6625e-05 | 3.6812e-05 | 3.7485e-05 | 3.8201e-05 | 3.8695e-05 | 3.8242e-05 | 3.8155e-05 | 3.7524e-05 | 3.6646e-05 | 3.6103e-05 | 3.5435e-05 | 0.00061298 | 0.016253 | 0.017701 | 0.021475 | 0.015241 | 0.018947 | 0.028413 | 0.029487 | 0.034059 | 0.028232 | 0.022595 | 0.01863 | 0.017086 | 0 | 0.11648 | 0.10924 | 0.12658 | 0.12354 | 0.14525 | 0.16208 | 0.16905 | 0.18896 | 0.16865 | 0.15163 | 0.11096 | 0.11101 | 1515.8577
LO12Med | New | Clothes Washer | Residential | Water Heating | 0.0027085 | 0.0020156 | 26.1088 | 25.3986 | Single Family | Front Load_CEE Tier 2+Electric DHW_Electric Dryer | 0.0068723 | 0.013391 | 0.019692 | 0.025948 | 0.03155 | 0.035771 | 0.039285 | 0.042136 | 0.044696 | 0.046777 | 0.047016 | 0.047876 | 0.048791 | 0.049421 | 0.048843 | 0.048731 | 0.047925 | 0.046805 | 0.046111 | 0.045257 | 0.78289 | 0.42041 | 0.32879 | 0.38462 | 0.47849 | 0.48561 | 0.43371 | 0.56396 | 0.4774 | 0.45905 | 0.42741 | 0.37346 | 0.40188 | 0 | 1.5157 | 1.3407 | 1.5542 | 1.7543 | 1.7218 | 1.8635 | 2.3122 | 1.9695 | 1.8411 | 1.7351 | 1.5953 | 1.6707 | 1.0597
LO12Med | New | Clothes Washer | Residential | Water Heating | 0.0017066 | 0.0012689 | 16.4676 | 41.9593 | Single Family | Front Load_CEE Tier 2+Electric DHW_Gas Dryer | 4.5404e-05 | 8.8473e-05 | 0.0001301 | 0.00017143 | 0.00020844 | 0.00023633 | 0.00025955 | 0.00027838 | 0.00029529 | 0.00030904 | 0.00031062 | 0.0003163 | 0.00032235 | 0.00032651 | 0.00032269 | 0.00032195 | 0.00031663 | 0.00030923 | 0.00030464 | 0.000299 | 0.0051724 | 0.2638 | 0.20676 | 0.24193 | 0.29995 | 0.30472 | 0.27319 | 0.35456 | 0.30096 | 0.28899 | 0.26874 | 0.23472 | 0.25231 | 0 | 0.95628 | 0.84644 | 0.98119 | 1.1058 | 1.0875 | 1.1774 | 1.458 | 1.246 | 1.164 | 1.0964 | 1.0055 | 1.0525 | 0.93797
LO12Med | New | Clothes Washer | Residential | Water Heating | 0.0030268 | 0.0022459 | 29.2765 | -343.6572 | Single Family | Top Load_ENERGY STAR but not CEE+Gas DHW_Electric Dryer | 0.0065064 | 0.012678 | 0.018643 | 0.024567 | 0.02987 | 0.033866 | 0.037193 | 0.039893 | 0.042316 | 0.044286 | 0.044513 | 0.045327 | 0.046193 | 0.046789 | 0.046242 | 0.046136 | 0.045374 | 0.044313 | 0.043655 | 0.042847 | 0.74121 | 0.46333 | 0.36502 | 0.4274 | 0.52561 | 0.53528 | 0.48419 | 0.62563 | 0.53446 | 0.5115 | 0.47428 | 0.41383 | 0.44374 | 0 | 1.7013 | 1.5082 | 1.7483 | 1.963 | 1.9395 | 2.1018 | 2.5907 | 2.2307 | 2.081 | 1.9573 | 1.7845 | 1.866 | 9858.2822
LO12Med | New | Clothes Washer | Residential | Water Heating | 0.0025981 | 0.0019264 | 25.151 | -396.4232 | Single Family | Top Load_ENERGY STAR but not CEE+Electric DHW_Gas Dryer | 6.9345e-05 | 0.00013512 | 0.0001987 | 0.00026183 | 0.00031835 | 0.00036095 | 0.00039641 | 0.00042517 | 0.000451 | 0.000472 | 0.00047441 | 0.00048309 | 0.00049233 | 0.00049868 | 0.00049285 | 0.00049172 | 0.00048359 | 0.00047228 | 0.00046528 | 0.00045667 | 0.0078998 | 0.39632 | 0.3128 | 0.36635 | 0.44921 | 0.45788 | 0.41551 | 0.53603 | 0.45896 | 0.43873 | 0.40638 | 0.35446 | 0.37974 | 0 | 1.4619 | 1.2967 | 1.5031 | 1.6856 | 1.668 | 1.8082 | 2.2252 | 1.9211 | 1.7913 | 1.684 | 1.5321 | 1.6015 | 9659.8436
LO12Med | New | Clothes Washer | Residential | Water Heating | 0.0056201 | 0.0041761 | 54.2707 | -30.0573 | Single Family | Top Load_CEE Tier 1+Gas DHW_Electric Dryer | 0.012061 | 0.023502 | 0.03456 | 0.04554 | 0.05537 | 0.062779 | 0.068947 | 0.07395 | 0.078442 | 0.082095 | 0.082514 | 0.084023 | 0.08563 | 0.086735 | 0.08572 | 0.085524 | 0.08411 | 0.082144 | 0.080926 | 0.079428 | 1.374 | 0.86613 | 0.67993 | 0.79576 | 0.98412 | 1.0005 | 0.89947 | 1.1658 | 0.99151 | 0.95108 | 0.88365 | 0.77155 | 0.82875 | 0 | 3.1522 | 2.7915 | 3.2358 | 3.6426 | 3.5873 | 3.8853 | 4.8042 | 4.1153 | 3.8428 | 3.6179 | 3.3119 | 3.4656 | 6.693
LO12Med | New | Clothes Washer | Residential | Water Heating | 0.016954 | 0.012637 | 163.128 | -45.3279 | Single Family | Front Load_CEE Tier 1+Electric DHW_Electric Dryer | 0.042938 | 0.083669 | 0.12304 | 0.16212 | 0.19712 | 0.2235 | 0.24545 | 0.26327 | 0.27926 | 0.29226 | 0.29376 | 0.29913 | 0.30485 | 0.30878 | 0.30517 | 0.30447 | 0.29944 | 0.29244 | 0.2881 | 0.28277 | 4.8915 | 2.6515 | 2.0655 | 2.415 | 3.0231 | 3.0624 | 2.7163 | 3.5443 | 2.9855 | 2.878 | 2.6857 | 2.3485 | 2.5321 | 0 | 9.4649 | 8.3621 | 9.6933 | 10.973 | 10.7305 | 11.6062 | 14.4526 | 12.2376 | 11.4525 | 10.8054 | 9.9811 | 10.461 | 3.0418
LO12Med | New | Clothes Washer | Residential | Water Heating | 0.01124 | 0.0083782 | 108.1398 | -69.4839 | Single Family | Front Load_CEE Tier 1+Gas DHW_Electric Dryer | 0.024033 | 0.04683 | 0.068864 | 0.090743 | 0.11033 | 0.12509 | 0.13738 | 0.14735 | 0.1563 | 0.16358 | 0.16442 | 0.16742 | 0.17063 | 0.17283 | 0.17081 | 0.17042 | 0.1676 | 0.16368 | 0.16125 | 0.15827 | 2.7378 | 1.7582 | 1.3695 | 1.6012 | 2.0048 | 2.0307 | 1.8008 | 2.35 | 1.9792 | 1.9081 | 1.7807 | 1.5572 | 1.679 | 0 | 6.2743 | 5.543 | 6.4255 | 7.2744 | 7.1128 | 7.6931 | 9.581 | 8.111 | 7.591 | 7.1623 | 6.6169 | 6.9352 | 2.7782
LO12Med | New | Clothes Washer | Residential | Water Heating | 0.00283 | 0.0021105 | 27.2131 | -257.1273 | Single Family | Front Load_CEE Tier 1+Electric DHW_Gas Dryer | 7.5031e-05 | 0.0001462 | 0.00021499 | 0.0002833 | 0.00034445 | 0.00039054 | 0.00042891 | 0.00046004 | 0.00048798 | 0.0005107 | 0.00051331 | 0.0005227 | 0.00053269 | 0.00053957 | 0.00053325 | 0.00053204 | 0.00052324 | 0.00051101 | 0.00050343 | 0.00049411 | 0.0085475 | 0.44365 | 0.34517 | 0.4035 | 0.50611 | 0.51239 | 0.45349 | 0.59237 | 0.49818 | 0.48065 | 0.44885 | 0.3926 | 0.42354 | 0 | 1.5787 | 1.3942 | 1.6161 | 1.8312 | 1.7886 | 1.9342 | 2.4113 | 2.0378 | 1.9078 | 1.8006 | 1.6658 | 1.7463 | 2.2778
LO12Med | New | Clothes Washer | Residential | Water Heating | 0.0046159 | 0.0034303 | 44.568 | -224.9709 | Multifamily - Low Rise | Top Load_ENERGY STAR but not CEE+Electric DHW_Electric Dryer | 0.0044237 | 0.0087521 | 0.013062 | 0.017464 | 0.021538 | 0.024801 | 0.027643 | 0.030061 | 0.032328 | 0.034326 | 0.035041 | 0.036219 | 0.03745 | 0.038517 | 0.038654 | 0.039172 | 0.039103 | 0.038807 | 0.03884 | 0.038753 | 0.59496 | 0.71173 | 0.55857 | 0.65371 | 0.80879 | 0.82217 | 0.73878 | 0.95775 | 0.8143 | 0.78123 | 0.72595 | 0.63389 | 0.68097 | 0 | 2.5885 | 2.2921 | 2.657 | 2.9916 | 2.9455 | 3.19 | 3.9454 | 3.3783 | 3.1549 | 2.9705 | 2.72 | 2.8464 | 10261.4799
LO12Med | New | Clothes Washer | Residential | Water Heating | 0.001009 | 0.00074208 | 9.8594 | -1014.7662 | Multifamily - Low Rise | Top Load_ENERGY STAR but not CEE+Gas DHW_Gas Dryer | 1.6742e-05 | 3.3124e-05 | 4.9436e-05 | 6.6096e-05 | 8.1517e-05 | 9.3864e-05 | 0.00010462 | 0.00011377 | 0.00012235 | 0.00012992 | 0.00013262 | 0.00013708 | 0.00014174 | 0.00014577 | 0.00014629 | 0.00014826 | 0.000148 | 0.00014687 | 0.000147 | 0.00014667 | 0.0022517 | 0.14792 | 0.11925 | 0.14004 | 0.16603 | 0.17098 | 0.16092 | 0.20392 | 0.17912 | 0.169 | 0.15472 | 0.1344 | 0.14251 | 0 | 0.57464 | 0.51274 | 0.59433 | 0.65704 | 0.66201 | 0.72 | 0.87044 | 0.77357 | 0.71742 | 0.67091 | 0.59652 | 0.62099 | 9256.6459
LO12Med | New | Clothes Washer | Residential | Water Heating | 0.0026684 | 0.0019762 | 25.8668 | -65.5439 | Multifamily - Low Rise | Top Load_CEE Tier 1+Electric DHW_Electric Dryer | 0.0025675 | 0.0050796 | 0.0075811 | 0.010136 | 0.012501 | 0.014394 | 0.016044 | 0.017447 | 0.018763 | 0.019923 | 0.020337 | 0.021021 | 0.021736 | 0.022355 | 0.022434 | 0.022735 | 0.022695 | 0.022523 | 0.022542 | 0.022492 | 0.34531 | 0.40473 | 0.32041 | 0.3754 | 0.45812 | 0.46763 | 0.42658 | 0.5489 | 0.47171 | 0.45007 | 0.41619 | 0.36279 | 0.3881 | 0 | 1.5041 | 1.3353 | 1.5478 | 1.7321 | 1.7186 | 1.864 | 2.2878 | 1.9837 | 1.8481 | 1.7361 | 1.5741 | 1.6444 | 2256.6189
LO12Med | New | Clothes Washer | Residential | Water Heating | 0.0031349 | 0.0023239 | 30.3555 | -51.4624 | Multifamily - Low Rise | Top Load_CEE Tier 1+Gas DHW_Gas Dryer | 5.1547e-05 | 0.00010198 | 0.00015221 | 0.0002035 | 0.00025098 | 0.00028899 | 0.00032212 | 0.00035029 | 0.00037671 | 0.00039999 | 0.00040831 | 0.00042205 | 0.00043639 | 0.00044882 | 0.00045042 | 0.00045646 | 0.00045565 | 0.0004522 | 0.00045258 | 0.00045157 | 0.0069327 | 0.47765 | 0.37722 | 0.44184 | 0.54125 | 0.55185 | 0.50131 | 0.64639 | 0.55386 | 0.52925 | 0.49006 | 0.42739 | 0.45774 | 0 | 1.7646 | 1.5654 | 1.8146 | 2.034 | 2.014 | 2.1834 | 2.6855 | 2.3205 | 2.1633 | 2.0335 | 1.8487 | 1.9322 | 12.6271
LO12Med | New | Clothes Washer | Residential | Water Heating | 0.00018318 | 0.00012397 | 1.9516 | -833.4977 | Multifamily - Low Rise | Top Load_CEE Tier 1+Electric DHW_Gas Dryer | 0 | 0 | 0 | 0 | 0 | 0 | 0 | 0 | 0 | 0 | 0 | 0 | 0 | 0 | 0 | 0 | 0 | 0 | 0 | 0 | 0 | 0.016253 | 0.017701 | 0.021475 | 0.015241 | 0.018947 | 0.028413 | 0.029487 | 0.034059 | 0.028232 | 0.022595 | 0.01863 | 0.017086 | 0 | 0.11648 | 0.10924 | 0.12658 | 0.12354 | 0.14525 | 0.16208 | 0.16905 | 0.18896 | 0.16865 | 0.15163 | 0.11096 | 0.11101 | 1515.8577
LO12Med | New | Clothes Washer | Residential | Water Heating | 0.0027085 | 0.0020156 | 26.1088 | 25.3986 | Multifamily - Low Rise | Front Load_CEE Tier 2+Electric DHW_Electric Dryer | 0.0025915 | 0.0051272 | 0.007652 | 0.010231 | 0.012618 | 0.014529 | 0.016194 | 0.01761 | 0.018938 | 0.020109 | 0.020527 | 0.021218 | 0.021939 | 0.022564 | 0.022644 | 0.022948 | 0.022908 | 0.022734 | 0.022753 | 0.022702 | 0.34854 | 0.42041 | 0.32879 | 0.38462 | 0.47849 | 0.48561 | 0.43371 | 0.56396 | 0.4774 | 0.45905 | 0.42741 | 0.37346 | 0.40188 | 0 | 1.5157 | 1.3407 | 1.5542 | 1.7543 | 1.7218 | 1.8635 | 2.3122 | 1.9695 | 1.8411 | 1.7351 | 1.5953 | 1.6707 | 1.0597
LO12Med | New | Clothes Washer | Residential | Water Heating | 0.0017066 | 0.0012689 | 16.4676 | 41.9593 | Multifamily - Low Rise | Front Load_CEE Tier 2+Electric DHW_Gas Dryer | 0 | 0 | 0 | 0 | 0 | 0 | 0 | 0 | 0 | 0 | 0 | 0 | 0 | 0 | 0 | 0 | 0 | 0 | 0 | 0 | 0 | 0.2638 | 0.20676 | 0.24193 | 0.29995 | 0.30472 | 0.27319 | 0.35456 | 0.30096 | 0.28899 | 0.26874 | 0.23472 | 0.25231 | 0 | 0.95628 | 0.84644 | 0.98119 | 1.1058 | 1.0875 | 1.1774 | 1.458 | 1.246 | 1.164 | 1.0964 | 1.0055 | 1.0525 | 0.93797
LO12Med | New | Clothes Washer | Residential | Water Heating | 0.0030268 | 0.0022459 | 29.2765 | -343.6572 | Multifamily - Low Rise | Top Load_ENERGY STAR but not CEE+Gas DHW_Electric Dryer | 0.00045979 | 0.00090967 | 0.0013576 | 0.0018151 | 0.0022386 | 0.0025777 | 0.0028732 | 0.0031244 | 0.0033601 | 0.0035678 | 0.003642 | 0.0037645 | 0.0038925 | 0.0040033 | 0.0040176 | 0.0040715 | 0.0040643 | 0.0040335 | 0.0040369 | 0.0040278 | 0.061838 | 0.46333 | 0.36502 | 0.4274 | 0.52561 | 0.53528 | 0.48419 | 0.62563 | 0.53446 | 0.5115 | 0.47428 | 0.41383 | 0.44374 | 0 | 1.7013 | 1.5082 | 1.7483 | 1.963 | 1.9395 | 2.1018 | 2.5907 | 2.2307 | 2.081 | 1.9573 | 1.7845 | 1.866 | 9858.2822
LO12Med | New | Clothes Washer | Residential | Water Heating | 0.0025981 | 0.0019264 | 25.151 | -396.4232 | Multifamily - Low Rise | Top Load_ENERGY STAR but not CEE+Electric DHW_Gas Dryer | 0 | 0 | 0 | 0 | 0 | 0 | 0 | 0 | 0 | 0 | 0 | 0 | 0 | 0 | 0 | 0 | 0 | 0 | 0 | 0 | 0 | 0.39632 | 0.3128 | 0.36635 | 0.44921 | 0.45788 | 0.41551 | 0.53603 | 0.45896 | 0.43873 | 0.40638 | 0.35446 | 0.37974 | 0 | 1.4619 | 1.2967 | 1.5031 | 1.6856 | 1.668 | 1.8082 | 2.2252 | 1.9211 | 1.7913 | 1.684 | 1.5321 | 1.6015 | 9659.8436
LO12Med | New | Clothes Washer | Residential | Water Heating | 0.0056201 | 0.0041761 | 54.2707 | -30.0573 | Multifamily - Low Rise | Top Load_CEE Tier 1+Gas DHW_Electric Dryer | 0.00085232 | 0.0016863 | 0.0025167 | 0.0033648 | 0.0041498 | 0.0047784 | 0.0053261 | 0.0057919 | 0.0062287 | 0.0066137 | 0.0067513 | 0.0069784 | 0.0072156 | 0.007421 | 0.0074475 | 0.0075474 | 0.0075341 | 0.007477 | 0.0074833 | 0.0074665 | 0.11463 | 0.86613 | 0.67993 | 0.79576 | 0.98412 | 1.0005 | 0.89947 | 1.1658 | 0.99151 | 0.95108 | 0.88365 | 0.77155 | 0.82875 | 0 | 3.1522 | 2.7915 | 3.2358 | 3.6426 | 3.5873 | 3.8853 | 4.8042 | 4.1153 | 3.8428 | 3.6179 | 3.3119 | 3.4656 | 6.693
LO12Med | New | Clothes Washer | Residential | Water Heating | 0.016954 | 0.012637 | 163.128 | -45.3279 | Multifamily - Low Rise | Front Load_CEE Tier 1+Electric DHW_Electric Dryer | 0.016192 | 0.032035 | 0.04781 | 0.063921 | 0.078835 | 0.090776 | 0.10118 | 0.11003 | 0.11833 | 0.12564 | 0.12826 | 0.13257 | 0.13708 | 0.14098 | 0.14148 | 0.14338 | 0.14313 | 0.14204 | 0.14216 | 0.14184 | 2.1777 | 2.6515 | 2.0655 | 2.415 | 3.0231 | 3.0624 | 2.7163 | 3.5443 | 2.9855 | 2.878 | 2.6857 | 2.3485 | 2.5321 | 0 | 9.4649 | 8.3621 | 9.6933 | 10.973 | 10.7305 | 11.6062 | 14.4526 | 12.2376 | 11.4525 | 10.8054 | 9.9811 | 10.461 | 3.0418
LO12Med | New | Clothes Washer | Residential | Water Heating | 0.01124 | 0.0083782 | 108.1398 | -69.4839 | Multifamily - Low Rise | Front Load_CEE Tier 1+Gas DHW_Electric Dryer | 0.0016983 | 0.0033601 | 0.0050148 | 0.0067047 | 0.0082689 | 0.0095215 | 0.010613 | 0.011541 | 0.012411 | 0.013178 | 0.013453 | 0.013905 | 0.014378 | 0.014787 | 0.01484 | 0.015039 | 0.015012 | 0.014899 | 0.014911 | 0.014878 | 0.22841 | 1.7582 | 1.3695 | 1.6012 | 2.0048 | 2.0307 | 1.8008 | 2.35 | 1.9792 | 1.9081 | 1.7807 | 1.5572 | 1.679 | 0 | 6.2743 | 5.543 | 6.4255 | 7.2744 | 7.1128 | 7.6931 | 9.581 | 8.111 | 7.591 | 7.1623 | 6.6169 | 6.9352 | 2.7782
LO12Med | New | Clothes Washer | Residential | Water Heating | 0.00283 | 0.0021105 | 27.2131 | -257.1273 | Multifamily - Low Rise | Front Load_CEE Tier 1+Electric DHW_Gas Dryer | 0 | 0 | 0 | 0 | 0 | 0 | 0 | 0 | 0 | 0 | 0 | 0 | 0 | 0 | 0 | 0 | 0 | 0 | 0 | 0 | 0 | 0.44365 | 0.34517 | 0.4035 | 0.50611 | 0.51239 | 0.45349 | 0.59237 | 0.49818 | 0.48065 | 0.44885 | 0.3926 | 0.42354 | 0 | 1.5787 | 1.3942 | 1.6161 | 1.8312 | 1.7886 | 1.9342 | 2.4113 | 2.0378 | 1.9078 | 1.8006 | 1.6658 | 1.7463 | 2.2778
LO12Med | New | Clothes Washer | Residential | Water Heating | 0.0046159 | 0.0034303 | 44.568 | -224.9709 | Multifamily - High Rise | Top Load_ENERGY STAR but not CEE+Electric DHW_Electric Dryer | 0.0012785 | 0.0025144 | 0.0037604 | 0.0050478 | 0.0062609 | 0.0072283 | 0.0080859 | 0.008844 | 0.0095441 | 0.010152 | 0.010342 | 0.010672 | 0.011038 | 0.011339 | 0.011361 | 0.0115 | 0.011471 | 0.01134 | 0.011286 | 0.011215 | 0.17428 | 0.71173 | 0.55857 | 0.65371 | 0.80879 | 0.82217 | 0.73878 | 0.95775 | 0.8143 | 0.78123 | 0.72595 | 0.63389 | 0.68097 | 0 | 2.5885 | 2.2921 | 2.657 | 2.9916 | 2.9455 | 3.19 | 3.9454 | 3.3783 | 3.1549 | 2.9705 | 2.72 | 2.8464 | 10261.4799
LO12Med | New | Clothes Washer | Residential | Water Heating | 0.001009 | 0.00074208 | 9.8594 | -1014.7662 | Multifamily - High Rise | Top Load_ENERGY STAR but not CEE+Gas DHW_Gas Dryer | 4.8386e-06 | 9.5163e-06 | 1.4232e-05 | 1.9104e-05 | 2.3696e-05 | 2.7357e-05 | 3.0603e-05 | 3.3472e-05 | 3.6122e-05 | 3.8422e-05 | 3.9141e-05 | 4.039e-05 | 4.1776e-05 | 4.2915e-05 | 4.3e-05 | 4.3524e-05 | 4.3413e-05 | 4.2918e-05 | 4.2715e-05 | 4.2447e-05 | 0.0006596 | 0.14792 | 0.11925 | 0.14004 | 0.16603 | 0.17098 | 0.16092 | 0.20392 | 0.17912 | 0.169 | 0.15472 | 0.1344 | 0.14251 | 0 | 0.57464 | 0.51274 | 0.59433 | 0.65704 | 0.66201 | 0.72 | 0.87044 | 0.77357 | 0.71742 | 0.67091 | 0.59652 | 0.62099 | 9256.6459
LO12Med | New | Clothes Washer | Residential | Water Heating | 0.0026684 | 0.0019762 | 25.8668 | -65.5439 | Multifamily - High Rise | Top Load_CEE Tier 1+Electric DHW_Electric Dryer | 0.000742 | 0.0014593 | 0.0021825 | 0.0029297 | 0.0036338 | 0.0041952 | 0.0046929 | 0.0051329 | 0.0055393 | 0.005892 | 0.0060023 | 0.0061938 | 0.0064064 | 0.006581 | 0.006594 | 0.0066744 | 0.0066573 | 0.0065816 | 0.0065504 | 0.0065093 | 0.10115 | 0.40473 | 0.32041 | 0.3754 | 0.45812 | 0.46763 | 0.42658 | 0.5489 | 0.47171 | 0.45007 | 0.41619 | 0.36279 | 0.3881 | 0 | 1.5041 | 1.3353 | 1.5478 | 1.7321 | 1.7186 | 1.864 | 2.2878 | 1.9837 | 1.8481 | 1.7361 | 1.5741 | 1.6444 | 2256.6189
LO12Med | New | Clothes Washer | Residential | Water Heating | 0.0031349 | 0.0023239 | 30.3555 | -51.4624 | Multifamily - High Rise | Top Load_CEE Tier 1+Gas DHW_Gas Dryer | 1.4897e-05 | 2.9299e-05 | 4.3818e-05 | 5.8819e-05 | 7.2955e-05 | 8.4229e-05 | 9.4221e-05 | 0.00010305 | 0.00011121 | 0.00011829 | 0.00012051 | 0.00012435 | 0.00012862 | 0.00013213 | 0.00013239 | 0.000134 | 0.00013366 | 0.00013214 | 0.00013151 | 0.00013069 | 0.0020308 | 0.47765 | 0.37722 | 0.44184 | 0.54125 | 0.55185 | 0.50131 | 0.64639 | 0.55386 | 0.52925 | 0.49006 | 0.42739 | 0.45774 | 0 | 1.7646 | 1.5654 | 1.8146 | 2.034 | 2.014 | 2.1834 | 2.6855 | 2.3205 | 2.1633 | 2.0335 | 1.8487 | 1.9322 | 12.6271
LO12Med | New | Clothes Washer | Residential | Water Heating | 0.00018318 | 0.00012397 | 1.9516 | -833.4977 | Multifamily - High Rise | Top Load_CEE Tier 1+Electric DHW_Gas Dryer | 0 | 0 | 0 | 0 | 0 | 0 | 0 | 0 | 0 | 0 | 0 | 0 | 0 | 0 | 0 | 0 | 0 | 0 | 0 | 0 | 0 | 0.016253 | 0.017701 | 0.021475 | 0.015241 | 0.018947 | 0.028413 | 0.029487 | 0.034059 | 0.028232 | 0.022595 | 0.01863 | 0.017086 | 0 | 0.11648 | 0.10924 | 0.12658 | 0.12354 | 0.14525 | 0.16208 | 0.16905 | 0.18896 | 0.16865 | 0.15163 | 0.11096 | 0.11101 | 1515.8577
LO12Med | New | Clothes Washer | Residential | Water Heating | 0.0027085 | 0.0020156 | 26.1088 | 25.3986 | Multifamily - High Rise | Front Load_CEE Tier 2+Electric DHW_Electric Dryer | 0.00074894 | 0.001473 | 0.0022029 | 0.0029571 | 0.0036678 | 0.0042345 | 0.0047368 | 0.005181 | 0.0055911 | 0.0059471 | 0.0060585 | 0.0062518 | 0.0064664 | 0.0066426 | 0.0066557 | 0.0067369 | 0.0067196 | 0.0066432 | 0.0066117 | 0.0065702 | 0.1021 | 0.42041 | 0.32879 | 0.38462 | 0.47849 | 0.48561 | 0.43371 | 0.56396 | 0.4774 | 0.45905 | 0.42741 | 0.37346 | 0.40188 | 0 | 1.5157 | 1.3407 | 1.5542 | 1.7543 | 1.7218 | 1.8635 | 2.3122 | 1.9695 | 1.8411 | 1.7351 | 1.5953 | 1.6707 | 1.0597
LO12Med | New | Clothes Washer | Residential | Water Heating | 0.0017066 | 0.0012689 | 16.4676 | 41.9593 | Multifamily - High Rise | Front Load_CEE Tier 2+Electric DHW_Gas Dryer | 0 | 0 | 0 | 0 | 0 | 0 | 0 | 0 | 0 | 0 | 0 | 0 | 0 | 0 | 0 | 0 | 0 | 0 | 0 | 0 | 0 | 0.2638 | 0.20676 | 0.24193 | 0.29995 | 0.30472 | 0.27319 | 0.35456 | 0.30096 | 0.28899 | 0.26874 | 0.23472 | 0.25231 | 0 | 0.95628 | 0.84644 | 0.98119 | 1.1058 | 1.0875 | 1.1774 | 1.458 | 1.246 | 1.164 | 1.0964 | 1.0055 | 1.0525 | 0.93797
LO12Med | New | Clothes Washer | Residential | Water Heating | 0.0030268 | 0.0022459 | 29.2765 | -343.6572 | Multifamily - High Rise | Top Load_ENERGY STAR but not CEE+Gas DHW_Electric Dryer | 0.00013288 | 0.00026134 | 0.00039084 | 0.00052465 | 0.00065074 | 0.00075129 | 0.00084042 | 0.00091922 | 0.00099199 | 0.0010551 | 0.0010749 | 0.0011092 | 0.0011473 | 0.0011785 | 0.0011809 | 0.0011953 | 0.0011922 | 0.0011786 | 0.0011731 | 0.0011657 | 0.018114 | 0.46333 | 0.36502 | 0.4274 | 0.52561 | 0.53528 | 0.48419 | 0.62563 | 0.53446 | 0.5115 | 0.47428 | 0.41383 | 0.44374 | 0 | 1.7013 | 1.5082 | 1.7483 | 1.963 | 1.9395 | 2.1018 | 2.5907 | 2.2307 | 2.081 | 1.9573 | 1.7845 | 1.866 | 9858.2822
LO12Med | New | Clothes Washer | Residential | Water Heating | 0.0025981 | 0.0019264 | 25.151 | -396.4232 | Multifamily - High Rise | Top Load_ENERGY STAR but not CEE+Electric DHW_Gas Dryer | 0 | 0 | 0 | 0 | 0 | 0 | 0 | 0 | 0 | 0 | 0 | 0 | 0 | 0 | 0 | 0 | 0 | 0 | 0 | 0 | 0 | 0.39632 | 0.3128 | 0.36635 | 0.44921 | 0.45788 | 0.41551 | 0.53603 | 0.45896 | 0.43873 | 0.40638 | 0.35446 | 0.37974 | 0 | 1.4619 | 1.2967 | 1.5031 | 1.6856 | 1.668 | 1.8082 | 2.2252 | 1.9211 | 1.7913 | 1.684 | 1.5321 | 1.6015 | 9659.8436
LO12Med | New | Clothes Washer | Residential | Water Heating | 0.0056201 | 0.0041761 | 54.2707 | -30.0573 | Multifamily - High Rise | Top Load_CEE Tier 1+Gas DHW_Electric Dryer | 0.00024632 | 0.00048446 | 0.00072451 | 0.00097256 | 0.0012063 | 0.0013927 | 0.0015579 | 0.001704 | 0.0018389 | 0.001956 | 0.0019926 | 0.0020562 | 0.0021267 | 0.0021847 | 0.002189 | 0.0022157 | 0.00221 | 0.0021849 | 0.0021745 | 0.0021609 | 0.033579 | 0.86613 | 0.67993 | 0.79576 | 0.98412 | 1.0005 | 0.89947 | 1.1658 | 0.99151 | 0.95108 | 0.88365 | 0.77155 | 0.82875 | 0 | 3.1522 | 2.7915 | 3.2358 | 3.6426 | 3.5873 | 3.8853 | 4.8042 | 4.1153 | 3.8428 | 3.6179 | 3.3119 | 3.4656 | 6.693
LO12Med | New | Clothes Washer | Residential | Water Heating | 0.016954 | 0.012637 | 163.128 | -45.3279 | Multifamily - High Rise | Front Load_CEE Tier 1+Electric DHW_Electric Dryer | 0.0046794 | 0.0092033 | 0.013764 | 0.018476 | 0.022916 | 0.026457 | 0.029596 | 0.032371 | 0.034933 | 0.037158 | 0.037853 | 0.039061 | 0.040402 | 0.041503 | 0.041585 | 0.042092 | 0.041984 | 0.041506 | 0.04131 | 0.041051 | 0.6379 | 2.6515 | 2.0655 | 2.415 | 3.0231 | 3.0624 | 2.7163 | 3.5443 | 2.9855 | 2.878 | 2.6857 | 2.3485 | 2.5321 | 0 | 9.4649 | 8.3621 | 9.6933 | 10.973 | 10.7305 | 11.6062 | 14.4526 | 12.2376 | 11.4525 | 10.8054 | 9.9811 | 10.461 | 3.0418
LO12Med | New | Clothes Washer | Residential | Water Heating | 0.01124 | 0.0083782 | 108.1398 | -69.4839 | Multifamily - High Rise | Front Load_CEE Tier 1+Gas DHW_Electric Dryer | 0.00049082 | 0.00096533 | 0.0014437 | 0.0019379 | 0.0024037 | 0.0027751 | 0.0031043 | 0.0033954 | 0.0036642 | 0.0038975 | 0.0039704 | 0.0040971 | 0.0042377 | 0.0043532 | 0.0043618 | 0.004415 | 0.0044037 | 0.0043536 | 0.004333 | 0.0043058 | 0.066909 | 1.7582 | 1.3695 | 1.6012 | 2.0048 | 2.0307 | 1.8008 | 2.35 | 1.9792 | 1.9081 | 1.7807 | 1.5572 | 1.679 | 0 | 6.2743 | 5.543 | 6.4255 | 7.2744 | 7.1128 | 7.6931 | 9.581 | 8.111 | 7.591 | 7.1623 | 6.6169 | 6.9352 | 2.7782
LO12Med | New | Clothes Washer | Residential | Water Heating | 0.00283 | 0.0021105 | 27.2131 | -257.1273 | Multifamily - High Rise | Front Load_CEE Tier 1+Electric DHW_Gas Dryer | 0 | 0 | 0 | 0 | 0 | 0 | 0 | 0 | 0 | 0 | 0 | 0 | 0 | 0 | 0 | 0 | 0 | 0 | 0 | 0 | 0 | 0.44365 | 0.34517 | 0.4035 | 0.50611 | 0.51239 | 0.45349 | 0.59237 | 0.49818 | 0.48065 | 0.44885 | 0.3926 | 0.42354 | 0 | 1.5787 | 1.3942 | 1.6161 | 1.8312 | 1.7886 | 1.9342 | 2.4113 | 2.0378 | 1.9078 | 1.8006 | 1.6658 | 1.7463 | 2.2778
LO12Med | New | Clothes Washer | Residential | Water Heating | 0.0046159 | 0.0034303 | 44.568 | -224.9709 | Manufactured | Top Load_ENERGY STAR but not CEE+Electric DHW_Electric Dryer | 0.0016381 | 0.0033335 | 0.0051136 | 0.0070209 | 0.0088853 | 0.01048 | 0.011961 | 0.013321 | 0.014655 | 0.015899 | 0.016557 | 0.017453 | 0.018398 | 0.019265 | 0.019672 | 0.020271 | 0.020582 | 0.020745 | 0.02108 | 0.021339 | 0.28767 | 0.71173 | 0.55857 | 0.65371 | 0.80879 | 0.82217 | 0.73878 | 0.95775 | 0.8143 | 0.78123 | 0.72595 | 0.63389 | 0.68097 | 0 | 2.5885 | 2.2921 | 2.657 | 2.9916 | 2.9455 | 3.19 | 3.9454 | 3.3783 | 3.1549 | 2.9705 | 2.72 | 2.8464 | 10261.4799
LO12Med | New | Clothes Washer | Residential | Water Heating | 0.001009 | 0.00074208 | 9.8594 | -1014.7662 | Manufactured | Top Load_ENERGY STAR but not CEE+Gas DHW_Gas Dryer | 5.746e-06 | 1.1693e-05 | 1.7937e-05 | 2.4627e-05 | 3.1167e-05 | 3.676e-05 | 4.1957e-05 | 4.6725e-05 | 5.1404e-05 | 5.577e-05 | 5.8077e-05 | 6.122e-05 | 6.4535e-05 | 6.7575e-05 | 6.9003e-05 | 7.1104e-05 | 7.2196e-05 | 7.2766e-05 | 7.3941e-05 | 7.4852e-05 | 0.0010091 | 0.14792 | 0.11925 | 0.14004 | 0.16603 | 0.17098 | 0.16092 | 0.20392 | 0.17912 | 0.169 | 0.15472 | 0.1344 | 0.14251 | 0 | 0.57464 | 0.51274 | 0.59433 | 0.65704 | 0.66201 | 0.72 | 0.87044 | 0.77357 | 0.71742 | 0.67091 | 0.59652 | 0.62099 | 9256.6459
LO12Med | New | Clothes Washer | Residential | Water Heating | 0.0026684 | 0.0019762 | 25.8668 | -65.5439 | Manufactured | Top Load_CEE Tier 1+Electric DHW_Electric Dryer | 0.00095075 | 0.0019347 | 0.0029679 | 0.0040748 | 0.0051569 | 0.0060823 | 0.0069423 | 0.0077312 | 0.0085055 | 0.0092278 | 0.0096096 | 0.01013 | 0.010678 | 0.011181 | 0.011417 | 0.011765 | 0.011946 | 0.01204 | 0.012234 | 0.012385 | 0.16696 | 0.40473 | 0.32041 | 0.3754 | 0.45812 | 0.46763 | 0.42658 | 0.5489 | 0.47171 | 0.45007 | 0.41619 | 0.36279 | 0.3881 | 0 | 1.5041 | 1.3353 | 1.5478 | 1.7321 | 1.7186 | 1.864 | 2.2878 | 1.9837 | 1.8481 | 1.7361 | 1.5741 | 1.6444 | 2256.6189
LO12Med | New | Clothes Washer | Residential | Water Heating | 0.0031349 | 0.0023239 | 30.3555 | -51.4624 | Manufactured | Top Load_CEE Tier 1+Gas DHW_Gas Dryer | 1.7691e-05 | 3.6001e-05 | 5.5225e-05 | 7.5822e-05 | 9.5957e-05 | 0.00011318 | 0.00012918 | 0.00014386 | 0.00015827 | 0.00017171 | 0.00017881 | 0.00018849 | 0.00019869 | 0.00020805 | 0.00021245 | 0.00021892 | 0.00022228 | 0.00022403 | 0.00022765 | 0.00023046 | 0.0031067 | 0.47765 | 0.37722 | 0.44184 | 0.54125 | 0.55185 | 0.50131 | 0.64639 | 0.55386 | 0.52925 | 0.49006 | 0.42739 | 0.45774 | 0 | 1.7646 | 1.5654 | 1.8146 | 2.034 | 2.014 | 2.1834 | 2.6855 | 2.3205 | 2.1633 | 2.0335 | 1.8487 | 1.9322 | 12.6271
LO12Med | New | Clothes Washer | Residential | Water Heating | 0.00018318 | 0.00012397 | 1.9516 | -833.4977 | Manufactured | Top Load_CEE Tier 1+Electric DHW_Gas Dryer | 3.8162e-07 | 7.7657e-07 | 1.1913e-06 | 1.6356e-06 | 2.0699e-06 | 2.4413e-06 | 2.7865e-06 | 3.1032e-06 | 3.414e-06 | 3.7039e-06 | 3.8571e-06 | 4.0659e-06 | 4.286e-06 | 4.4879e-06 | 4.5827e-06 | 4.7223e-06 | 4.7948e-06 | 4.8326e-06 | 4.9107e-06 | 4.9712e-06 | 6.7015e-05 | 0.016253 | 0.017701 | 0.021475 | 0.015241 | 0.018947 | 0.028413 | 0.029487 | 0.034059 | 0.028232 | 0.022595 | 0.01863 | 0.017086 | 0 | 0.11648 | 0.10924 | 0.12658 | 0.12354 | 0.14525 | 0.16208 | 0.16905 | 0.18896 | 0.16865 | 0.15163 | 0.11096 | 0.11101 | 1515.8577
LO12Med | New | Clothes Washer | Residential | Water Heating | 0.0027085 | 0.0020156 | 26.1088 | 25.3986 | Manufactured | Front Load_CEE Tier 2+Electric DHW_Electric Dryer | 0.00095965 | 0.0019528 | 0.0029957 | 0.004113 | 0.0052052 | 0.0061392 | 0.0070072 | 0.0078036 | 0.0085851 | 0.0093142 | 0.0096995 | 0.010224 | 0.010778 | 0.011286 | 0.011524 | 0.011875 | 0.012058 | 0.012153 | 0.012349 | 0.012501 | 0.16852 | 0.42041 | 0.32879 | 0.38462 | 0.47849 | 0.48561 | 0.43371 | 0.56396 | 0.4774 | 0.45905 | 0.42741 | 0.37346 | 0.40188 | 0 | 1.5157 | 1.3407 | 1.5542 | 1.7543 | 1.7218 | 1.8635 | 2.3122 | 1.9695 | 1.8411 | 1.7351 | 1.5953 | 1.6707 | 1.0597
LO12Med | New | Clothes Washer | Residential | Water Heating | 0.0017066 | 0.0012689 | 16.4676 | 41.9593 | Manufactured | Front Load_CEE Tier 2+Electric DHW_Gas Dryer | 3.2201e-06 | 6.5528e-06 | 1.0052e-05 | 1.3801e-05 | 1.7466e-05 | 2.06e-05 | 2.3513e-05 | 2.6185e-05 | 2.8807e-05 | 3.1254e-05 | 3.2547e-05 | 3.4308e-05 | 3.6166e-05 | 3.7869e-05 | 3.867e-05 | 3.9847e-05 | 4.046e-05 | 4.0779e-05 | 4.1437e-05 | 4.1948e-05 | 0.00056548 | 0.2638 | 0.20676 | 0.24193 | 0.29995 | 0.30472 | 0.27319 | 0.35456 | 0.30096 | 0.28899 | 0.26874 | 0.23472 | 0.25231 | 0 | 0.95628 | 0.84644 | 0.98119 | 1.1058 | 1.0875 | 1.1774 | 1.458 | 1.246 | 1.164 | 1.0964 | 1.0055 | 1.0525 | 0.93797
LO12Med | New | Clothes Washer | Residential | Water Heating | 0.0030268 | 0.0022459 | 29.2765 | -343.6572 | Manufactured | Top Load_ENERGY STAR but not CEE+Gas DHW_Electric Dryer | 0.00011159 | 0.00022709 | 0.00034835 | 0.00047828 | 0.00060529 | 0.00071391 | 0.00081484 | 0.00090745 | 0.00099832 | 0.0010831 | 0.0011279 | 0.001189 | 0.0012533 | 0.0013124 | 0.0013401 | 0.0013809 | 0.0014021 | 0.0014132 | 0.001436 | 0.0014537 | 0.019597 | 0.46333 | 0.36502 | 0.4274 | 0.52561 | 0.53528 | 0.48419 | 0.62563 | 0.53446 | 0.5115 | 0.47428 | 0.41383 | 0.44374 | 0 | 1.7013 | 1.5082 | 1.7483 | 1.963 | 1.9395 | 2.1018 | 2.5907 | 2.2307 | 2.081 | 1.9573 | 1.7845 | 1.866 | 9858.2822
LO12Med | New | Clothes Washer | Residential | Water Heating | 0.0025981 | 0.0019264 | 25.151 | -396.4232 | Manufactured | Top Load_ENERGY STAR but not CEE+Electric DHW_Gas Dryer | 4.9181e-06 | 1.0008e-05 | 1.5352e-05 | 2.1079e-05 | 2.6676e-05 | 3.1463e-05 | 3.5911e-05 | 3.9993e-05 | 4.3998e-05 | 4.7734e-05 | 4.9709e-05 | 5.2399e-05 | 5.5236e-05 | 5.7838e-05 | 5.9061e-05 | 6.0859e-05 | 6.1794e-05 | 6.2281e-05 | 6.3287e-05 | 6.4067e-05 | 0.00086366 | 0.39632 | 0.3128 | 0.36635 | 0.44921 | 0.45788 | 0.41551 | 0.53603 | 0.45896 | 0.43873 | 0.40638 | 0.35446 | 0.37974 | 0 | 1.4619 | 1.2967 | 1.5031 | 1.6856 | 1.668 | 1.8082 | 2.2252 | 1.9211 | 1.7913 | 1.684 | 1.5321 | 1.6015 | 9659.8436
LO12Med | New | Clothes Washer | Residential | Water Heating | 0.0056201 | 0.0041761 | 54.2707 | -30.0573 | Manufactured | Top Load_CEE Tier 1+Gas DHW_Electric Dryer | 0.00020687 | 0.00042096 | 0.00064576 | 0.0008866 | 0.001122 | 0.0013234 | 0.0015105 | 0.0016822 | 0.0018506 | 0.0020078 | 0.0020909 | 0.002204 | 0.0023233 | 0.0024328 | 0.0024842 | 0.0025598 | 0.0025992 | 0.0026197 | 0.002662 | 0.0026948 | 0.036327 | 0.86613 | 0.67993 | 0.79576 | 0.98412 | 1.0005 | 0.89947 | 1.1658 | 0.99151 | 0.95108 | 0.88365 | 0.77155 | 0.82875 | 0 | 3.1522 | 2.7915 | 3.2358 | 3.6426 | 3.5873 | 3.8853 | 4.8042 | 4.1153 | 3.8428 | 3.6179 | 3.3119 | 3.4656 | 6.693
LO12Med | New | Clothes Washer | Residential | Water Heating | 0.016954 | 0.012637 | 163.128 | -45.3279 | Manufactured | Front Load_CEE Tier 1+Electric DHW_Electric Dryer | 0.0059959 | 0.012201 | 0.018717 | 0.025698 | 0.032522 | 0.038358 | 0.043781 | 0.048757 | 0.053639 | 0.058195 | 0.060603 | 0.063882 | 0.067341 | 0.070513 | 0.072003 | 0.074196 | 0.075336 | 0.07593 | 0.077156 | 0.078107 | 1.0529 | 2.6515 | 2.0655 | 2.415 | 3.0231 | 3.0624 | 2.7163 | 3.5443 | 2.9855 | 2.878 | 2.6857 | 2.3485 | 2.5321 | 0 | 9.4649 | 8.3621 | 9.6933 | 10.973 | 10.7305 | 11.6062 | 14.4526 | 12.2376 | 11.4525 | 10.8054 | 9.9811 | 10.461 | 3.0418
LO12Med | New | Clothes Washer | Residential | Water Heating | 0.01124 | 0.0083782 | 108.1398 | -69.4839 | Manufactured | Front Load_CEE Tier 1+Gas DHW_Electric Dryer | 0.0004122 | 0.00083881 | 0.0012867 | 0.0017666 | 0.0022358 | 0.002637 | 0.0030098 | 0.0033519 | 0.0036876 | 0.0040007 | 0.0041662 | 0.0043917 | 0.0046295 | 0.0048476 | 0.00495 | 0.0051007 | 0.0051791 | 0.0052199 | 0.0053043 | 0.0053696 | 0.072386 | 1.7582 | 1.3695 | 1.6012 | 2.0048 | 2.0307 | 1.8008 | 2.35 | 1.9792 | 1.9081 | 1.7807 | 1.5572 | 1.679 | 0 | 6.2743 | 5.543 | 6.4255 | 7.2744 | 7.1128 | 7.6931 | 9.581 | 8.111 | 7.591 | 7.1623 | 6.6169 | 6.9352 | 2.7782
LO12Med | New | Clothes Washer | Residential | Water Heating | 0.00283 | 0.0021105 | 27.2131 | -257.1273 | Manufactured | Front Load_CEE Tier 1+Electric DHW_Gas Dryer | 5.3214e-06 | 1.0829e-05 | 1.6611e-05 | 2.2807e-05 | 2.8863e-05 | 3.4043e-05 | 3.8856e-05 | 4.3272e-05 | 4.7605e-05 | 5.1648e-05 | 5.3785e-05 | 5.6695e-05 | 5.9765e-05 | 6.258e-05 | 6.3903e-05 | 6.5849e-05 | 6.686e-05 | 6.7388e-05 | 6.8476e-05 | 6.932e-05 | 0.00093448 | 0.44365 | 0.34517 | 0.4035 | 0.50611 | 0.51239 | 0.45349 | 0.59237 | 0.49818 | 0.48065 | 0.44885 | 0.3926 | 0.42354 | 0 | 1.5787 | 1.3942 | 1.6161 | 1.8312 | 1.7886 | 1.9342 | 2.4113 | 2.0378 | 1.9078 | 1.8006 | 1.6658 | 1.7463 | 2.2778
LO12Med | NR | Clothes Washer | Residential | Water Heating | 0.0046159 | 0.0034303 | 44.568 | -224.9709 | Single Family | Top Load_ENERGY STAR but not CEE+Electric DHW_Electric Dryer | 0.070222 | 0.14012 | 0.20971 | 0.27898 | 0.34793 | 0.40963 | 0.45857 | 0.49734 | 0.52798 | 0.55215 | 0.57114 | 0.586 | 0.59756 | 0.6065 | 0.72622 | 0.71827 | 0.70378 | 0.69034 | 0.67618 | 0.66308 | 9.1467 | 0.71173 | 0.55857 | 0.65371 | 0.80879 | 0.82217 | 0.73878 | 0.95775 | 0.8143 | 0.78123 | 0.72595 | 0.63389 | 0.68097 | 0 | 2.5885 | 2.2921 | 2.657 | 2.9916 | 2.9455 | 3.19 | 3.9454 | 3.3783 | 3.1549 | 2.9705 | 2.72 | 2.8464 | 10261.4799
LO12Med | NR | Clothes Washer | Residential | Water Heating | 0.0030268 | 0.0022459 | 29.2765 | -343.6572 | Single Family | Top Load_ENERGY STAR but not CEE+Gas DHW_Electric Dryer | 0.038947 | 0.077717 | 0.11631 | 0.15473 | 0.19297 | 0.22719 | 0.25434 | 0.27584 | 0.29283 | 0.30624 | 0.31677 | 0.32501 | 0.33143 | 0.33638 | 0.40278 | 0.39837 | 0.39034 | 0.38288 | 0.37503 | 0.36776 | 5.073 | 0.46333 | 0.36502 | 0.4274 | 0.52561 | 0.53528 | 0.48419 | 0.62563 | 0.53446 | 0.5115 | 0.47428 | 0.41383 | 0.44374 | 0 | 1.7013 | 1.5082 | 1.7483 | 1.963 | 1.9395 | 2.1018 | 2.5907 | 2.2307 | 2.081 | 1.9573 | 1.7845 | 1.866 | 9858.2822
LO12Med | NR | Clothes Washer | Residential | Water Heating | 0.0025981 | 0.0019264 | 25.151 | -396.4232 | Single Family | Top Load_ENERGY STAR but not CEE+Electric DHW_Gas Dryer | 0.00041509 | 0.0008283 | 0.0012396 | 0.0016491 | 0.0020567 | 0.0024214 | 0.0027107 | 0.0029399 | 0.003121 | 0.0032638 | 0.0033761 | 0.003464 | 0.0035323 | 0.0035852 | 0.0042928 | 0.0042458 | 0.0041602 | 0.0040808 | 0.003997 | 0.0039196 | 0.054068 | 0.39632 | 0.3128 | 0.36635 | 0.44921 | 0.45788 | 0.41551 | 0.53603 | 0.45896 | 0.43873 | 0.40638 | 0.35446 | 0.37974 | 0 | 1.4619 | 1.2967 | 1.5031 | 1.6856 | 1.668 | 1.8082 | 2.2252 | 1.9211 | 1.7913 | 1.684 | 1.5321 | 1.6015 | 9659.8436
LO12Med | NR | Clothes Washer | Residential | Water Heating | 0.001009 | 0.00074208 | 9.8594 | -1014.7662 | Single Family | Top Load_ENERGY STAR but not CEE+Gas DHW_Gas Dryer | 0.002128 | 0.0042463 | 0.0063549 | 0.008454 | 0.010543 | 0.012413 | 0.013896 | 0.015071 | 0.016 | 0.016732 | 0.017307 | 0.017758 | 0.018108 | 0.018379 | 0.022007 | 0.021766 | 0.021327 | 0.02092 | 0.020491 | 0.020094 | 0.27718 | 0.14792 | 0.11925 | 0.14004 | 0.16603 | 0.17098 | 0.16092 | 0.20392 | 0.17912 | 0.169 | 0.15472 | 0.1344 | 0.14251 | 0 | 0.57464 | 0.51274 | 0.59433 | 0.65704 | 0.66201 | 0.72 | 0.87044 | 0.77357 | 0.71742 | 0.67091 | 0.59652 | 0.62099 | 9256.6459
LO12Med | NR | Clothes Washer | Residential | Water Heating | 0.0026684 | 0.0019762 | 25.8668 | -65.5439 | Single Family | Top Load_CEE Tier 1+Electric DHW_Electric Dryer | 0.040756 | 0.081327 | 0.12171 | 0.16192 | 0.20193 | 0.23774 | 0.26615 | 0.28865 | 0.30644 | 0.32046 | 0.33148 | 0.34011 | 0.34682 | 0.35201 | 0.42149 | 0.41687 | 0.40847 | 0.40067 | 0.39245 | 0.38484 | 5.3086 | 0.40473 | 0.32041 | 0.3754 | 0.45812 | 0.46763 | 0.42658 | 0.5489 | 0.47171 | 0.45007 | 0.41619 | 0.36279 | 0.3881 | 0 | 1.5041 | 1.3353 | 1.5478 | 1.7321 | 1.7186 | 1.864 | 2.2878 | 1.9837 | 1.8481 | 1.7361 | 1.5741 | 1.6444 | 2256.6189
LO12Med | NR | Clothes Washer | Residential | Water Heating | 0.00018318 | 0.00012397 | 1.9516 | -833.4977 | Single Family | Top Load_CEE Tier 1+Electric DHW_Gas Dryer | 3.2209e-05 | 6.4271e-05 | 9.6188e-05 | 0.00012796 | 0.00015959 | 0.00018788 | 0.00021033 | 0.00022812 | 0.00024217 | 0.00025326 | 0.00026197 | 0.00026878 | 0.00027409 | 0.00027819 | 0.0003331 | 0.00032945 | 0.00032281 | 0.00031664 | 0.00031015 | 0.00030414 | 0.0041953 | 0.016253 | 0.017701 | 0.021475 | 0.015241 | 0.018947 | 0.028413 | 0.029487 | 0.034059 | 0.028232 | 0.022595 | 0.01863 | 0.017086 | 0 | 0.11648 | 0.10924 | 0.12658 | 0.12354 | 0.14525 | 0.16208 | 0.16905 | 0.18896 | 0.16865 | 0.15163 | 0.11096 | 0.11101 | 1515.8577
LO12Med | NR | Clothes Washer | Residential | Water Heating | 0.0031349 | 0.0023239 | 30.3555 | -51.4624 | Single Family | Top Load_CEE Tier 1+Gas DHW_Gas Dryer | 0.0065517 | 0.013074 | 0.019566 | 0.026028 | 0.032462 | 0.038218 | 0.042784 | 0.046401 | 0.049261 | 0.051515 | 0.053287 | 0.054673 | 0.055752 | 0.056586 | 0.067756 | 0.067014 | 0.065663 | 0.064409 | 0.063087 | 0.061865 | 0.85338 | 0.47765 | 0.37722 | 0.44184 | 0.54125 | 0.55185 | 0.50131 | 0.64639 | 0.55386 | 0.52925 | 0.49006 | 0.42739 | 0.45774 | 0 | 1.7646 | 1.5654 | 1.8146 | 2.034 | 2.014 | 2.1834 | 2.6855 | 2.3205 | 2.1633 | 2.0335 | 1.8487 | 1.9322 | 12.6271
LO12Med | NR | Clothes Washer | Residential | Water Heating | 0.0056201 | 0.0041761 | 54.2707 | -30.0573 | Single Family | Top Load_CEE Tier 1+Gas DHW_Electric Dryer | 0.072197 | 0.14407 | 0.21561 | 0.28683 | 0.35772 | 0.42115 | 0.47147 | 0.51133 | 0.54284 | 0.56768 | 0.5872 | 0.60248 | 0.61437 | 0.62356 | 0.74664 | 0.73847 | 0.72358 | 0.70976 | 0.6952 | 0.68173 | 9.4039 | 0.86613 | 0.67993 | 0.79576 | 0.98412 | 1.0005 | 0.89947 | 1.1658 | 0.99151 | 0.95108 | 0.88365 | 0.77155 | 0.82875 | 0 | 3.1522 | 2.7915 | 3.2358 | 3.6426 | 3.5873 | 3.8853 | 4.8042 | 4.1153 | 3.8428 | 3.6179 | 3.3119 | 3.4656 | 6.693
LO12Med | NR | Clothes Washer | Residential | Water Heating | 0.016954 | 0.012637 | 163.128 | -45.3279 | Single Family | Front Load_CEE Tier 1+Electric DHW_Electric Dryer | 0.25703 | 0.51288 | 0.76758 | 1.0211 | 1.2735 | 1.4993 | 1.6785 | 1.8204 | 1.9325 | 2.021 | 2.0905 | 2.1449 | 2.1872 | 2.2199 | 2.6581 | 2.629 | 2.576 | 2.5268 | 2.4749 | 2.427 | 33.4786 | 2.6515 | 2.0655 | 2.415 | 3.0231 | 3.0624 | 2.7163 | 3.5443 | 2.9855 | 2.878 | 2.6857 | 2.3485 | 2.5321 | 0 | 9.4649 | 8.3621 | 9.6933 | 10.973 | 10.7305 | 11.6062 | 14.4526 | 12.2376 | 11.4525 | 10.8054 | 9.9811 | 10.461 | 3.0418
LO12Med | NR | Clothes Washer | Residential | Water Heating | 0.01124 | 0.0083782 | 108.1398 | -69.4839 | Single Family | Front Load_CEE Tier 1+Gas DHW_Electric Dryer | 0.14386 | 0.28707 | 0.42962 | 0.57153 | 0.71279 | 0.83918 | 0.93945 | 1.0189 | 1.0817 | 1.1312 | 1.1701 | 1.2005 | 1.2242 | 1.2425 | 1.4878 | 1.4715 | 1.4418 | 1.4143 | 1.3853 | 1.3584 | 18.7383 | 1.7582 | 1.3695 | 1.6012 | 2.0048 | 2.0307 | 1.8008 | 2.35 | 1.9792 | 1.9081 | 1.7807 | 1.5572 | 1.679 | 0 | 6.2743 | 5.543 | 6.4255 | 7.2744 | 7.1128 | 7.6931 | 9.581 | 8.111 | 7.591 | 7.1623 | 6.6169 | 6.9352 | 2.7782
LO12Med | NR | Clothes Washer | Residential | Water Heating | 0.00283 | 0.0021105 | 27.2131 | -257.1273 | Single Family | Front Load_CEE Tier 1+Electric DHW_Gas Dryer | 0.00044913 | 0.00089622 | 0.0013413 | 0.0017843 | 0.0022253 | 0.0026199 | 0.0029329 | 0.0031809 | 0.0033769 | 0.0035315 | 0.0036529 | 0.003748 | 0.0038219 | 0.0038791 | 0.0046448 | 0.0045939 | 0.0045013 | 0.0044153 | 0.0043247 | 0.004241 | 0.058501 | 0.44365 | 0.34517 | 0.4035 | 0.50611 | 0.51239 | 0.45349 | 0.59237 | 0.49818 | 0.48065 | 0.44885 | 0.3926 | 0.42354 | 0 | 1.5787 | 1.3942 | 1.6161 | 1.8312 | 1.7886 | 1.9342 | 2.4113 | 2.0378 | 1.9078 | 1.8006 | 1.6658 | 1.7463 | 2.2778
LO12Med | NR | Clothes Washer | Residential | Water Heating | 0.0027085 | 0.0020156 | 26.1088 | 25.3986 | Single Family | Front Load_CEE Tier 2+Electric DHW_Electric Dryer | 0.041137 | 0.082088 | 0.12285 | 0.16343 | 0.20382 | 0.23997 | 0.26864 | 0.29135 | 0.3093 | 0.32346 | 0.33458 | 0.34329 | 0.35007 | 0.3553 | 0.42543 | 0.42077 | 0.41229 | 0.40442 | 0.39612 | 0.38845 | 5.3583 | 0.42041 | 0.32879 | 0.38462 | 0.47849 | 0.48561 | 0.43371 | 0.56396 | 0.4774 | 0.45905 | 0.42741 | 0.37346 | 0.40188 | 0 | 1.5157 | 1.3407 | 1.5542 | 1.7543 | 1.7218 | 1.8635 | 2.3122 | 1.9695 | 1.8411 | 1.7351 | 1.5953 | 1.6707 | 1.0597
LO12Med | NR | Clothes Washer | Residential | Water Heating | 0.0017066 | 0.0012689 | 16.4676 | 41.9593 | Single Family | Front Load_CEE Tier 2+Electric DHW_Gas Dryer | 0.00027178 | 0.00054233 | 0.00081165 | 0.0010797 | 0.0013466 | 0.0015854 | 0.0017748 | 0.0019249 | 0.0020435 | 0.002137 | 0.0022105 | 0.002268 | 0.0023128 | 0.0023474 | 0.0028107 | 0.0027799 | 0.0027239 | 0.0026719 | 0.002617 | 0.0025664 | 0.035401 | 0.2638 | 0.20676 | 0.24193 | 0.29995 | 0.30472 | 0.27319 | 0.35456 | 0.30096 | 0.28899 | 0.26874 | 0.23472 | 0.25231 | 0 | 0.95628 | 0.84644 | 0.98119 | 1.1058 | 1.0875 | 1.1774 | 1.458 | 1.246 | 1.164 | 1.0964 | 1.0055 | 1.0525 | 0.93797
LO12Med | NR | Clothes Washer | Residential | Water Heating | 0.0046159 | 0.0034303 | 44.568 | -224.9709 | Multifamily - Low Rise | Top Load_ENERGY STAR but not CEE+Electric DHW_Electric Dryer | 0.01456 | 0.029053 | 0.04348 | 0.057842 | 0.072139 | 0.08493 | 0.095078 | 0.10312 | 0.10947 | 0.11448 | 0.11842 | 0.1215 | 0.1239 | 0.12575 | 0.16973 | 0.16643 | 0.16162 | 0.15708 | 0.1521 | 0.14744 | 1.9718 | 0.71173 | 0.55857 | 0.65371 | 0.80879 | 0.82217 | 0.73878 | 0.95775 | 0.8143 | 0.78123 | 0.72595 | 0.63389 | 0.68097 | 0 | 2.5885 | 2.2921 | 2.657 | 2.9916 | 2.9455 | 3.19 | 3.9454 | 3.3783 | 3.1549 | 2.9705 | 2.72 | 2.8464 | 10261.4799
LO12Med | NR | Clothes Washer | Residential | Water Heating | 0.0030268 | 0.0022459 | 29.2765 | -343.6572 | Multifamily - Low Rise | Top Load_ENERGY STAR but not CEE+Gas DHW_Electric Dryer | 0.0015133 | 0.0030197 | 0.0045192 | 0.006012 | 0.0074979 | 0.0088274 | 0.0098822 | 0.010718 | 0.011378 | 0.011899 | 0.012308 | 0.012628 | 0.012877 | 0.01307 | 0.017641 | 0.017299 | 0.016799 | 0.016326 | 0.015809 | 0.015325 | 0.20494 | 0.46333 | 0.36502 | 0.4274 | 0.52561 | 0.53528 | 0.48419 | 0.62563 | 0.53446 | 0.5115 | 0.47428 | 0.41383 | 0.44374 | 0 | 1.7013 | 1.5082 | 1.7483 | 1.963 | 1.9395 | 2.1018 | 2.5907 | 2.2307 | 2.081 | 1.9573 | 1.7845 | 1.866 | 9858.2822
LO12Med | NR | Clothes Washer | Residential | Water Heating | 0.0025981 | 0.0019264 | 25.151 | -396.4232 | Multifamily - Low Rise | Top Load_ENERGY STAR but not CEE+Electric DHW_Gas Dryer | 0 | 0 | 0 | 0 | 0 | 0 | 0 | 0 | 0 | 0 | 0 | 0 | 0 | 0 | 0 | 0 | 0 | 0 | 0 | 0 | 0 | 0.39632 | 0.3128 | 0.36635 | 0.44921 | 0.45788 | 0.41551 | 0.53603 | 0.45896 | 0.43873 | 0.40638 | 0.35446 | 0.37974 | 0 | 1.4619 | 1.2967 | 1.5031 | 1.6856 | 1.668 | 1.8082 | 2.2252 | 1.9211 | 1.7913 | 1.684 | 1.5321 | 1.6015 | 9659.8436
LO12Med | NR | Clothes Washer | Residential | Water Heating | 0.001009 | 0.00074208 | 9.8594 | -1014.7662 | Multifamily - Low Rise | Top Load_ENERGY STAR but not CEE+Gas DHW_Gas Dryer | 5.5104e-05 | 0.00010996 | 0.00016456 | 0.00021892 | 0.00027302 | 0.00032144 | 0.00035984 | 0.00039027 | 0.00041431 | 0.00043328 | 0.00044818 | 0.00045984 | 0.00046892 | 0.00047593 | 0.00064239 | 0.00062991 | 0.00061169 | 0.00059449 | 0.00057566 | 0.00055803 | 0.0074627 | 0.14792 | 0.11925 | 0.14004 | 0.16603 | 0.17098 | 0.16092 | 0.20392 | 0.17912 | 0.169 | 0.15472 | 0.1344 | 0.14251 | 0 | 0.57464 | 0.51274 | 0.59433 | 0.65704 | 0.66201 | 0.72 | 0.87044 | 0.77357 | 0.71742 | 0.67091 | 0.59652 | 0.62099 | 9256.6459
LO12Med | NR | Clothes Washer | Residential | Water Heating | 0.0026684 | 0.0019762 | 25.8668 | -65.5439 | Multifamily - Low Rise | Top Load_CEE Tier 1+Electric DHW_Electric Dryer | 0.0084502 | 0.016862 | 0.025236 | 0.033571 | 0.041868 | 0.049293 | 0.055182 | 0.059848 | 0.063535 | 0.066443 | 0.068728 | 0.070516 | 0.071908 | 0.072984 | 0.098511 | 0.096596 | 0.093804 | 0.091165 | 0.088277 | 0.085574 | 1.1444 | 0.40473 | 0.32041 | 0.3754 | 0.45812 | 0.46763 | 0.42658 | 0.5489 | 0.47171 | 0.45007 | 0.41619 | 0.36279 | 0.3881 | 0 | 1.5041 | 1.3353 | 1.5478 | 1.7321 | 1.7186 | 1.864 | 2.2878 | 1.9837 | 1.8481 | 1.7361 | 1.5741 | 1.6444 | 2256.6189
LO12Med | NR | Clothes Washer | Residential | Water Heating | 0.00018318 | 0.00012397 | 1.9516 | -833.4977 | Multifamily - Low Rise | Top Load_CEE Tier 1+Electric DHW_Gas Dryer | 0 | 0 | 0 | 0 | 0 | 0 | 0 | 0 | 0 | 0 | 0 | 0 | 0 | 0 | 0 | 0 | 0 | 0 | 0 | 0 | 0 | 0.016253 | 0.017701 | 0.021475 | 0.015241 | 0.018947 | 0.028413 | 0.029487 | 0.034059 | 0.028232 | 0.022595 | 0.01863 | 0.017086 | 0 | 0.11648 | 0.10924 | 0.12658 | 0.12354 | 0.14525 | 0.16208 | 0.16905 | 0.18896 | 0.16865 | 0.15163 | 0.11096 | 0.11101 | 1515.8577
LO12Med | NR | Clothes Washer | Residential | Water Heating | 0.0031349 | 0.0023239 | 30.3555 | -51.4624 | Multifamily - Low Rise | Top Load_CEE Tier 1+Gas DHW_Gas Dryer | 0.00016966 | 0.00033854 | 0.00050666 | 0.00067401 | 0.0008406 | 0.00098965 | 0.0011079 | 0.0012016 | 0.0012756 | 0.001334 | 0.0013799 | 0.0014158 | 0.0014437 | 0.0014653 | 0.0019778 | 0.0019394 | 0.0018833 | 0.0018303 | 0.0017724 | 0.0017181 | 0.022977 | 0.47765 | 0.37722 | 0.44184 | 0.54125 | 0.55185 | 0.50131 | 0.64639 | 0.55386 | 0.52925 | 0.49006 | 0.42739 | 0.45774 | 0 | 1.7646 | 1.5654 | 1.8146 | 2.034 | 2.014 | 2.1834 | 2.6855 | 2.3205 | 2.1633 | 2.0335 | 1.8487 | 1.9322 | 12.6271
LO12Med | NR | Clothes Washer | Residential | Water Heating | 0.0056201 | 0.0041761 | 54.2707 | -30.0573 | Multifamily - Low Rise | Top Load_CEE Tier 1+Gas DHW_Electric Dryer | 0.0028052 | 0.0055977 | 0.0083774 | 0.011145 | 0.013899 | 0.016364 | 0.018319 | 0.019868 | 0.021092 | 0.022057 | 0.022816 | 0.023409 | 0.023871 | 0.024228 | 0.032703 | 0.032067 | 0.03114 | 0.030264 | 0.029305 | 0.028408 | 0.37991 | 0.86613 | 0.67993 | 0.79576 | 0.98412 | 1.0005 | 0.89947 | 1.1658 | 0.99151 | 0.95108 | 0.88365 | 0.77155 | 0.82875 | 0 | 3.1522 | 2.7915 | 3.2358 | 3.6426 | 3.5873 | 3.8853 | 4.8042 | 4.1153 | 3.8428 | 3.6179 | 3.3119 | 3.4656 | 6.693
LO12Med | NR | Clothes Washer | Residential | Water Heating | 0.016954 | 0.012637 | 163.128 | -45.3279 | Multifamily - Low Rise | Front Load_CEE Tier 1+Electric DHW_Electric Dryer | 0.053291 | 0.10634 | 0.15915 | 0.21171 | 0.26404 | 0.31086 | 0.34801 | 0.37743 | 0.40068 | 0.41902 | 0.43343 | 0.44471 | 0.45349 | 0.46027 | 0.62125 | 0.60918 | 0.59157 | 0.57493 | 0.55672 | 0.53967 | 7.2172 | 2.6515 | 2.0655 | 2.415 | 3.0231 | 3.0624 | 2.7163 | 3.5443 | 2.9855 | 2.878 | 2.6857 | 2.3485 | 2.5321 | 0 | 9.4649 | 8.3621 | 9.6933 | 10.973 | 10.7305 | 11.6062 | 14.4526 | 12.2376 | 11.4525 | 10.8054 | 9.9811 | 10.461 | 3.0418
LO12Med | NR | Clothes Washer | Residential | Water Heating | 0.01124 | 0.0083782 | 108.1398 | -69.4839 | Multifamily - Low Rise | Front Load_CEE Tier 1+Gas DHW_Electric Dryer | 0.0055897 | 0.011154 | 0.016693 | 0.022207 | 0.027695 | 0.032606 | 0.036502 | 0.039588 | 0.042027 | 0.043951 | 0.045462 | 0.046645 | 0.047566 | 0.048278 | 0.065163 | 0.063897 | 0.06205 | 0.060304 | 0.058394 | 0.056606 | 0.75701 | 1.7582 | 1.3695 | 1.6012 | 2.0048 | 2.0307 | 1.8008 | 2.35 | 1.9792 | 1.9081 | 1.7807 | 1.5572 | 1.679 | 0 | 6.2743 | 5.543 | 6.4255 | 7.2744 | 7.1128 | 7.6931 | 9.581 | 8.111 | 7.591 | 7.1623 | 6.6169 | 6.9352 | 2.7782
LO12Med | NR | Clothes Washer | Residential | Water Heating | 0.00283 | 0.0021105 | 27.2131 | -257.1273 | Multifamily - Low Rise | Front Load_CEE Tier 1+Electric DHW_Gas Dryer | 0 | 0 | 0 | 0 | 0 | 0 | 0 | 0 | 0 | 0 | 0 | 0 | 0 | 0 | 0 | 0 | 0 | 0 | 0 | 0 | 0 | 0.44365 | 0.34517 | 0.4035 | 0.50611 | 0.51239 | 0.45349 | 0.59237 | 0.49818 | 0.48065 | 0.44885 | 0.3926 | 0.42354 | 0 | 1.5787 | 1.3942 | 1.6161 | 1.8312 | 1.7886 | 1.9342 | 2.4113 | 2.0378 | 1.9078 | 1.8006 | 1.6658 | 1.7463 | 2.2778
LO12Med | NR | Clothes Washer | Residential | Water Heating | 0.0027085 | 0.0020156 | 26.1088 | 25.3986 | Multifamily - Low Rise | Front Load_CEE Tier 2+Electric DHW_Electric Dryer | 0.0085293 | 0.01702 | 0.025472 | 0.033885 | 0.04226 | 0.049754 | 0.055699 | 0.060408 | 0.06413 | 0.067065 | 0.069371 | 0.071176 | 0.072581 | 0.073667 | 0.099432 | 0.0975 | 0.094682 | 0.092018 | 0.089103 | 0.086375 | 1.1551 | 0.42041 | 0.32879 | 0.38462 | 0.47849 | 0.48561 | 0.43371 | 0.56396 | 0.4774 | 0.45905 | 0.42741 | 0.37346 | 0.40188 | 0 | 1.5157 | 1.3407 | 1.5542 | 1.7543 | 1.7218 | 1.8635 | 2.3122 | 1.9695 | 1.8411 | 1.7351 | 1.5953 | 1.6707 | 1.0597
LO12Med | NR | Clothes Washer | Residential | Water Heating | 0.0017066 | 0.0012689 | 16.4676 | 41.9593 | Multifamily - Low Rise | Front Load_CEE Tier 2+Electric DHW_Gas Dryer | 0 | 0 | 0 | 0 | 0 | 0 | 0 | 0 | 0 | 0 | 0 | 0 | 0 | 0 | 0 | 0 | 0 | 0 | 0 | 0 | 0 | 0.2638 | 0.20676 | 0.24193 | 0.29995 | 0.30472 | 0.27319 | 0.35456 | 0.30096 | 0.28899 | 0.26874 | 0.23472 | 0.25231 | 0 | 0.95628 | 0.84644 | 0.98119 | 1.1058 | 1.0875 | 1.1774 | 1.458 | 1.246 | 1.164 | 1.0964 | 1.0055 | 1.0525 | 0.93797
LO12Med | NR | Clothes Washer | Residential | Water Heating | 0.0046159 | 0.0034303 | 44.568 | -224.9709 | Multifamily - High Rise | Top Load_ENERGY STAR but not CEE+Electric DHW_Electric Dryer | 0.0042752 | 0.008531 | 0.012767 | 0.016985 | 0.021183 | 0.024939 | 0.027918 | 0.030279 | 0.032144 | 0.033616 | 0.034772 | 0.035676 | 0.036381 | 0.036925 | 0.049642 | 0.048629 | 0.047264 | 0.045988 | 0.044589 | 0.04325 | 0.57824 | 0.71173 | 0.55857 | 0.65371 | 0.80879 | 0.82217 | 0.73878 | 0.95775 | 0.8143 | 0.78123 | 0.72595 | 0.63389 | 0.68097 | 0 | 2.5885 | 2.2921 | 2.657 | 2.9916 | 2.9455 | 3.19 | 3.9454 | 3.3783 | 3.1549 | 2.9705 | 2.72 | 2.8464 | 10261.4799
LO12Med | NR | Clothes Washer | Residential | Water Heating | 0.0030268 | 0.0022459 | 29.2765 | -343.6572 | Multifamily - High Rise | Top Load_ENERGY STAR but not CEE+Gas DHW_Electric Dryer | 0.00044435 | 0.00088668 | 0.001327 | 0.0017653 | 0.0022016 | 0.002592 | 0.0029018 | 0.0031471 | 0.003341 | 0.0034939 | 0.0036141 | 0.0037081 | 0.0037813 | 0.0038378 | 0.0051597 | 0.0050543 | 0.0049125 | 0.0047798 | 0.0046345 | 0.0044953 | 0.0601 | 0.46333 | 0.36502 | 0.4274 | 0.52561 | 0.53528 | 0.48419 | 0.62563 | 0.53446 | 0.5115 | 0.47428 | 0.41383 | 0.44374 | 0 | 1.7013 | 1.5082 | 1.7483 | 1.963 | 1.9395 | 2.1018 | 2.5907 | 2.2307 | 2.081 | 1.9573 | 1.7845 | 1.866 | 9858.2822
LO12Med | NR | Clothes Washer | Residential | Water Heating | 0.0025981 | 0.0019264 | 25.151 | -396.4232 | Multifamily - High Rise | Top Load_ENERGY STAR but not CEE+Electric DHW_Gas Dryer | 0 | 0 | 0 | 0 | 0 | 0 | 0 | 0 | 0 | 0 | 0 | 0 | 0 | 0 | 0 | 0 | 0 | 0 | 0 | 0 | 0 | 0.39632 | 0.3128 | 0.36635 | 0.44921 | 0.45788 | 0.41551 | 0.53603 | 0.45896 | 0.43873 | 0.40638 | 0.35446 | 0.37974 | 0 | 1.4619 | 1.2967 | 1.5031 | 1.6856 | 1.668 | 1.8082 | 2.2252 | 1.9211 | 1.7913 | 1.684 | 1.5321 | 1.6015 | 9659.8436
LO12Med | NR | Clothes Washer | Residential | Water Heating | 0.001009 | 0.00074208 | 9.8594 | -1014.7662 | Multifamily - High Rise | Top Load_ENERGY STAR but not CEE+Gas DHW_Gas Dryer | 1.618e-05 | 3.2287e-05 | 4.8321e-05 | 6.4282e-05 | 8.017e-05 | 9.4386e-05 | 0.00010566 | 0.0001146 | 0.00012166 | 0.00012723 | 0.0001316 | 0.00013503 | 0.00013769 | 0.00013975 | 0.00018788 | 0.00018405 | 0.00017888 | 0.00017405 | 0.00016876 | 0.00016369 | 0.0021885 | 0.14792 | 0.11925 | 0.14004 | 0.16603 | 0.17098 | 0.16092 | 0.20392 | 0.17912 | 0.169 | 0.15472 | 0.1344 | 0.14251 | 0 | 0.57464 | 0.51274 | 0.59433 | 0.65704 | 0.66201 | 0.72 | 0.87044 | 0.77357 | 0.71742 | 0.67091 | 0.59652 | 0.62099 | 9256.6459
LO12Med | NR | Clothes Washer | Residential | Water Heating | 0.0026684 | 0.0019762 | 25.8668 | -65.5439 | Multifamily - High Rise | Top Load_CEE Tier 1+Electric DHW_Electric Dryer | 0.0024813 | 0.0049513 | 0.0074101 | 0.0098577 | 0.012294 | 0.014474 | 0.016204 | 0.017573 | 0.018656 | 0.01951 | 0.020181 | 0.020706 | 0.021115 | 0.021431 | 0.028812 | 0.028224 | 0.027432 | 0.026691 | 0.025879 | 0.025102 | 0.3356 | 0.40473 | 0.32041 | 0.3754 | 0.45812 | 0.46763 | 0.42658 | 0.5489 | 0.47171 | 0.45007 | 0.41619 | 0.36279 | 0.3881 | 0 | 1.5041 | 1.3353 | 1.5478 | 1.7321 | 1.7186 | 1.864 | 2.2878 | 1.9837 | 1.8481 | 1.7361 | 1.5741 | 1.6444 | 2256.6189
LO12Med | NR | Clothes Washer | Residential | Water Heating | 0.00018318 | 0.00012397 | 1.9516 | -833.4977 | Multifamily - High Rise | Top Load_CEE Tier 1+Electric DHW_Gas Dryer | 0 | 0 | 0 | 0 | 0 | 0 | 0 | 0 | 0 | 0 | 0 | 0 | 0 | 0 | 0 | 0 | 0 | 0 | 0 | 0 | 0 | 0.016253 | 0.017701 | 0.021475 | 0.015241 | 0.018947 | 0.028413 | 0.029487 | 0.034059 | 0.028232 | 0.022595 | 0.01863 | 0.017086 | 0 | 0.11648 | 0.10924 | 0.12658 | 0.12354 | 0.14525 | 0.16208 | 0.16905 | 0.18896 | 0.16865 | 0.15163 | 0.11096 | 0.11101 | 1515.8577
LO12Med | NR | Clothes Washer | Residential | Water Heating | 0.0031349 | 0.0023239 | 30.3555 | -51.4624 | Multifamily - High Rise | Top Load_CEE Tier 1+Gas DHW_Gas Dryer | 4.9817e-05 | 9.9408e-05 | 0.00014877 | 0.00019791 | 0.00024683 | 0.0002906 | 0.00032532 | 0.00035282 | 0.00037456 | 0.00039171 | 0.00040518 | 0.00041572 | 0.00042393 | 0.00043027 | 0.00057846 | 0.00056665 | 0.00055075 | 0.00053588 | 0.00051958 | 0.00050397 | 0.0067379 | 0.47765 | 0.37722 | 0.44184 | 0.54125 | 0.55185 | 0.50131 | 0.64639 | 0.55386 | 0.52925 | 0.49006 | 0.42739 | 0.45774 | 0 | 1.7646 | 1.5654 | 1.8146 | 2.034 | 2.014 | 2.1834 | 2.6855 | 2.3205 | 2.1633 | 2.0335 | 1.8487 | 1.9322 | 12.6271
LO12Med | NR | Clothes Washer | Residential | Water Heating | 0.0056201 | 0.0041761 | 54.2707 | -30.0573 | Multifamily - High Rise | Top Load_CEE Tier 1+Gas DHW_Electric Dryer | 0.00082371 | 0.0016437 | 0.0024599 | 0.0032724 | 0.0040813 | 0.004805 | 0.0053791 | 0.0058338 | 0.0061933 | 0.0064767 | 0.0066995 | 0.0068738 | 0.0070095 | 0.0071143 | 0.0095646 | 0.0093694 | 0.0091065 | 0.0088606 | 0.0085911 | 0.008333 | 0.11141 | 0.86613 | 0.67993 | 0.79576 | 0.98412 | 1.0005 | 0.89947 | 1.1658 | 0.99151 | 0.95108 | 0.88365 | 0.77155 | 0.82875 | 0 | 3.1522 | 2.7915 | 3.2358 | 3.6426 | 3.5873 | 3.8853 | 4.8042 | 4.1153 | 3.8428 | 3.6179 | 3.3119 | 3.4656 | 6.693
LO12Med | NR | Clothes Washer | Residential | Water Heating | 0.016954 | 0.012637 | 163.128 | -45.3279 | Multifamily - High Rise | Front Load_CEE Tier 1+Electric DHW_Electric Dryer | 0.015648 | 0.031225 | 0.046731 | 0.062167 | 0.077532 | 0.09128 | 0.10219 | 0.11083 | 0.11766 | 0.12304 | 0.12727 | 0.13058 | 0.13316 | 0.13515 | 0.1817 | 0.17799 | 0.173 | 0.16833 | 0.16321 | 0.1583 | 2.1165 | 2.6515 | 2.0655 | 2.415 | 3.0231 | 3.0624 | 2.7163 | 3.5443 | 2.9855 | 2.878 | 2.6857 | 2.3485 | 2.5321 | 0 | 9.4649 | 8.3621 | 9.6933 | 10.973 | 10.7305 | 11.6062 | 14.4526 | 12.2376 | 11.4525 | 10.8054 | 9.9811 | 10.461 | 3.0418
LO12Med | NR | Clothes Washer | Residential | Water Heating | 0.01124 | 0.0083782 | 108.1398 | -69.4839 | Multifamily - High Rise | Front Load_CEE Tier 1+Gas DHW_Electric Dryer | 0.0016413 | 0.0032752 | 0.0049016 | 0.0065207 | 0.0081323 | 0.0095744 | 0.010718 | 0.011624 | 0.012341 | 0.012906 | 0.013349 | 0.013697 | 0.013967 | 0.014176 | 0.019058 | 0.018669 | 0.018146 | 0.017656 | 0.017119 | 0.016604 | 0.22199 | 1.7582 | 1.3695 | 1.6012 | 2.0048 | 2.0307 | 1.8008 | 2.35 | 1.9792 | 1.9081 | 1.7807 | 1.5572 | 1.679 | 0 | 6.2743 | 5.543 | 6.4255 | 7.2744 | 7.1128 | 7.6931 | 9.581 | 8.111 | 7.591 | 7.1623 | 6.6169 | 6.9352 | 2.7782
LO12Med | NR | Clothes Washer | Residential | Water Heating | 0.00283 | 0.0021105 | 27.2131 | -257.1273 | Multifamily - High Rise | Front Load_CEE Tier 1+Electric DHW_Gas Dryer | 0 | 0 | 0 | 0 | 0 | 0 | 0 | 0 | 0 | 0 | 0 | 0 | 0 | 0 | 0 | 0 | 0 | 0 | 0 | 0 | 0 | 0.44365 | 0.34517 | 0.4035 | 0.50611 | 0.51239 | 0.45349 | 0.59237 | 0.49818 | 0.48065 | 0.44885 | 0.3926 | 0.42354 | 0 | 1.5787 | 1.3942 | 1.6161 | 1.8312 | 1.7886 | 1.9342 | 2.4113 | 2.0378 | 1.9078 | 1.8006 | 1.6658 | 1.7463 | 2.2778
LO12Med | NR | Clothes Washer | Residential | Water Heating | 0.0027085 | 0.0020156 | 26.1088 | 25.3986 | Multifamily - High Rise | Front Load_CEE Tier 2+Electric DHW_Electric Dryer | 0.0025045 | 0.0049976 | 0.0074794 | 0.0099499 | 0.012409 | 0.01461 | 0.016355 | 0.017738 | 0.018831 | 0.019693 | 0.02037 | 0.0209 | 0.021312 | 0.021631 | 0.029081 | 0.028488 | 0.027688 | 0.026941 | 0.026121 | 0.025337 | 0.33874 | 0.42041 | 0.32879 | 0.38462 | 0.47849 | 0.48561 | 0.43371 | 0.56396 | 0.4774 | 0.45905 | 0.42741 | 0.37346 | 0.40188 | 0 | 1.5157 | 1.3407 | 1.5542 | 1.7543 | 1.7218 | 1.8635 | 2.3122 | 1.9695 | 1.8411 | 1.7351 | 1.5953 | 1.6707 | 1.0597
LO12Med | NR | Clothes Washer | Residential | Water Heating | 0.0017066 | 0.0012689 | 16.4676 | 41.9593 | Multifamily - High Rise | Front Load_CEE Tier 2+Electric DHW_Gas Dryer | 0 | 0 | 0 | 0 | 0 | 0 | 0 | 0 | 0 | 0 | 0 | 0 | 0 | 0 | 0 | 0 | 0 | 0 | 0 | 0 | 0 | 0.2638 | 0.20676 | 0.24193 | 0.29995 | 0.30472 | 0.27319 | 0.35456 | 0.30096 | 0.28899 | 0.26874 | 0.23472 | 0.25231 | 0 | 0.95628 | 0.84644 | 0.98119 | 1.1058 | 1.0875 | 1.1774 | 1.458 | 1.246 | 1.164 | 1.0964 | 1.0055 | 1.0525 | 0.93797
LO12Med | NR | Clothes Washer | Residential | Water Heating | 0.0046159 | 0.0034303 | 44.568 | -224.9709 | Manufactured | Top Load_ENERGY STAR but not CEE+Electric DHW_Electric Dryer | 0.016497 | 0.032642 | 0.04844 | 0.063896 | 0.079017 | 0.092243 | 0.10239 | 0.11011 | 0.11591 | 0.12019 | 0.12328 | 0.12542 | 0.12682 | 0.12763 | 0.14374 | 0.14252 | 0.13979 | 0.13708 | 0.13412 | 0.1312 | 1.8097 | 0.71173 | 0.55857 | 0.65371 | 0.80879 | 0.82217 | 0.73878 | 0.95775 | 0.8143 | 0.78123 | 0.72595 | 0.63389 | 0.68097 | 0 | 2.5885 | 2.2921 | 2.657 | 2.9916 | 2.9455 | 3.19 | 3.9454 | 3.3783 | 3.1549 | 2.9705 | 2.72 | 2.8464 | 10261.4799
LO12Med | NR | Clothes Washer | Residential | Water Heating | 0.0030268 | 0.0022459 | 29.2765 | -343.6572 | Manufactured | Top Load_ENERGY STAR but not CEE+Gas DHW_Electric Dryer | 0.0011238 | 0.0022237 | 0.0032998 | 0.0043528 | 0.0053828 | 0.0062839 | 0.0069753 | 0.0075012 | 0.0078963 | 0.008188 | 0.0083982 | 0.008544 | 0.0086392 | 0.0086944 | 0.009792 | 0.0097086 | 0.0095228 | 0.0093384 | 0.0091366 | 0.0089375 | 0.12328 | 0.46333 | 0.36502 | 0.4274 | 0.52561 | 0.53528 | 0.48419 | 0.62563 | 0.53446 | 0.5115 | 0.47428 | 0.41383 | 0.44374 | 0 | 1.7013 | 1.5082 | 1.7483 | 1.963 | 1.9395 | 2.1018 | 2.5907 | 2.2307 | 2.081 | 1.9573 | 1.7845 | 1.866 | 9858.2822
LO12Med | NR | Clothes Washer | Residential | Water Heating | 0.0025981 | 0.0019264 | 25.151 | -396.4232 | Manufactured | Top Load_ENERGY STAR but not CEE+Electric DHW_Gas Dryer | 4.9529e-05 | 9.8e-05 | 0.00014543 | 0.00019183 | 0.00023723 | 0.00027694 | 0.00030741 | 0.00033059 | 0.000348 | 0.00036086 | 0.00037012 | 0.00037655 | 0.00038074 | 0.00038318 | 0.00043155 | 0.00042787 | 0.00041969 | 0.00041156 | 0.00040266 | 0.00039389 | 0.0054331 | 0.39632 | 0.3128 | 0.36635 | 0.44921 | 0.45788 | 0.41551 | 0.53603 | 0.45896 | 0.43873 | 0.40638 | 0.35446 | 0.37974 | 0 | 1.4619 | 1.2967 | 1.5031 | 1.6856 | 1.668 | 1.8082 | 2.2252 | 1.9211 | 1.7913 | 1.684 | 1.5321 | 1.6015 | 9659.8436
LO12Med | NR | Clothes Washer | Residential | Water Heating | 0.001009 | 0.00074208 | 9.8594 | -1014.7662 | Manufactured | Top Load_ENERGY STAR but not CEE+Gas DHW_Gas Dryer | 5.7867e-05 | 0.0001145 | 0.00016991 | 0.00022413 | 0.00027716 | 0.00032356 | 0.00035916 | 0.00038624 | 0.00040658 | 0.0004216 | 0.00043243 | 0.00043994 | 0.00044484 | 0.00044768 | 0.0005042 | 0.0004999 | 0.00049034 | 0.00048084 | 0.00047045 | 0.0004602 | 0.0063477 | 0.14792 | 0.11925 | 0.14004 | 0.16603 | 0.17098 | 0.16092 | 0.20392 | 0.17912 | 0.169 | 0.15472 | 0.1344 | 0.14251 | 0 | 0.57464 | 0.51274 | 0.59433 | 0.65704 | 0.66201 | 0.72 | 0.87044 | 0.77357 | 0.71742 | 0.67091 | 0.59652 | 0.62099 | 9256.6459
LO12Med | NR | Clothes Washer | Residential | Water Heating | 0.0026684 | 0.0019762 | 25.8668 | -65.5439 | Manufactured | Top Load_CEE Tier 1+Electric DHW_Electric Dryer | 0.0095749 | 0.018945 | 0.028114 | 0.037085 | 0.04586 | 0.053537 | 0.059428 | 0.063909 | 0.067274 | 0.06976 | 0.07155 | 0.072793 | 0.073603 | 0.074074 | 0.083426 | 0.082715 | 0.081132 | 0.079561 | 0.077842 | 0.076146 | 1.0503 | 0.40473 | 0.32041 | 0.3754 | 0.45812 | 0.46763 | 0.42658 | 0.5489 | 0.47171 | 0.45007 | 0.41619 | 0.36279 | 0.3881 | 0 | 1.5041 | 1.3353 | 1.5478 | 1.7321 | 1.7186 | 1.864 | 2.2878 | 1.9837 | 1.8481 | 1.7361 | 1.5741 | 1.6444 | 2256.6189
LO12Med | NR | Clothes Washer | Residential | Water Heating | 0.00018318 | 0.00012397 | 1.9516 | -833.4977 | Manufactured | Top Load_CEE Tier 1+Electric DHW_Gas Dryer | 3.8432e-06 | 7.6042e-06 | 1.1284e-05 | 1.4885e-05 | 1.8408e-05 | 2.1489e-05 | 2.3853e-05 | 2.5652e-05 | 2.7003e-05 | 2.8e-05 | 2.8719e-05 | 2.9218e-05 | 2.9543e-05 | 2.9732e-05 | 3.3486e-05 | 3.32e-05 | 3.2565e-05 | 3.1934e-05 | 3.1244e-05 | 3.0564e-05 | 0.00042158 | 0.016253 | 0.017701 | 0.021475 | 0.015241 | 0.018947 | 0.028413 | 0.029487 | 0.034059 | 0.028232 | 0.022595 | 0.01863 | 0.017086 | 0 | 0.11648 | 0.10924 | 0.12658 | 0.12354 | 0.14525 | 0.16208 | 0.16905 | 0.18896 | 0.16865 | 0.15163 | 0.11096 | 0.11101 | 1515.8577
LO12Med | NR | Clothes Washer | Residential | Water Heating | 0.0031349 | 0.0023239 | 30.3555 | -51.4624 | Manufactured | Top Load_CEE Tier 1+Gas DHW_Gas Dryer | 0.00017816 | 0.00035252 | 0.00052313 | 0.00069005 | 0.00085335 | 0.00099619 | 0.0011058 | 0.0011892 | 0.0012518 | 0.0012981 | 0.0013314 | 0.0013545 | 0.0013696 | 0.0013783 | 0.0015523 | 0.0015391 | 0.0015097 | 0.0014804 | 0.0014484 | 0.0014169 | 0.019544 | 0.47765 | 0.37722 | 0.44184 | 0.54125 | 0.55185 | 0.50131 | 0.64639 | 0.55386 | 0.52925 | 0.49006 | 0.42739 | 0.45774 | 0 | 1.7646 | 1.5654 | 1.8146 | 2.034 | 2.014 | 2.1834 | 2.6855 | 2.3205 | 2.1633 | 2.0335 | 1.8487 | 1.9322 | 12.6271
LO12Med | NR | Clothes Washer | Residential | Water Heating | 0.0056201 | 0.0041761 | 54.2707 | -30.0573 | Manufactured | Top Load_CEE Tier 1+Gas DHW_Electric Dryer | 0.0020833 | 0.0041221 | 0.006117 | 0.0080689 | 0.0099783 | 0.011649 | 0.01293 | 0.013905 | 0.014638 | 0.015178 | 0.015568 | 0.015838 | 0.016015 | 0.016117 | 0.018152 | 0.017997 | 0.017653 | 0.017311 | 0.016937 | 0.016568 | 0.22853 | 0.86613 | 0.67993 | 0.79576 | 0.98412 | 1.0005 | 0.89947 | 1.1658 | 0.99151 | 0.95108 | 0.88365 | 0.77155 | 0.82875 | 0 | 3.1522 | 2.7915 | 3.2358 | 3.6426 | 3.5873 | 3.8853 | 4.8042 | 4.1153 | 3.8428 | 3.6179 | 3.3119 | 3.4656 | 6.693
LO12Med | NR | Clothes Washer | Residential | Water Heating | 0.016954 | 0.012637 | 163.128 | -45.3279 | Manufactured | Front Load_CEE Tier 1+Electric DHW_Electric Dryer | 0.060384 | 0.11948 | 0.1773 | 0.23387 | 0.28922 | 0.33763 | 0.37478 | 0.40304 | 0.42426 | 0.43994 | 0.45123 | 0.45907 | 0.46418 | 0.46715 | 0.52612 | 0.52164 | 0.51166 | 0.50175 | 0.49091 | 0.48021 | 6.6237 | 2.6515 | 2.0655 | 2.415 | 3.0231 | 3.0624 | 2.7163 | 3.5443 | 2.9855 | 2.878 | 2.6857 | 2.3485 | 2.5321 | 0 | 9.4649 | 8.3621 | 9.6933 | 10.973 | 10.7305 | 11.6062 | 14.4526 | 12.2376 | 11.4525 | 10.8054 | 9.9811 | 10.461 | 3.0418
LO12Med | NR | Clothes Washer | Residential | Water Heating | 0.01124 | 0.0083782 | 108.1398 | -69.4839 | Manufactured | Front Load_CEE Tier 1+Gas DHW_Electric Dryer | 0.0041512 | 0.0082137 | 0.012189 | 0.016078 | 0.019883 | 0.023211 | 0.025765 | 0.027708 | 0.029167 | 0.030244 | 0.031021 | 0.031559 | 0.031911 | 0.032115 | 0.036169 | 0.035861 | 0.035175 | 0.034494 | 0.033748 | 0.033013 | 0.45536 | 1.7582 | 1.3695 | 1.6012 | 2.0048 | 2.0307 | 1.8008 | 2.35 | 1.9792 | 1.9081 | 1.7807 | 1.5572 | 1.679 | 0 | 6.2743 | 5.543 | 6.4255 | 7.2744 | 7.1128 | 7.6931 | 9.581 | 8.111 | 7.591 | 7.1623 | 6.6169 | 6.9352 | 2.7782
LO12Med | NR | Clothes Washer | Residential | Water Heating | 0.00283 | 0.0021105 | 27.2131 | -257.1273 | Manufactured | Front Load_CEE Tier 1+Electric DHW_Gas Dryer | 5.359e-05 | 0.00010604 | 0.00015735 | 0.00020756 | 0.00025668 | 0.00029965 | 0.00033262 | 0.0003577 | 0.00037653 | 0.00039044 | 0.00040047 | 0.00040742 | 0.00041196 | 0.00041459 | 0.00046693 | 0.00046295 | 0.0004541 | 0.0004453 | 0.00043568 | 0.00042619 | 0.0058786 | 0.44365 | 0.34517 | 0.4035 | 0.50611 | 0.51239 | 0.45349 | 0.59237 | 0.49818 | 0.48065 | 0.44885 | 0.3926 | 0.42354 | 0 | 1.5787 | 1.3942 | 1.6161 | 1.8312 | 1.7886 | 1.9342 | 2.4113 | 2.0378 | 1.9078 | 1.8006 | 1.6658 | 1.7463 | 2.2778
LO12Med | NR | Clothes Washer | Residential | Water Heating | 0.0027085 | 0.0020156 | 26.1088 | 25.3986 | Manufactured | Front Load_CEE Tier 2+Electric DHW_Electric Dryer | 0.0096645 | 0.019122 | 0.028377 | 0.037432 | 0.04629 | 0.054038 | 0.059984 | 0.064507 | 0.067904 | 0.070413 | 0.07222 | 0.073474 | 0.074292 | 0.074767 | 0.084206 | 0.083489 | 0.081891 | 0.080305 | 0.07857 | 0.076858 | 1.0601 | 0.42041 | 0.32879 | 0.38462 | 0.47849 | 0.48561 | 0.43371 | 0.56396 | 0.4774 | 0.45905 | 0.42741 | 0.37346 | 0.40188 | 0 | 1.5157 | 1.3407 | 1.5542 | 1.7543 | 1.7218 | 1.8635 | 2.3122 | 1.9695 | 1.8411 | 1.7351 | 1.5953 | 1.6707 | 1.0597
LO12Med | NR | Clothes Washer | Residential | Water Heating | 0.0017066 | 0.0012689 | 16.4676 | 41.9593 | Manufactured | Front Load_CEE Tier 2+Electric DHW_Gas Dryer | 3.2429e-05 | 6.4166e-05 | 9.522e-05 | 0.0001256 | 0.00015533 | 0.00018133 | 0.00020128 | 0.00021645 | 0.00022785 | 0.00023627 | 0.00024234 | 0.00024654 | 0.00024929 | 0.00025088 | 0.00028256 | 0.00028015 | 0.00027479 | 0.00026947 | 0.00026364 | 0.0002579 | 0.0035573 | 0.2638 | 0.20676 | 0.24193 | 0.29995 | 0.30472 | 0.27319 | 0.35456 | 0.30096 | 0.28899 | 0.26874 | 0.23472 | 0.25231 | 0 | 0.95628 | 0.84644 | 0.98119 | 1.1058 | 1.0875 | 1.1774 | 1.458 | 1.246 | 1.164 | 1.0964 | 1.0055 | 1.0525 | 0.93797
LO50Fast | New | Desktop | Residential | Electronics | 0.0040217 | 0.0036565 | 34.0651 | 64.589 | Single Family | ENEGY STAR Desktop Computer - Market Average Baseline | 0.032048 | 0.045695 | 0.054181 | 0.059444 | 0.061561 | 0.060882 | 0.060276 | 0.059677 | 0.059494 | 0.059309 | 0.057396 | 0.056734 | 0.056474 | 0.056139 | 0.054651 | 0.053863 | 0.052889 | 0.051575 | 0.050738 | 0.049731 | 1.0928 | 0.55206 | 0.48654 | 0.54662 | 0.61442 | 0.67113 | 0.56891 | 0.60515 | 0.57415 | 0.55459 | 0.53105 | 0.56908 | 0.62254 | 0 | 2.0625 | 1.8429 | 2.0277 | 2.5153 | 2.6777 | 2.2727 | 2.4463 | 2.0875 | 2.1655 | 2.1292 | 2.3452 | 2.5963 | 0.64212
LO50Fast | New | Desktop | Residential | Electronics | 0.0040217 | 0.0036565 | 34.0651 | 64.589 | Multifamily - Low Rise | ENEGY STAR Desktop Computer - Market Average Baseline | 0.0070713 | 0.010237 | 0.012319 | 0.013714 | 0.014406 | 0.014469 | 0.014539 | 0.014594 | 0.01475 | 0.014919 | 0.014663 | 0.014712 | 0.014859 | 0.014997 | 0.014825 | 0.014842 | 0.014792 | 0.014658 | 0.014649 | 0.014597 | 0.27861 | 0.55206 | 0.48654 | 0.54662 | 0.61442 | 0.67113 | 0.56891 | 0.60515 | 0.57415 | 0.55459 | 0.53105 | 0.56908 | 0.62254 | 0 | 2.0625 | 1.8429 | 2.0277 | 2.5153 | 2.6777 | 2.2727 | 2.4463 | 2.0875 | 2.1655 | 2.1292 | 2.3452 | 2.5963 | 0.64212
LO50Fast | New | Desktop | Residential | Electronics | 0.0040217 | 0.0036565 | 34.0651 | 64.589 | Multifamily - High Rise | ENEGY STAR Desktop Computer - Market Average Baseline | 0.0020595 | 0.0029638 | 0.003574 | 0.0039945 | 0.00422 | 0.0042497 | 0.0042856 | 0.0043268 | 0.0043884 | 0.0044463 | 0.0043611 | 0.0043685 | 0.0044134 | 0.0044493 | 0.0043913 | 0.0043908 | 0.0043727 | 0.0043165 | 0.0042899 | 0.0042571 | 0.082119 | 0.55206 | 0.48654 | 0.54662 | 0.61442 | 0.67113 | 0.56891 | 0.60515 | 0.57415 | 0.55459 | 0.53105 | 0.56908 | 0.62254 | 0 | 2.0625 | 1.8429 | 2.0277 | 2.5153 | 2.6777 | 2.2727 | 2.4463 | 2.0875 | 2.1655 | 2.1292 | 2.3452 | 2.5963 | 0.64212
LO50Fast | New | Desktop | Residential | Electronics | 0.0040217 | 0.0036565 | 34.0651 | 64.589 | Manufactured | ENEGY STAR Desktop Computer - Market Average Baseline | 0.0021312 | 0.0031734 | 0.0039252 | 0.0044871 | 0.0048368 | 0.004976 | 0.0051201 | 0.0052633 | 0.0054421 | 0.005624 | 0.0056389 | 0.00577 | 0.005941 | 0.0061051 | 0.0061407 | 0.0062508 | 0.0063368 | 0.0063773 | 0.006471 | 0.0065418 | 0.10655 | 0.55206 | 0.48654 | 0.54662 | 0.61442 | 0.67113 | 0.56891 | 0.60515 | 0.57415 | 0.55459 | 0.53105 | 0.56908 | 0.62254 | 0 | 2.0625 | 1.8429 | 2.0277 | 2.5153 | 2.6777 | 2.2727 | 2.4463 | 2.0875 | 2.1655 | 2.1292 | 2.3452 | 2.5963 | 0.64212
LO50Fast | New | Desktop | Residential | Electronics | 0.0027566 | 0.0025063 | 23.3493 | 103.7445 | Single Family | ENEGY STAR Desktop Computer - Washington State Code Baseline | 0.022747 | 0.032433 | 0.038456 | 0.042192 | 0.043694 | 0.043212 | 0.042782 | 0.042357 | 0.042227 | 0.042096 | 0.040738 | 0.040268 | 0.040084 | 0.039846 | 0.038789 | 0.038231 | 0.037539 | 0.036607 | 0.036012 | 0.035298 | 0.77561 | 0.3784 | 0.33349 | 0.37467 | 0.42114 | 0.46001 | 0.38995 | 0.41479 | 0.39354 | 0.38014 | 0.364 | 0.39007 | 0.42671 | 0 | 1.4137 | 1.2631 | 1.3899 | 1.7241 | 1.8354 | 1.5578 | 1.6768 | 1.4309 | 1.4843 | 1.4594 | 1.6075 | 1.7796 | 0.44013
LO50Fast | New | Desktop | Residential | Electronics | 0.0027566 | 0.0025063 | 23.3493 | 103.7445 | Multifamily - Low Rise | ENEGY STAR Desktop Computer - Washington State Code Baseline | 0.005019 | 0.0072659 | 0.0087439 | 0.0097336 | 0.010225 | 0.01027 | 0.010319 | 0.010358 | 0.010469 | 0.010589 | 0.010407 | 0.010442 | 0.010546 | 0.010645 | 0.010523 | 0.010534 | 0.010499 | 0.010404 | 0.010398 | 0.01036 | 0.19775 | 0.3784 | 0.33349 | 0.37467 | 0.42114 | 0.46001 | 0.38995 | 0.41479 | 0.39354 | 0.38014 | 0.364 | 0.39007 | 0.42671 | 0 | 1.4137 | 1.2631 | 1.3899 | 1.7241 | 1.8354 | 1.5578 | 1.6768 | 1.4309 | 1.4843 | 1.4594 | 1.6075 | 1.7796 | 0.44013
LO50Fast | New | Desktop | Residential | Electronics | 0.0027566 | 0.0025063 | 23.3493 | 103.7445 | Multifamily - High Rise | ENEGY STAR Desktop Computer - Washington State Code Baseline | 0.0014617 | 0.0021036 | 0.0025367 | 0.0028352 | 0.0029953 | 0.0030163 | 0.0030418 | 0.003071 | 0.0031148 | 0.0031558 | 0.0030954 | 0.0031007 | 0.0031325 | 0.003158 | 0.0031168 | 0.0031165 | 0.0031036 | 0.0030637 | 0.0030448 | 0.0030216 | 0.058286 | 0.3784 | 0.33349 | 0.37467 | 0.42114 | 0.46001 | 0.38995 | 0.41479 | 0.39354 | 0.38014 | 0.364 | 0.39007 | 0.42671 | 0 | 1.4137 | 1.2631 | 1.3899 | 1.7241 | 1.8354 | 1.5578 | 1.6768 | 1.4309 | 1.4843 | 1.4594 | 1.6075 | 1.7796 | 0.44013
LO50Fast | New | Desktop | Residential | Electronics | 0.0027566 | 0.0025063 | 23.3493 | 103.7445 | Manufactured | ENEGY STAR Desktop Computer - Washington State Code Baseline | 0.0015127 | 0.0022524 | 0.002786 | 0.0031848 | 0.003433 | 0.0035318 | 0.0036341 | 0.0037357 | 0.0038626 | 0.0039917 | 0.0040023 | 0.0040954 | 0.0042167 | 0.0043332 | 0.0043585 | 0.0044367 | 0.0044977 | 0.0045264 | 0.0045929 | 0.0046432 | 0.075628 | 0.3784 | 0.33349 | 0.37467 | 0.42114 | 0.46001 | 0.38995 | 0.41479 | 0.39354 | 0.38014 | 0.364 | 0.39007 | 0.42671 | 0 | 1.4137 | 1.2631 | 1.3899 | 1.7241 | 1.8354 | 1.5578 | 1.6768 | 1.4309 | 1.4843 | 1.4594 | 1.6075 | 1.7796 | 0.44013
LO50Fast | NR | Desktop | Residential | Electronics | 0.0040217 | 0.0036565 | 34.0651 | 64.589 | Single Family | ENEGY STAR Desktop Computer - Market Average Baseline | 0.37525 | 0.5479 | 0.66119 | 0.73235 | 0.77795 | 0.79889 | 0.80625 | 0.84321 | 0.82627 | 0.81351 | 0.80432 | 0.7973 | 0.79239 | 0.78861 | 0.78537 | 0.78236 | 0.77949 | 0.77671 | 0.77395 | 0.77123 | 5.4707 | 0.55206 | 0.48654 | 0.54662 | 0.61442 | 0.67113 | 0.56891 | 0.60515 | 0.57415 | 0.55459 | 0.53105 | 0.56908 | 0.62254 | 0 | 2.0625 | 1.8429 | 2.0277 | 2.5153 | 2.6777 | 2.2727 | 2.4463 | 2.0875 | 2.1655 | 2.1292 | 2.3452 | 2.5963 | 0.64212
LO50Fast | NR | Desktop | Residential | Electronics | 0.0040217 | 0.0036565 | 34.0651 | 64.589 | Multifamily - Low Rise | ENEGY STAR Desktop Computer - Market Average Baseline | 0.045524 | 0.066471 | 0.080214 | 0.088847 | 0.094379 | 0.09692 | 0.097812 | 0.10588 | 0.10239 | 0.099891 | 0.098166 | 0.096903 | 0.096108 | 0.09557 | 0.095152 | 0.094783 | 0.094444 | 0.094121 | 0.093797 | 0.093479 | 0.67047 | 0.55206 | 0.48654 | 0.54662 | 0.61442 | 0.67113 | 0.56891 | 0.60515 | 0.57415 | 0.55459 | 0.53105 | 0.56908 | 0.62254 | 0 | 2.0625 | 1.8429 | 2.0277 | 2.5153 | 2.6777 | 2.2727 | 2.4463 | 2.0875 | 2.1655 | 2.1292 | 2.3452 | 2.5963 | 0.64212
LO50Fast | NR | Desktop | Residential | Electronics | 0.0040217 | 0.0036565 | 34.0651 | 64.589 | Multifamily - High Rise | ENEGY STAR Desktop Computer - Market Average Baseline | 0.013471 | 0.019669 | 0.023736 | 0.026291 | 0.027928 | 0.02868 | 0.028944 | 0.031294 | 0.030269 | 0.029544 | 0.029043 | 0.028674 | 0.02844 | 0.028281 | 0.028156 | 0.028047 | 0.027947 | 0.027851 | 0.027756 | 0.027661 | 0.19831 | 0.55206 | 0.48654 | 0.54662 | 0.61442 | 0.67113 | 0.56891 | 0.60515 | 0.57415 | 0.55459 | 0.53105 | 0.56908 | 0.62254 | 0 | 2.0625 | 1.8429 | 2.0277 | 2.5153 | 2.6777 | 2.2727 | 2.4463 | 2.0875 | 2.1655 | 2.1292 | 2.3452 | 2.5963 | 0.64212
LO50Fast | NR | Desktop | Residential | Electronics | 0.0040217 | 0.0036565 | 34.0651 | 64.589 | Manufactured | ENEGY STAR Desktop Computer - Market Average Baseline | 0.041983 | 0.060783 | 0.072731 | 0.079879 | 0.084137 | 0.085674 | 0.085733 | 0.087502 | 0.085651 | 0.083982 | 0.082532 | 0.081229 | 0.080087 | 0.079043 | 0.078052 | 0.077093 | 0.076158 | 0.075243 | 0.07434 | 0.073452 | 0.51915 | 0.55206 | 0.48654 | 0.54662 | 0.61442 | 0.67113 | 0.56891 | 0.60515 | 0.57415 | 0.55459 | 0.53105 | 0.56908 | 0.62254 | 0 | 2.0625 | 1.8429 | 2.0277 | 2.5153 | 2.6777 | 2.2727 | 2.4463 | 2.0875 | 2.1655 | 2.1292 | 2.3452 | 2.5963 | 0.64212
LO50Fast | NR | Desktop | Residential | Electronics | 0.0027566 | 0.0025063 | 23.3493 | 103.7445 | Single Family | ENEGY STAR Desktop Computer - Washington State Code Baseline | 0.28575 | 0.41723 | 0.50349 | 0.55768 | 0.5924 | 0.60835 | 0.61395 | 0.6421 | 0.6292 | 0.61948 | 0.61248 | 0.60714 | 0.6034 | 0.60052 | 0.59805 | 0.59576 | 0.59358 | 0.59146 | 0.58936 | 0.58729 | 4.1659 | 0.3784 | 0.33349 | 0.37467 | 0.42114 | 0.46001 | 0.38995 | 0.41479 | 0.39354 | 0.38014 | 0.364 | 0.39007 | 0.42671 | 0 | 1.4137 | 1.2631 | 1.3899 | 1.7241 | 1.8354 | 1.5578 | 1.6768 | 1.4309 | 1.4843 | 1.4594 | 1.6075 | 1.7796 | 0.44013
LO50Fast | NR | Desktop | Residential | Electronics | 0.0027566 | 0.0025063 | 23.3493 | 103.7445 | Multifamily - Low Rise | ENEGY STAR Desktop Computer - Washington State Code Baseline | 0.034667 | 0.050617 | 0.061082 | 0.067656 | 0.071869 | 0.073804 | 0.074483 | 0.080626 | 0.077971 | 0.076066 | 0.074753 | 0.073791 | 0.073186 | 0.072776 | 0.072457 | 0.072177 | 0.071919 | 0.071672 | 0.071426 | 0.071183 | 0.51056 | 0.3784 | 0.33349 | 0.37467 | 0.42114 | 0.46001 | 0.38995 | 0.41479 | 0.39354 | 0.38014 | 0.364 | 0.39007 | 0.42671 | 0 | 1.4137 | 1.2631 | 1.3899 | 1.7241 | 1.8354 | 1.5578 | 1.6768 | 1.4309 | 1.4843 | 1.4594 | 1.6075 | 1.7796 | 0.44013
LO50Fast | NR | Desktop | Residential | Electronics | 0.0027566 | 0.0025063 | 23.3493 | 103.7445 | Multifamily - High Rise | ENEGY STAR Desktop Computer - Washington State Code Baseline | 0.010258 | 0.014978 | 0.018075 | 0.02002 | 0.021267 | 0.021839 | 0.02204 | 0.02383 | 0.02305 | 0.022498 | 0.022116 | 0.021835 | 0.021657 | 0.021536 | 0.021441 | 0.021358 | 0.021281 | 0.021208 | 0.021136 | 0.021064 | 0.15101 | 0.3784 | 0.33349 | 0.37467 | 0.42114 | 0.46001 | 0.38995 | 0.41479 | 0.39354 | 0.38014 | 0.364 | 0.39007 | 0.42671 | 0 | 1.4137 | 1.2631 | 1.3899 | 1.7241 | 1.8354 | 1.5578 | 1.6768 | 1.4309 | 1.4843 | 1.4594 | 1.6075 | 1.7796 | 0.44013
LO50Fast | NR | Desktop | Residential | Electronics | 0.0027566 | 0.0025063 | 23.3493 | 103.7445 | Manufactured | ENEGY STAR Desktop Computer - Washington State Code Baseline | 0.03197 | 0.046286 | 0.055384 | 0.060827 | 0.06407 | 0.06524 | 0.065285 | 0.066633 | 0.065223 | 0.063951 | 0.062847 | 0.061855 | 0.060986 | 0.060191 | 0.059436 | 0.058706 | 0.057994 | 0.057297 | 0.05661 | 0.055933 | 0.39533 | 0.3784 | 0.33349 | 0.37467 | 0.42114 | 0.46001 | 0.38995 | 0.41479 | 0.39354 | 0.38014 | 0.364 | 0.39007 | 0.42671 | 0 | 1.4137 | 1.2631 | 1.3899 | 1.7241 | 1.8354 | 1.5578 | 1.6768 | 1.4309 | 1.4843 | 1.4594 | 1.6075 | 1.7796 | 0.44013
LO50Fast | New | Laptop | Residential | Electronics | 0.00050414 | 0.00045837 | 4.2703 | -20.3967 | Single Family | ENEGY STAR Laptop Computer | 0.0070936 | 0.010449 | 0.012799 | 0.014505 | 0.015516 | 0.015849 | 0.016205 | 0.016569 | 0.017057 | 0.017558 | 0.017544 | 0.017905 | 0.0184 | 0.018882 | 0.018976 | 0.019305 | 0.019567 | 0.019695 | 0.019997 | 0.020229 | 0.3341 | 0.069205 | 0.06099 | 0.068523 | 0.077021 | 0.08413 | 0.071316 | 0.07586 | 0.071974 | 0.069522 | 0.066571 | 0.071338 | 0.07804 | 0 | 0.25855 | 0.23101 | 0.25419 | 0.31531 | 0.33567 | 0.2849 | 0.30667 | 0.26169 | 0.27146 | 0.26691 | 0.29399 | 0.32547 | 76.9893
LO50Fast | New | Laptop | Residential | Electronics | 0.00050414 | 0.00045837 | 4.2703 | -20.3967 | Multifamily - Low Rise | ENEGY STAR Laptop Computer | 0.0019488 | 0.0029147 | 0.0036234 | 0.0041665 | 0.0045208 | 0.0046897 | 0.0048668 | 0.005045 | 0.0052656 | 0.0054991 | 0.0055806 | 0.0057812 | 0.0060277 | 0.0062808 | 0.0064093 | 0.0066233 | 0.0068137 | 0.0069692 | 0.0071889 | 0.0073928 | 0.10761 | 0.069205 | 0.06099 | 0.068523 | 0.077021 | 0.08413 | 0.071316 | 0.07586 | 0.071974 | 0.069522 | 0.066571 | 0.071338 | 0.07804 | 0 | 0.25855 | 0.23101 | 0.25419 | 0.31531 | 0.33567 | 0.2849 | 0.30667 | 0.26169 | 0.27146 | 0.26691 | 0.29399 | 0.32547 | 76.9893
LO50Fast | New | Laptop | Residential | Electronics | 0.00050414 | 0.00045837 | 4.2703 | -20.3967 | Multifamily - High Rise | ENEGY STAR Laptop Computer | 0.00056757 | 0.00084385 | 0.0010512 | 0.0012136 | 0.0013243 | 0.0013774 | 0.0014346 | 0.0014958 | 0.0015666 | 0.0016389 | 0.0016598 | 0.0017166 | 0.0017904 | 0.0018633 | 0.0018984 | 0.0019595 | 0.0020142 | 0.0020523 | 0.0021052 | 0.0021561 | 0.03173 | 0.069205 | 0.06099 | 0.068523 | 0.077021 | 0.08413 | 0.071316 | 0.07586 | 0.071974 | 0.069522 | 0.066571 | 0.071338 | 0.07804 | 0 | 0.25855 | 0.23101 | 0.25419 | 0.31531 | 0.33567 | 0.2849 | 0.30667 | 0.26169 | 0.27146 | 0.26691 | 0.29399 | 0.32547 | 76.9893
LO50Fast | New | Laptop | Residential | Electronics | 0.00050414 | 0.00045837 | 4.2703 | -20.3967 | Manufactured | ENEGY STAR Laptop Computer | 0.00045026 | 0.00069264 | 0.00088504 | 0.0010451 | 0.0011636 | 0.0012364 | 0.0013139 | 0.0013948 | 0.0014893 | 0.0015892 | 0.0016452 | 0.0017381 | 0.0018476 | 0.00196 | 0.0020351 | 0.0021384 | 0.0022377 | 0.0023244 | 0.0024344 | 0.0025399 | 0.032161 | 0.069205 | 0.06099 | 0.068523 | 0.077021 | 0.08413 | 0.071316 | 0.07586 | 0.071974 | 0.069522 | 0.066571 | 0.071338 | 0.07804 | 0 | 0.25855 | 0.23101 | 0.25419 | 0.31531 | 0.33567 | 0.2849 | 0.30667 | 0.26169 | 0.27146 | 0.26691 | 0.29399 | 0.32547 | 76.9893
LO50Fast | NR | Laptop | Residential | Electronics | 0.00050414 | 0.00045837 | 4.2703 | -20.3967 | Single Family | ENEGY STAR Laptop Computer | 0.15074 | 0.22739 | 0.28346 | 0.32432 | 0.36488 | 0.38301 | 0.39654 | 0.40826 | 0.41951 | 0.43096 | 0.44295 | 0.45543 | 0.46831 | 0.48159 | 0.49526 | 0.50932 | 0.52377 | 0.53864 | 0.55394 | 0.56967 | 2.3073 | 0.069205 | 0.06099 | 0.068523 | 0.077021 | 0.08413 | 0.071316 | 0.07586 | 0.071974 | 0.069522 | 0.066571 | 0.071338 | 0.07804 | 0 | 0.25855 | 0.23101 | 0.25419 | 0.31531 | 0.33567 | 0.2849 | 0.30667 | 0.26169 | 0.27146 | 0.26691 | 0.29399 | 0.32547 | 76.9893
LO50Fast | NR | Laptop | Residential | Electronics | 0.00050414 | 0.00045837 | 4.2703 | -20.3967 | Multifamily - Low Rise | ENEGY STAR Laptop Computer | 0.02277 | 0.034347 | 0.042818 | 0.04899 | 0.056232 | 0.058567 | 0.060314 | 0.061881 | 0.063434 | 0.065089 | 0.066869 | 0.068742 | 0.070685 | 0.072692 | 0.074762 | 0.076889 | 0.079076 | 0.081326 | 0.083642 | 0.086024 | 0.35199 | 0.069205 | 0.06099 | 0.068523 | 0.077021 | 0.08413 | 0.071316 | 0.07586 | 0.071974 | 0.069522 | 0.066571 | 0.071338 | 0.07804 | 0 | 0.25855 | 0.23101 | 0.25419 | 0.31531 | 0.33567 | 0.2849 | 0.30667 | 0.26169 | 0.27146 | 0.26691 | 0.29399 | 0.32547 | 76.9893
LO50Fast | NR | Laptop | Residential | Electronics | 0.00050414 | 0.00045837 | 4.2703 | -20.3967 | Multifamily - High Rise | ENEGY STAR Laptop Computer | 0.0067378 | 0.010164 | 0.01267 | 0.014497 | 0.016628 | 0.017321 | 0.017842 | 0.018309 | 0.01877 | 0.019261 | 0.019787 | 0.020341 | 0.020916 | 0.02151 | 0.022123 | 0.022752 | 0.023399 | 0.024065 | 0.024751 | 0.025455 | 0.10411 | 0.069205 | 0.06099 | 0.068523 | 0.077021 | 0.08413 | 0.071316 | 0.07586 | 0.071974 | 0.069522 | 0.066571 | 0.071338 | 0.07804 | 0 | 0.25855 | 0.23101 | 0.25419 | 0.31531 | 0.33567 | 0.2849 | 0.30667 | 0.26169 | 0.27146 | 0.26691 | 0.29399 | 0.32547 | 76.9893
LO50Fast | NR | Laptop | Residential | Electronics | 0.00050414 | 0.00045837 | 4.2703 | -20.3967 | Manufactured | ENEGY STAR Laptop Computer | 0.016097 | 0.024077 | 0.029762 | 0.033765 | 0.037308 | 0.039004 | 0.040146 | 0.041043 | 0.041852 | 0.042645 | 0.043465 | 0.044312 | 0.04518 | 0.046067 | 0.046974 | 0.047899 | 0.048841 | 0.049804 | 0.050786 | 0.051787 | 0.20898 | 0.069205 | 0.06099 | 0.068523 | 0.077021 | 0.08413 | 0.071316 | 0.07586 | 0.071974 | 0.069522 | 0.066571 | 0.071338 | 0.07804 | 0 | 0.25855 | 0.23101 | 0.25419 | 0.31531 | 0.33567 | 0.2849 | 0.30667 | 0.26169 | 0.27146 | 0.26691 | 0.29399 | 0.32547 | 76.9893
Retro5Med | Retro | DHP | Residential | HVAC | 0.21562 | 0.2241 | 1448.5559 | 270.129 | Multifamily - Low Rise | Existing_MF_DHP | 4.6675 | 5.718 | 6.9812 | 8.0857 | 9.2018 | 10.7336 | 11.7482 | 11.9744 | 11.2588 | 9.6559 | 7.4552 | 4.9228 | 2.8519 | 1.37 | 0.57831 | 0.20982 | 0.065388 | 0.014219 | 0.0023319 | 0.00027928 | 103.9583 | 46.7072 | 33.1745 | 27.3878 | 20.892 | 12.8129 | 4.6588 | 1.2022 | 0.43847 | 2.2926 | 14.4106 | 34.6861 | 42.0926 | 0 | 228.3376 | 163.4244 | 144.5924 | 114.3225 | 74.1481 | 25.1455 | 8.6771 | 3.8295 | 12.3408 | 69.2308 | 163.2142 | 200.5374 | 0.18054
Retro5Med | Retro | DHP | Residential | HVAC | 0.21562 | 0.2241 | 1448.5559 | 270.129 | Multifamily - High Rise | Existing_MF_DHP | 1.2202 | 1.4948 | 1.8251 | 2.1138 | 2.4056 | 2.8061 | 3.0713 | 3.1305 | 2.9434 | 2.5243 | 1.949 | 1.287 | 0.74557 | 0.35816 | 0.15119 | 0.054852 | 0.017094 | 0.0037174 | 0.00060964 | 7.3012e-05 | 27.1778 | 46.7072 | 33.1745 | 27.3878 | 20.892 | 12.8129 | 4.6588 | 1.2022 | 0.43847 | 2.2926 | 14.4106 | 34.6861 | 42.0926 | 0 | 228.3376 | 163.4244 | 144.5924 | 114.3225 | 74.1481 | 25.1455 | 8.6771 | 3.8295 | 12.3408 | 69.2308 | 163.2142 | 200.5374 | 0.18054
Retro5Med | Retro | DHP | Residential | HVAC | 0.67245 | 0.6989 | 4517.5798 | 68.5246 | Single Family | HZ1_[> 20,000]_Pre kWh_VBDD R^2 ≥ 0.8 | 1.5961 | 1.9553 | 2.3873 | 2.765 | 3.1466 | 3.6704 | 4.0174 | 4.0947 | 3.85 | 3.3019 | 2.5494 | 1.6834 | 0.97523 | 0.46849 | 0.19776 | 0.071748 | 0.02236 | 0.0048624 | 0.00079743 | 9.5501e-05 | 35.5494 | 145.6648 | 103.4607 | 85.4138 | 65.1555 | 39.9592 | 14.5293 | 3.7492 | 1.3674 | 7.1499 | 44.9421 | 108.1748 | 131.2731 | 0 | 712.1115 | 509.668 | 450.9372 | 356.5351 | 231.2439 | 78.4206 | 27.0612 | 11.9429 | 38.4869 | 215.9087 | 509.0124 | 625.4115 | 0.57072
Retro5Med | Retro | DHP | Residential | HVAC | 0.43479 | 0.45189 | 2920.9557 | 119.5141 | Single Family | HZ1_[15,001 - 20,000]_Pre kWh_VBDD R^2 ≥ 0.8 | 0.82487 | 1.0105 | 1.2338 | 1.429 | 1.6262 | 1.8969 | 2.0762 | 2.1162 | 1.9897 | 1.7064 | 1.3175 | 0.86999 | 0.50401 | 0.24212 | 0.1022 | 0.03708 | 0.011556 | 0.0025129 | 0.00041212 | 4.9356e-05 | 18.3722 | 94.1832 | 66.8951 | 55.2265 | 42.1279 | 25.8366 | 9.3943 | 2.4241 | 0.88415 | 4.623 | 29.0585 | 69.9431 | 84.878 | 0 | 460.4338 | 329.5387 | 291.5649 | 230.5268 | 149.5166 | 50.7048 | 17.4971 | 7.722 | 24.8847 | 139.6012 | 329.1149 | 404.3757 | 0.36902
Retro5Med | Retro | DHP | Residential | HVAC | 0.3614 | 0.37562 | 2427.9632 | 148.8082 | Single Family | HZ1_[10,001 - 15,000]_Pre kWh_VBDD R^2 ≥ 0.8 | 2.1216 | 2.5991 | 3.1733 | 3.6754 | 4.1827 | 4.879 | 5.3402 | 5.443 | 5.1177 | 4.3891 | 3.3888 | 2.2377 | 1.2963 | 0.62275 | 0.26287 | 0.095373 | 0.029723 | 0.0064634 | 0.00106 | 0.00012695 | 47.2547 | 78.2872 | 55.6047 | 45.9055 | 35.0177 | 21.476 | 7.8087 | 2.015 | 0.73493 | 3.8427 | 24.1541 | 58.1383 | 70.5525 | 0 | 382.7228 | 273.9199 | 242.3552 | 191.619 | 124.2815 | 42.147 | 14.544 | 6.4187 | 20.6847 | 116.0396 | 273.5676 | 336.126 | 0.30673
Retro5Med | Retro | DHP | Residential | HVAC | 0.3959 | 0.46362 | 2749.0161 | 128.9692 | Single Family | HZ23_[15,001 - 20,000]_Pre kWh_VBDD R^2 ≥ 0.8 | 0.15135 | 0.18541 | 0.22638 | 0.26219 | 0.29838 | 0.34805 | 0.38095 | 0.38829 | 0.36508 | 0.31311 | 0.24175 | 0.15963 | 0.092477 | 0.044425 | 0.018753 | 0.0068036 | 0.0021203 | 0.00046108 | 7.5617e-05 | 9.056e-06 | 3.371 | 88.6106 | 69.8093 | 48.5718 | 33.4807 | 21.5165 | 2.4015 | 0.17358 | 0.17362 | 2.373 | 23.3889 | 67.0814 | 81.97 | 0 | 453.3296 | 343.7797 | 258.6392 | 184.2378 | 124.6728 | 25.2559 | 3.185 | 3.776 | 22.4038 | 127.445 | 335.5199 | 427.2208 | 0.34855
Retro5Med | Retro | DHP | Residential | HVAC | 0.35413 | 0.41471 | 2458.9813 | 147.0503 | Single Family | HZ23_[> 20,000]_Pre kWh_VBDD R^2 ≥ 0.8 | 0.20846 | 0.25537 | 0.31179 | 0.36112 | 0.41097 | 0.47938 | 0.52469 | 0.53479 | 0.50284 | 0.43125 | 0.33296 | 0.21986 | 0.12737 | 0.061187 | 0.025828 | 0.0093707 | 0.0029203 | 0.00063506 | 0.00010415 | 1.2473e-05 | 4.643 | 79.2617 | 62.444 | 43.4472 | 29.9483 | 19.2464 | 2.1481 | 0.15527 | 0.1553 | 2.1226 | 20.9213 | 60.004 | 73.3217 | 0 | 405.5011 | 307.5092 | 231.3515 | 164.7998 | 111.5192 | 22.5913 | 2.8489 | 3.3776 | 20.0401 | 113.9989 | 300.1209 | 382.1469 | 0.31177
Retro5Med | Retro | DHP | Residential | HVAC | 0.17479 | 0.18167 | 1174.2892 | 334.1084 | Single Family | HZ1_[0 - 10,000]_Pre kWh_VBDD R^2 ≥ 0.8 | 0.69604 | 0.85269 | 1.0411 | 1.2058 | 1.3722 | 1.6006 | 1.7519 | 1.7857 | 1.679 | 1.4399 | 1.1118 | 0.73411 | 0.42529 | 0.2043 | 0.08624 | 0.031289 | 0.009751 | 0.0021205 | 0.00034775 | 4.1647e-05 | 15.5028 | 37.8638 | 26.8933 | 22.2023 | 16.9364 | 10.3869 | 3.7767 | 0.97455 | 0.35545 | 1.8585 | 11.6822 | 28.1187 | 34.1228 | 0 | 185.1046 | 132.4819 | 117.2156 | 92.6769 | 60.109 | 20.3845 | 7.0342 | 3.1044 | 10.0042 | 56.1228 | 132.3115 | 162.568 | 0.14835
Retro5Med | Retro | DHP | Residential | HVAC | 0.006429 | 0.0075288 | 44.6412 | 9415.6791 | Single Family | HZ23_[10,001 - 15,000]_Pre kWh_VBDD R^2 ≥ 0.8 | 0.0073751 | 0.0090349 | 0.011031 | 0.012776 | 0.01454 | 0.01696 | 0.018563 | 0.018921 | 0.01779 | 0.015257 | 0.01178 | 0.0077784 | 0.0045063 | 0.0021648 | 0.00091378 | 0.00033153 | 0.00010332 | 2.2468e-05 | 3.6847e-06 | 4.4128e-07 | 0.16426 | 1.4389 | 1.1336 | 0.78876 | 0.54369 | 0.34941 | 0.038997 | 0.0028187 | 0.0028194 | 0.038535 | 0.37981 | 1.0893 | 1.3311 | 0 | 7.3616 | 5.5826 | 4.2 | 2.9918 | 2.0246 | 0.41013 | 0.051721 | 0.061319 | 0.36382 | 2.0696 | 5.4485 | 6.9376 | 0.0056601
Retro5Med | Retro | DHP | Residential | HVAC | 0.037998 | 0.039493 | 255.2765 | 1626.053 | Single Family | HZ1_[10,001 - 15,000]_Pre kWh_VBDD R^2 < 0.8 | 0.069 | 0.084528 | 0.1032 | 0.11953 | 0.13603 | 0.15867 | 0.17367 | 0.17702 | 0.16644 | 0.14274 | 0.11021 | 0.072773 | 0.042159 | 0.020253 | 0.0085491 | 0.0031017 | 0.00096663 | 0.0002102 | 3.4473e-05 | 4.1285e-06 | 1.5368 | 8.2311 | 5.8463 | 4.8265 | 3.6818 | 2.258 | 0.82101 | 0.21186 | 0.07727 | 0.40402 | 2.5396 | 6.1127 | 7.4179 | 0 | 40.2395 | 28.8 | 25.4813 | 20.1469 | 13.067 | 4.4313 | 1.5292 | 0.67486 | 2.1748 | 12.2004 | 28.7629 | 35.3403 | 0.03225
Retro5Med | Retro | DHP | Residential | HVAC | 0.096169 | 0.099952 | 646.0782 | 627.5053 | Single Family | HZ1_[15,001 - 20,000]_Pre kWh_VBDD R^2 < 0.8 | 0.0020452 | 0.0025055 | 0.003059 | 0.003543 | 0.0040321 | 0.0047033 | 0.0051478 | 0.0052469 | 0.0049334 | 0.004231 | 0.0032667 | 0.0021571 | 0.0012496 | 0.00060031 | 0.0002534 | 9.1937e-05 | 2.8652e-05 | 6.2306e-06 | 1.0218e-06 | 1.2237e-07 | 0.045552 | 20.8321 | 14.7964 | 12.2154 | 9.3182 | 5.7147 | 2.0779 | 0.53618 | 0.19556 | 1.0225 | 6.4274 | 15.4705 | 18.7739 | 0 | 101.8421 | 72.8898 | 64.4904 | 50.9896 | 33.0712 | 11.2153 | 3.8701 | 1.708 | 5.5042 | 30.878 | 72.796 | 89.4427 | 0.081622
Retro5Med | Retro | DHP | Residential | HVAC | 0.27958 | 0.29058 | 1878.2431 | 199.6073 | Single Family | HZ1_[> 20,000]_Pre kWh_VBDD R^2 < 0.8 | 0.020636 | 0.02528 | 0.030865 | 0.035748 | 0.040682 | 0.047455 | 0.05194 | 0.05294 | 0.049776 | 0.04269 | 0.03296 | 0.021764 | 0.012609 | 0.006057 | 0.0025568 | 0.00092762 | 0.00028909 | 6.2865e-05 | 1.031e-05 | 1.2347e-06 | 0.45961 | 60.562 | 43.0151 | 35.5119 | 27.0893 | 16.6136 | 6.0407 | 1.5588 | 0.56853 | 2.9727 | 18.6853 | 44.9751 | 54.5785 | 0 | 296.0697 | 211.9012 | 187.4831 | 148.2342 | 96.1427 | 32.6044 | 11.2511 | 4.9654 | 16.0014 | 89.7669 | 211.6286 | 260.023 | 0.23729
Retro5Med | Retro | DHP | Residential | HVAC | 0.06226 | 0.072911 | 432.3192 | 950.4467 | Single Family | HZ23_[> 20,000]_Pre kWh_VBDD R^2 < 0.8 | 0 | 0 | 0 | 0 | 0 | 0 | 0 | 0 | 0 | 0 | 0 | 0 | 0 | 0 | 0 | 0 | 0 | 0 | 0 | 0 | 0 | 13.9352 | 10.9784 | 7.6386 | 5.2653 | 3.3838 | 0.37766 | 0.027298 | 0.027304 | 0.37319 | 3.6782 | 10.5494 | 12.8909 | 0 | 71.2921 | 54.0639 | 40.6744 | 28.9738 | 19.6064 | 3.9718 | 0.50088 | 0.59383 | 3.5233 | 20.0424 | 52.7649 | 67.1861 | 0.054814
Retro5Med | Retro | DHP | Residential | HVAC | 0.67245 | 0.6989 | 4517.5798 | 68.5246 | Manufactured | HZ1_[> 20,000]_Pre kWh_VBDD R^2 ≥ 0.8 | 0 | 0 | 0 | 0 | 0 | 0 | 0 | 0 | 0 | 0 | 0 | 0 | 0 | 0 | 0 | 0 | 0 | 0 | 0 | 0 | 0 | 145.6648 | 103.4607 | 85.4138 | 65.1555 | 39.9592 | 14.5293 | 3.7492 | 1.3674 | 7.1499 | 44.9421 | 108.1748 | 131.2731 | 0 | 712.1115 | 509.668 | 450.9372 | 356.5351 | 231.2439 | 78.4206 | 27.0612 | 11.9429 | 38.4869 | 215.9087 | 509.0124 | 625.4115 | 0.57072
Retro5Med | Retro | DHP | Residential | HVAC | 0.43479 | 0.45189 | 2920.9557 | 119.5141 | Manufactured | HZ1_[15,001 - 20,000]_Pre kWh_VBDD R^2 ≥ 0.8 | 0.028836 | 0.035028 | 0.042406 | 0.048701 | 0.054956 | 0.063563 | 0.068984 | 0.069719 | 0.065 | 0.055276 | 0.042318 | 0.027707 | 0.015916 | 0.0075815 | 0.0031733 | 0.0011416 | 0.00035277 | 7.6066e-05 | 1.2369e-05 | 1.4689e-06 | 0.54678 | 94.1832 | 66.8951 | 55.2265 | 42.1279 | 25.8366 | 9.3943 | 2.4241 | 0.88415 | 4.623 | 29.0585 | 69.9431 | 84.878 | 0 | 460.4338 | 329.5387 | 291.5649 | 230.5268 | 149.5166 | 50.7048 | 17.4971 | 7.722 | 24.8847 | 139.6012 | 329.1149 | 404.3757 | 0.36902
Retro5Med | Retro | DHP | Residential | HVAC | 0.3614 | 0.37562 | 2427.9632 | 148.8082 | Manufactured | HZ1_[10,001 - 15,000]_Pre kWh_VBDD R^2 ≥ 0.8 | 0 | 0 | 0 | 0 | 0 | 0 | 0 | 0 | 0 | 0 | 0 | 0 | 0 | 0 | 0 | 0 | 0 | 0 | 0 | 0 | 0 | 78.2872 | 55.6047 | 45.9055 | 35.0177 | 21.476 | 7.8087 | 2.015 | 0.73493 | 3.8427 | 24.1541 | 58.1383 | 70.5525 | 0 | 382.7228 | 273.9199 | 242.3552 | 191.619 | 124.2815 | 42.147 | 14.544 | 6.4187 | 20.6847 | 116.0396 | 273.5676 | 336.126 | 0.30673
Retro5Med | Retro | DHP | Residential | HVAC | 0.3959 | 0.46362 | 2749.0161 | 128.9692 | Manufactured | HZ23_[15,001 - 20,000]_Pre kWh_VBDD R^2 ≥ 0.8 | 0.0035465 | 0.004308 | 0.0052153 | 0.0059895 | 0.0067588 | 0.0078174 | 0.0084841 | 0.0085745 | 0.0079941 | 0.0067982 | 0.0052045 | 0.0034076 | 0.0019575 | 0.00093242 | 0.00039027 | 0.0001404 | 4.3386e-05 | 9.355e-06 | 1.5213e-06 | 1.8065e-07 | 0.067246 | 88.6106 | 69.8093 | 48.5718 | 33.4807 | 21.5165 | 2.4015 | 0.17358 | 0.17362 | 2.373 | 23.3889 | 67.0814 | 81.97 | 0 | 453.3296 | 343.7797 | 258.6392 | 184.2378 | 124.6728 | 25.2559 | 3.185 | 3.776 | 22.4038 | 127.445 | 335.5199 | 427.2208 | 0.34855
Retro5Med | Retro | DHP | Residential | HVAC | 0.35413 | 0.41471 | 2458.9813 | 147.0503 | Manufactured | HZ23_[> 20,000]_Pre kWh_VBDD R^2 ≥ 0.8 | 0 | 0 | 0 | 0 | 0 | 0 | 0 | 0 | 0 | 0 | 0 | 0 | 0 | 0 | 0 | 0 | 0 | 0 | 0 | 0 | 0 | 79.2617 | 62.444 | 43.4472 | 29.9483 | 19.2464 | 2.1481 | 0.15527 | 0.1553 | 2.1226 | 20.9213 | 60.004 | 73.3217 | 0 | 405.5011 | 307.5092 | 231.3515 | 164.7998 | 111.5192 | 22.5913 | 2.8489 | 3.3776 | 20.0401 | 113.9989 | 300.1209 | 382.1469 | 0.31177
Retro5Med | Retro | DHP | Residential | HVAC | 0.17479 | 0.18167 | 1174.2892 | 334.1084 | Manufactured | HZ1_[0 - 10,000]_Pre kWh_VBDD R^2 ≥ 0.8 | 0.018406 | 0.022358 | 0.027067 | 0.031085 | 0.035077 | 0.040571 | 0.044032 | 0.044501 | 0.041489 | 0.035282 | 0.027011 | 0.017685 | 0.010159 | 0.0048391 | 0.0020255 | 0.00072866 | 0.00022517 | 4.8552e-05 | 7.8953e-06 | 9.3757e-07 | 0.349 | 37.8638 | 26.8933 | 22.2023 | 16.9364 | 10.3869 | 3.7767 | 0.97455 | 0.35545 | 1.8585 | 11.6822 | 28.1187 | 34.1228 | 0 | 185.1046 | 132.4819 | 117.2156 | 92.6769 | 60.109 | 20.3845 | 7.0342 | 3.1044 | 10.0042 | 56.1228 | 132.3115 | 162.568 | 0.14835
Retro5Med | Retro | DHP | Residential | HVAC | 0.006429 | 0.0075288 | 44.6412 | 9415.6791 | Manufactured | HZ23_[10,001 - 15,000]_Pre kWh_VBDD R^2 ≥ 0.8 | 0 | 0 | 0 | 0 | 0 | 0 | 0 | 0 | 0 | 0 | 0 | 0 | 0 | 0 | 0 | 0 | 0 | 0 | 0 | 0 | 0 | 1.4389 | 1.1336 | 0.78876 | 0.54369 | 0.34941 | 0.038997 | 0.0028187 | 0.0028194 | 0.038535 | 0.37981 | 1.0893 | 1.3311 | 0 | 7.3616 | 5.5826 | 4.2 | 2.9918 | 2.0246 | 0.41013 | 0.051721 | 0.061319 | 0.36382 | 2.0696 | 5.4485 | 6.9376 | 0.0056601
Retro5Med | Retro | DHP | Residential | HVAC | 0.037998 | 0.039493 | 255.2765 | 1626.053 | Manufactured | HZ1_[10,001 - 15,000]_Pre kWh_VBDD R^2 < 0.8 | 0 | 0 | 0 | 0 | 0 | 0 | 0 | 0 | 0 | 0 | 0 | 0 | 0 | 0 | 0 | 0 | 0 | 0 | 0 | 0 | 0 | 8.2311 | 5.8463 | 4.8265 | 3.6818 | 2.258 | 0.82101 | 0.21186 | 0.07727 | 0.40402 | 2.5396 | 6.1127 | 7.4179 | 0 | 40.2395 | 28.8 | 25.4813 | 20.1469 | 13.067 | 4.4313 | 1.5292 | 0.67486 | 2.1748 | 12.2004 | 28.7629 | 35.3403 | 0.03225
Retro5Med | Retro | DHP | Residential | HVAC | 0.096169 | 0.099952 | 646.0782 | 627.5053 | Manufactured | HZ1_[15,001 - 20,000]_Pre kWh_VBDD R^2 < 0.8 | 0 | 0 | 0 | 0 | 0 | 0 | 0 | 0 | 0 | 0 | 0 | 0 | 0 | 0 | 0 | 0 | 0 | 0 | 0 | 0 | 0 | 20.8321 | 14.7964 | 12.2154 | 9.3182 | 5.7147 | 2.0779 | 0.53618 | 0.19556 | 1.0225 | 6.4274 | 15.4705 | 18.7739 | 0 | 101.8421 | 72.8898 | 64.4904 | 50.9896 | 33.0712 | 11.2153 | 3.8701 | 1.708 | 5.5042 | 30.878 | 72.796 | 89.4427 | 0.081622
Retro5Med | Retro | DHP | Residential | HVAC | 0.27958 | 0.29058 | 1878.2431 | 199.6073 | Manufactured | HZ1_[> 20,000]_Pre kWh_VBDD R^2 < 0.8 | 0 | 0 | 0 | 0 | 0 | 0 | 0 | 0 | 0 | 0 | 0 | 0 | 0 | 0 | 0 | 0 | 0 | 0 | 0 | 0 | 0 | 60.562 | 43.0151 | 35.5119 | 27.0893 | 16.6136 | 6.0407 | 1.5588 | 0.56853 | 2.9727 | 18.6853 | 44.9751 | 54.5785 | 0 | 296.0697 | 211.9012 | 187.4831 | 148.2342 | 96.1427 | 32.6044 | 11.2511 | 4.9654 | 16.0014 | 89.7669 | 211.6286 | 260.023 | 0.23729
Retro5Med | Retro | DHP | Residential | HVAC | 0.06226 | 0.072911 | 432.3192 | 950.4467 | Manufactured | HZ23_[> 20,000]_Pre kWh_VBDD R^2 < 0.8 | 0 | 0 | 0 | 0 | 0 | 0 | 0 | 0 | 0 | 0 | 0 | 0 | 0 | 0 | 0 | 0 | 0 | 0 | 0 | 0 | 0 | 13.9352 | 10.9784 | 7.6386 | 5.2653 | 3.3838 | 0.37766 | 0.027298 | 0.027304 | 0.37319 | 3.6782 | 10.5494 | 12.8909 | 0 | 71.2921 | 54.0639 | 40.6744 | 28.9738 | 19.6064 | 3.9718 | 0.50088 | 0.59383 | 3.5233 | 20.0424 | 52.7649 | 67.1861 | 0.054814
Retro3Slow | Retro | DHP Ducted | Residential | HVAC | 0.66621 | 0.69242 | 4475.6934 | 61.0605 | Single Family | DHP with Existing FAF Optimized Control - Single Family - HZ1 | 0.086067 | 0.13498 | 0.26935 | 0.47029 | 0.72991 | 1.0195 | 1.2947 | 1.507 | 1.6192 | 1.6156 | 1.5044 | 1.3134 | 1.0792 | 0.83744 | 0.61566 | 0.42999 | 0.28601 | 0.18159 | 0.11028 | 0.074501 | 14.9002 | 144.3142 | 102.5014 | 84.6219 | 64.5514 | 39.5887 | 14.3946 | 3.7144 | 1.3548 | 7.0836 | 44.5254 | 107.1718 | 130.056 | 0 | 705.5089 | 504.9424 | 446.7562 | 353.2294 | 229.0999 | 77.6935 | 26.8103 | 11.8322 | 38.13 | 213.9068 | 504.2929 | 619.6128 | 0.69713
Retro3Slow | Retro | DHP Ducted | Residential | HVAC | 0.74206 | 0.869 | 5152.6328 | 57.9769 | Single Family | DHP with Existing FAF Optimized Control - Single Family - HZ2 | 0.011348 | 0.017797 | 0.035513 | 0.062007 | 0.096236 | 0.13442 | 0.1707 | 0.19869 | 0.21349 | 0.21301 | 0.19836 | 0.17317 | 0.14228 | 0.11041 | 0.081173 | 0.056692 | 0.037709 | 0.023942 | 0.01454 | 0.0098227 | 1.9645 | 166.0877 | 130.8473 | 91.0408 | 62.7547 | 40.3295 | 4.5012 | 0.32535 | 0.32543 | 4.4479 | 43.8391 | 125.7344 | 153.6408 | 0 | 849.7007 | 644.3652 | 484.7817 | 345.3271 | 233.681 | 47.3385 | 5.9698 | 7.0776 | 41.9927 | 238.8771 | 628.8835 | 800.7636 | 0.69099
Retro3Slow | Retro | DHP Ducted | Residential | HVAC | 0.79794 | 0.82933 | 5360.6647 | 55.2514 | Manufactured | DHP with Existing FAF Optimized Control - Manufactured - HZ1 | 0.1757 | 0.27324 | 0.54063 | 0.93599 | 1.4404 | 1.995 | 2.512 | 2.8994 | 3.089 | 3.056 | 2.8218 | 2.4427 | 1.9901 | 1.5313 | 1.1163 | 0.77305 | 0.50986 | 0.32099 | 0.1933 | 0.12948 | 25.8959 | 172.8492 | 122.7689 | 101.354 | 77.315 | 47.4165 | 17.2408 | 4.4489 | 1.6226 | 8.4843 | 53.3294 | 128.3627 | 155.7717 | 0 | 845.008 | 604.7838 | 535.0925 | 423.0728 | 274.3994 | 93.0557 | 32.1115 | 14.1717 | 45.6694 | 256.2023 | 604.0059 | 742.1278 | 0.6923
Retro3Slow | Retro | DHP Ducted | Residential | HVAC | 0.81558 | 0.9551 | 5663.1828 | 46.961 | Manufactured | DHP with Existing FAF Optimized Control - Manufactured - HZ2 | 0.057147 | 0.08887 | 0.17584 | 0.30443 | 0.4685 | 0.64889 | 0.81703 | 0.94302 | 1.0047 | 0.99397 | 0.91779 | 0.79448 | 0.64729 | 0.49806 | 0.36307 | 0.25143 | 0.16583 | 0.1044 | 0.06287 | 0.042113 | 8.4226 | 182.5445 | 143.8124 | 100.0616 | 68.9728 | 44.3256 | 4.9472 | 0.35759 | 0.35767 | 4.8886 | 48.1829 | 138.1929 | 168.8643 | 0 | 933.8936 | 708.2123 | 532.8164 | 379.5439 | 256.8354 | 52.0291 | 6.5613 | 7.7789 | 46.1536 | 262.5463 | 691.1966 | 880.1074 | 0.78317
LO12Med | New | Dishwasher | Residential | Water Heating | 0.0046907 | 0.0054224 | 43.5467 | 53.5051 | Single Family | ENERGY STAR Dishwasher | 0.0022258 | 0.0043371 | 0.0063777 | 0.008404 | 0.010218 | 0.011585 | 0.012724 | 0.013647 | 0.014476 | 0.01515 | 0.015227 | 0.015506 | 0.015802 | 0.016006 | 0.015819 | 0.015783 | 0.015522 | 0.015159 | 0.014934 | 0.014658 | 0.25356 | 1.0952 | 0.87792 | 0.93708 | 0.83675 | 0.89856 | 0.79638 | 1.0162 | 0.99909 | 0.8891 | 0.99394 | 1.0065 | 1.1581 | 0 | 2.8013 | 2.4658 | 2.8285 | 2.3926 | 2.4252 | 2.4785 | 2.7873 | 2.8338 | 2.4296 | 2.6124 | 2.7911 | 3.1959 | 0.83732
LO12Med | New | Dishwasher | Residential | Water Heating | 0.0046907 | 0.0054224 | 43.5467 | 53.5051 | Multifamily - Low Rise | ENERGY STAR Dishwasher | 0.00074761 | 0.0014791 | 0.0022075 | 0.0029514 | 0.00364 | 0.0041914 | 0.0046718 | 0.0050803 | 0.0054635 | 0.0058011 | 0.0059219 | 0.0061211 | 0.0063291 | 0.0065093 | 0.0065325 | 0.0066201 | 0.0066085 | 0.0065584 | 0.0065639 | 0.0065492 | 0.10055 | 1.0952 | 0.87792 | 0.93708 | 0.83675 | 0.89856 | 0.79638 | 1.0162 | 0.99909 | 0.8891 | 0.99394 | 1.0065 | 1.1581 | 0 | 2.8013 | 2.4658 | 2.8285 | 2.3926 | 2.4252 | 2.4785 | 2.7873 | 2.8338 | 2.4296 | 2.6124 | 2.7911 | 3.1959 | 0.83732
LO12Med | New | Dishwasher | Residential | Water Heating | 0.0046907 | 0.0054224 | 43.5467 | 53.5051 | Multifamily - High Rise | ENERGY STAR Dishwasher | 0.00021773 | 0.00042823 | 0.00064043 | 0.00085969 | 0.0010663 | 0.0012311 | 0.0013771 | 0.0015062 | 0.0016255 | 0.001729 | 0.0017613 | 0.0018175 | 0.0018799 | 0.0019311 | 0.001935 | 0.0019586 | 0.0019535 | 0.0019313 | 0.0019222 | 0.0019101 | 0.029682 | 1.0952 | 0.87792 | 0.93708 | 0.83675 | 0.89856 | 0.79638 | 1.0162 | 0.99909 | 0.8891 | 0.99394 | 1.0065 | 1.1581 | 0 | 2.8013 | 2.4658 | 2.8285 | 2.3926 | 2.4252 | 2.4785 | 2.7873 | 2.8338 | 2.4296 | 2.6124 | 2.7911 | 3.1959 | 0.83732
LO12Med | New | Dishwasher | Residential | Water Heating | 0.0046907 | 0.0054224 | 43.5467 | 53.5051 | Manufactured | ENERGY STAR Dishwasher | 0.00017601 | 0.00035816 | 0.00054942 | 0.00075434 | 0.00095466 | 0.001126 | 0.0012852 | 0.0014312 | 0.0015745 | 0.0017083 | 0.0017789 | 0.0018752 | 0.0019767 | 0.0020699 | 0.0021136 | 0.002178 | 0.0022114 | 0.0022289 | 0.0022649 | 0.0022928 | 0.030908 | 1.0952 | 0.87792 | 0.93708 | 0.83675 | 0.89856 | 0.79638 | 1.0162 | 0.99909 | 0.8891 | 0.99394 | 1.0065 | 1.1581 | 0 | 2.8013 | 2.4658 | 2.8285 | 2.3926 | 2.4252 | 2.4785 | 2.7873 | 2.8338 | 2.4296 | 2.6124 | 2.7911 | 3.1959 | 0.83732
LO12Med | NR | Dishwasher | Residential | Water Heating | 0.0046907 | 0.0054224 | 43.5467 | 53.5051 | Single Family | ENERGY STAR Dishwasher | 0.012285 | 0.024515 | 0.036688 | 0.048807 | 0.06087 | 0.071663 | 0.080226 | 0.087008 | 0.09237 | 0.096597 | 0.099919 | 0.10252 | 0.10454 | 0.10611 | 0.1073 | 0.12638 | 0.12363 | 0.12106 | 0.11867 | 0.11619 | 1.7242 | 1.0952 | 0.87792 | 0.93708 | 0.83675 | 0.89856 | 0.79638 | 1.0162 | 0.99909 | 0.8891 | 0.99394 | 1.0065 | 1.1581 | 0 | 2.8013 | 2.4658 | 2.8285 | 2.3926 | 2.4252 | 2.4785 | 2.7873 | 2.8338 | 2.4296 | 2.6124 | 2.7911 | 3.1959 | 0.83732
LO12Med | NR | Dishwasher | Residential | Water Heating | 0.0046907 | 0.0054224 | 43.5467 | 53.5051 | Multifamily - Low Rise | ENERGY STAR Dishwasher | 0.0022688 | 0.0045274 | 0.0067756 | 0.0090136 | 0.011241 | 0.013235 | 0.014816 | 0.016069 | 0.017059 | 0.01784 | 0.018453 | 0.018933 | 0.019307 | 0.019596 | 0.019817 | 0.026089 | 0.025279 | 0.024511 | 0.02378 | 0.022993 | 0.3292 | 1.0952 | 0.87792 | 0.93708 | 0.83675 | 0.89856 | 0.79638 | 1.0162 | 0.99909 | 0.8891 | 0.99394 | 1.0065 | 1.1581 | 0 | 2.8013 | 2.4658 | 2.8285 | 2.3926 | 2.4252 | 2.4785 | 2.7873 | 2.8338 | 2.4296 | 2.6124 | 2.7911 | 3.1959 | 0.83732
LO12Med | NR | Dishwasher | Residential | Water Heating | 0.0046907 | 0.0054224 | 43.5467 | 53.5051 | Multifamily - High Rise | ENERGY STAR Dishwasher | 0.00067138 | 0.0013397 | 0.002005 | 0.0026672 | 0.0033265 | 0.0039163 | 0.0043843 | 0.0047549 | 0.0050479 | 0.005279 | 0.0054605 | 0.0056026 | 0.0057132 | 0.0057986 | 0.005864 | 0.0076915 | 0.0074463 | 0.0072264 | 0.0070186 | 0.0067944 | 0.097297 | 1.0952 | 0.87792 | 0.93708 | 0.83675 | 0.89856 | 0.79638 | 1.0162 | 0.99909 | 0.8891 | 0.99394 | 1.0065 | 1.1581 | 0 | 2.8013 | 2.4658 | 2.8285 | 2.3926 | 2.4252 | 2.4785 | 2.7873 | 2.8338 | 2.4296 | 2.6124 | 2.7911 | 3.1959 | 0.83732
LO12Med | NR | Dishwasher | Residential | Water Heating | 0.0046907 | 0.0054224 | 43.5467 | 53.5051 | Manufactured | ENERGY STAR Dishwasher | 0.0016344 | 0.0032339 | 0.004799 | 0.0063302 | 0.0078282 | 0.0091386 | 0.010144 | 0.010909 | 0.011484 | 0.011908 | 0.012213 | 0.012426 | 0.012564 | 0.012644 | 0.012679 | 0.014115 | 0.013836 | 0.013558 | 0.013282 | 0.012982 | 0.19337 | 1.0952 | 0.87792 | 0.93708 | 0.83675 | 0.89856 | 0.79638 | 1.0162 | 0.99909 | 0.8891 | 0.99394 | 1.0065 | 1.1581 | 0 | 2.8013 | 2.4658 | 2.8285 | 2.3926 | 2.4252 | 2.4785 | 2.7873 | 2.8338 | 2.4296 | 2.6124 | 2.7911 | 3.1959 | 0.83732
LO12Med | New | Clothes Dryer | Residential | Dryer | 0.0093008 | 0.007306 | 70.0749 | 10.8457 | Single Family | Vented_ENERGY STAR | 0.035494 | 0.069163 | 0.10171 | 0.13402 | 0.16295 | 0.18475 | 0.2029 | 0.21763 | 0.23084 | 0.24159 | 0.24283 | 0.24727 | 0.252 | 0.25525 | 0.25226 | 0.25169 | 0.24753 | 0.24174 | 0.23815 | 0.23374 | 4.0435 | 1.6072 | 1.4412 | 1.4528 | 1.494 | 1.5027 | 1.435 | 1.2955 | 1.212 | 1.2607 | 1.3623 | 1.3982 | 1.5438 | 0 | 5.2065 | 4.3572 | 4.9798 | 4.2167 | 4.2006 | 4.4463 | 4.3189 | 3.7026 | 3.7946 | 4.1449 | 4.3367 | 5.3648 | 1.5815
LO12Med | New | Clothes Dryer | Residential | Dryer | 0.0093008 | 0.007306 | 70.0749 | 10.8457 | Multifamily - Low Rise | Vented_ENERGY STAR | 0.008341 | 0.016502 | 0.024629 | 0.032929 | 0.040611 | 0.046763 | 0.052122 | 0.056681 | 0.060955 | 0.064723 | 0.06607 | 0.068293 | 0.070613 | 0.072624 | 0.072883 | 0.07386 | 0.07373 | 0.073171 | 0.073233 | 0.073069 | 1.1218 | 1.6072 | 1.4412 | 1.4528 | 1.494 | 1.5027 | 1.435 | 1.2955 | 1.212 | 1.2607 | 1.3623 | 1.3982 | 1.5438 | 0 | 5.2065 | 4.3572 | 4.9798 | 4.2167 | 4.2006 | 4.4463 | 4.3189 | 3.7026 | 3.7946 | 4.1449 | 4.3367 | 5.3648 | 1.5815
LO12Med | New | Clothes Dryer | Residential | Dryer | 0.0093008 | 0.007306 | 70.0749 | 10.8457 | Multifamily - High Rise | Vented_ENERGY STAR | 0.0024847 | 0.0048869 | 0.0073084 | 0.0098106 | 0.012168 | 0.014049 | 0.015715 | 0.017189 | 0.018549 | 0.01973 | 0.0201 | 0.020741 | 0.021453 | 0.022038 | 0.022081 | 0.022351 | 0.022293 | 0.02204 | 0.021935 | 0.021798 | 0.33872 | 1.6072 | 1.4412 | 1.4528 | 1.494 | 1.5027 | 1.435 | 1.2955 | 1.212 | 1.2607 | 1.3623 | 1.3982 | 1.5438 | 0 | 5.2065 | 4.3572 | 4.9798 | 4.2167 | 4.2006 | 4.4463 | 4.3189 | 3.7026 | 3.7946 | 4.1449 | 4.3367 | 5.3648 | 1.5815
LO12Med | New | Clothes Dryer | Residential | Dryer | 0.0093008 | 0.007306 | 70.0749 | 10.8457 | Manufactured | Vented_ENERGY STAR | 0.0029361 | 0.0059748 | 0.0091654 | 0.012584 | 0.015926 | 0.018783 | 0.021439 | 0.023876 | 0.026267 | 0.028497 | 0.029676 | 0.031282 | 0.032976 | 0.034529 | 0.035259 | 0.036333 | 0.036891 | 0.037182 | 0.037782 | 0.038248 | 0.51561 | 1.6072 | 1.4412 | 1.4528 | 1.494 | 1.5027 | 1.435 | 1.2955 | 1.212 | 1.2607 | 1.3623 | 1.3982 | 1.5438 | 0 | 5.2065 | 4.3572 | 4.9798 | 4.2167 | 4.2006 | 4.4463 | 4.3189 | 3.7026 | 3.7946 | 4.1449 | 4.3367 | 5.3648 | 1.5815
LO1Slow | New | Clothes Dryer | Residential | Dryer | 0.078732 | 0.061846 | 593.1885 | 38.3786 | Single Family | Ventless_UCEF 7.00 to 7.99 | 0.01229 | 0.018417 | 0.039421 | 0.073309 | 0.12202 | 0.18703 | 0.27599 | 0.39118 | 0.53651 | 0.70827 | 0.87434 | 1.0635 | 1.2584 | 1.4388 | 1.5622 | 1.6702 | 1.7365 | 1.7632 | 1.7732 | 1.7688 | 17.2736 | 13.6053 | 12.1996 | 12.2977 | 12.647 | 12.7206 | 12.1472 | 10.9666 | 10.2594 | 10.6721 | 11.5318 | 11.8362 | 13.0684 | 0 | 44.0731 | 36.8842 | 42.154 | 35.6946 | 35.558 | 37.6378 | 36.5601 | 31.3429 | 32.1213 | 35.0869 | 36.7107 | 45.413 | 0.87813
LO1Slow | New | Clothes Dryer | Residential | Dryer | 0.078732 | 0.061846 | 593.1885 | 38.3786 | Multifamily - Low Rise | Ventless_UCEF 7.00 to 7.99 | 0.002888 | 0.0043942 | 0.0095463 | 0.018012 | 0.030411 | 0.04734 | 0.070897 | 0.10188 | 0.14167 | 0.18974 | 0.2379 | 0.29372 | 0.35262 | 0.40938 | 0.45136 | 0.49013 | 0.51726 | 0.5337 | 0.54527 | 0.55293 | 5.001 | 13.6053 | 12.1996 | 12.2977 | 12.647 | 12.7206 | 12.1472 | 10.9666 | 10.2594 | 10.6721 | 11.5318 | 11.8362 | 13.0684 | 0 | 44.0731 | 36.8842 | 42.154 | 35.6946 | 35.558 | 37.6378 | 36.5601 | 31.3429 | 32.1213 | 35.0869 | 36.7107 | 45.413 | 0.87813
LO1Slow | New | Clothes Dryer | Residential | Dryer | 0.078732 | 0.061846 | 593.1885 | 38.3786 | Multifamily - High Rise | Ventless_UCEF 7.00 to 7.99 | 0.00086032 | 0.0013013 | 0.0028328 | 0.0053665 | 0.009112 | 0.014222 | 0.021376 | 0.030896 | 0.043112 | 0.057843 | 0.072373 | 0.089208 | 0.10713 | 0.12423 | 0.13675 | 0.14832 | 0.1564 | 0.16075 | 0.16332 | 0.16495 | 1.5103 | 13.6053 | 12.1996 | 12.2977 | 12.647 | 12.7206 | 12.1472 | 10.9666 | 10.2594 | 10.6721 | 11.5318 | 11.8362 | 13.0684 | 0 | 44.0731 | 36.8842 | 42.154 | 35.6946 | 35.558 | 37.6378 | 36.5601 | 31.3429 | 32.1213 | 35.0869 | 36.7107 | 45.413 | 0.87813
LO1Slow | New | Clothes Dryer | Residential | Dryer | 0.078732 | 0.061846 | 593.1885 | 38.3786 | Manufactured | Ventless_UCEF 7.00 to 7.99 | 0.0010166 | 0.001591 | 0.0035526 | 0.0068835 | 0.011926 | 0.019015 | 0.029161 | 0.042916 | 0.061047 | 0.083544 | 0.10685 | 0.13454 | 0.16467 | 0.19464 | 0.21836 | 0.2411 | 0.25881 | 0.2712 | 0.28132 | 0.28943 | 2.4216 | 13.6053 | 12.1996 | 12.2977 | 12.647 | 12.7206 | 12.1472 | 10.9666 | 10.2594 | 10.6721 | 11.5318 | 11.8362 | 13.0684 | 0 | 44.0731 | 36.8842 | 42.154 | 35.6946 | 35.558 | 37.6378 | 36.5601 | 31.3429 | 32.1213 | 35.0869 | 36.7107 | 45.413 | 0.87813
LO12Med | NR | Clothes Dryer | Residential | Dryer | 0.0093008 | 0.007306 | 70.0749 | 10.8457 | Single Family | Vented_ENERGY STAR | 0.25142 | 0.50169 | 0.75083 | 0.99884 | 1.2457 | 1.4666 | 1.6418 | 1.7806 | 1.8904 | 1.9769 | 2.0449 | 2.0981 | 2.4176 | 2.4152 | 2.4064 | 2.3929 | 2.3523 | 2.3151 | 2.2868 | 2.2642 | 27.7629 | 1.6072 | 1.4412 | 1.4528 | 1.494 | 1.5027 | 1.435 | 1.2955 | 1.212 | 1.2607 | 1.3623 | 1.3982 | 1.5438 | 0 | 5.2065 | 4.3572 | 4.9798 | 4.2167 | 4.2006 | 4.4463 | 4.3189 | 3.7026 | 3.7946 | 4.1449 | 4.3367 | 5.3648 | 1.5815
LO12Med | NR | Clothes Dryer | Residential | Dryer | 0.0093008 | 0.007306 | 70.0749 | 10.8457 | Multifamily - Low Rise | Vented_ENERGY STAR | 0.032485 | 0.064823 | 0.097014 | 0.12906 | 0.16096 | 0.1895 | 0.21214 | 0.23007 | 0.24425 | 0.25543 | 0.26421 | 0.27109 | 0.3418 | 0.33872 | 0.33469 | 0.32997 | 0.32107 | 0.31281 | 0.30661 | 0.30168 | 3.7415 | 1.6072 | 1.4412 | 1.4528 | 1.494 | 1.5027 | 1.435 | 1.2955 | 1.212 | 1.2607 | 1.3623 | 1.3982 | 1.5438 | 0 | 5.2065 | 4.3572 | 4.9798 | 4.2167 | 4.2006 | 4.4463 | 4.3189 | 3.7026 | 3.7946 | 4.1449 | 4.3367 | 5.3648 | 1.5815
LO12Med | NR | Clothes Dryer | Residential | Dryer | 0.0093008 | 0.007306 | 70.0749 | 10.8457 | Multifamily - High Rise | Vented_ENERGY STAR | 0.0098324 | 0.01962 | 0.029363 | 0.039062 | 0.048717 | 0.057355 | 0.064208 | 0.069637 | 0.073928 | 0.077311 | 0.07997 | 0.082051 | 0.10314 | 0.10214 | 0.101 | 0.099665 | 0.097069 | 0.094616 | 0.092777 | 0.091321 | 1.131 | 1.6072 | 1.4412 | 1.4528 | 1.494 | 1.5027 | 1.435 | 1.2955 | 1.212 | 1.2607 | 1.3623 | 1.3982 | 1.5438 | 0 | 5.2065 | 4.3572 | 4.9798 | 4.2167 | 4.2006 | 4.4463 | 4.3189 | 3.7026 | 3.7946 | 4.1449 | 4.3367 | 5.3648 | 1.5815
LO12Med | NR | Clothes Dryer | Residential | Dryer | 0.0093008 | 0.007306 | 70.0749 | 10.8457 | Manufactured | Vented_ENERGY STAR | 0.03499 | 0.069232 | 0.10274 | 0.13552 | 0.16759 | 0.19564 | 0.21717 | 0.23355 | 0.24584 | 0.25493 | 0.26147 | 0.26601 | 0.29198 | 0.29175 | 0.2904 | 0.28817 | 0.28248 | 0.2769 | 0.27205 | 0.26765 | 3.2539 | 1.6072 | 1.4412 | 1.4528 | 1.494 | 1.5027 | 1.435 | 1.2955 | 1.212 | 1.2607 | 1.3623 | 1.3982 | 1.5438 | 0 | 5.2065 | 4.3572 | 4.9798 | 4.2167 | 4.2006 | 4.4463 | 4.3189 | 3.7026 | 3.7946 | 4.1449 | 4.3367 | 5.3648 | 1.5815
LO1Slow | NR | Clothes Dryer | Residential | Dryer | 0.078732 | 0.061846 | 593.1885 | 38.3786 | Single Family | Ventless_UCEF 7.00 to 7.99 | 0.087051 | 0.13359 | 0.29103 | 0.54637 | 0.93283 | 1.4847 | 2.2332 | 3.2007 | 4.3935 | 5.7955 | 7.3629 | 9.0237 | 12.2275 | 13.9634 | 15.4656 | 16.6667 | 17.4894 | 18.0093 | 18.228 | 18.3622 | 217.3012 | 13.6053 | 12.1996 | 12.2977 | 12.647 | 12.7206 | 12.1472 | 10.9666 | 10.2594 | 10.6721 | 11.5318 | 11.8362 | 13.0684 | 0 | 44.0731 | 36.8842 | 42.154 | 35.6946 | 35.558 | 37.6378 | 36.5601 | 31.3429 | 32.1213 | 35.0869 | 36.7107 | 45.413 | 0.87813
LO1Slow | NR | Clothes Dryer | Residential | Dryer | 0.078732 | 0.061846 | 593.1885 | 38.3786 | Multifamily - Low Rise | Ventless_UCEF 7.00 to 7.99 | 0.011248 | 0.017261 | 0.037603 | 0.070596 | 0.12053 | 0.19184 | 0.28855 | 0.41355 | 0.56768 | 0.74883 | 0.95135 | 1.1659 | 1.7432 | 1.9926 | 2.2091 | 2.3832 | 2.4984 | 2.566 | 2.5914 | 2.6028 | 30.1003 | 13.6053 | 12.1996 | 12.2977 | 12.647 | 12.7206 | 12.1472 | 10.9666 | 10.2594 | 10.6721 | 11.5318 | 11.8362 | 13.0684 | 0 | 44.0731 | 36.8842 | 42.154 | 35.6946 | 35.558 | 37.6378 | 36.5601 | 31.3429 | 32.1213 | 35.0869 | 36.7107 | 45.413 | 0.87813
LO1Slow | NR | Clothes Dryer | Residential | Dryer | 0.078732 | 0.061846 | 593.1885 | 38.3786 | Multifamily - High Rise | Ventless_UCEF 7.00 to 7.99 | 0.0034044 | 0.0052243 | 0.011381 | 0.021367 | 0.036481 | 0.058064 | 0.087337 | 0.12517 | 0.17182 | 0.22665 | 0.28795 | 0.3529 | 0.52588 | 0.60043 | 0.66594 | 0.71902 | 0.75468 | 0.77555 | 0.7838 | 0.78807 | 9.095 | 13.6053 | 12.1996 | 12.2977 | 12.647 | 12.7206 | 12.1472 | 10.9666 | 10.2594 | 10.6721 | 11.5318 | 11.8362 | 13.0684 | 0 | 44.0731 | 36.8842 | 42.154 | 35.6946 | 35.558 | 37.6378 | 36.5601 | 31.3429 | 32.1213 | 35.0869 | 36.7107 | 45.413 | 0.87813
LO1Slow | NR | Clothes Dryer | Residential | Dryer | 0.078732 | 0.061846 | 593.1885 | 38.3786 | Manufactured | Ventless_UCEF 7.00 to 7.99 | 0.012115 | 0.018435 | 0.039822 | 0.074131 | 0.1255 | 0.19806 | 0.2954 | 0.41979 | 0.57138 | 0.74736 | 0.94147 | 1.1441 | 1.4709 | 1.6747 | 1.8492 | 1.9862 | 2.0782 | 2.1339 | 2.1525 | 2.1602 | 25.3429 | 13.6053 | 12.1996 | 12.2977 | 12.647 | 12.7206 | 12.1472 | 10.9666 | 10.2594 | 10.6721 | 11.5318 | 11.8362 | 13.0684 | 0 | 44.0731 | 36.8842 | 42.154 | 35.6946 | 35.558 | 37.6378 | 36.5601 | 31.3429 | 32.1213 | 35.0869 | 36.7107 | 45.413 | 0.87813
LO3Slow | New | Duct Sealing | Residential | HVAC | 0.20304 | 0.17855 | 1192.1891 | 21.2011 | Single Family | SF Duct Sealing - HZ 2/3 (Heat Pump) | 0.00019204 | 0.00048122 | 0.0010484 | 0.0020334 | 0.0034869 | 0.0053804 | 0.007795 | 0.010603 | 0.013695 | 0.016795 | 0.019106 | 0.021365 | 0.023313 | 0.024769 | 0.025269 | 0.025716 | 0.025796 | 0.025507 | 0.025317 | 0.024982 | 0.30265 | 28.7177 | 20.246 | 13.0569 | 11.3141 | 4.47 | 4.8787 | 17.6308 | 15.8063 | 6.5901 | 10.8413 | 20.2399 | 35.1869 | 0 | 170.0498 | 122.652 | 97.752 | 87.8706 | 33.0845 | 13.272 | 36.3514 | 33.0127 | 26.2412 | 65.6301 | 111.578 | 205.716 | 1.1801
LO3Slow | New | Duct Sealing | Residential | HVAC | 0.16096 | 0.14154 | 945.0969 | 34.0633 | Single Family | SF Duct Sealing - HZ 1 (Heat Pump) | 0.00087561 | 0.0021941 | 0.0047802 | 0.0092714 | 0.015899 | 0.024532 | 0.035541 | 0.048342 | 0.062441 | 0.076576 | 0.087113 | 0.097415 | 0.10629 | 0.11293 | 0.11521 | 0.11725 | 0.11761 | 0.1163 | 0.11543 | 0.1139 | 1.3799 | 22.7657 | 16.0498 | 10.3507 | 8.9692 | 3.5436 | 3.8676 | 13.9767 | 12.5303 | 5.2243 | 8.5943 | 16.045 | 27.8941 | 0 | 134.8054 | 97.2312 | 77.492 | 69.6586 | 26.2275 | 10.5213 | 28.8172 | 26.1705 | 20.8025 | 52.0277 | 88.4524 | 163.0795 | 0.93548
LO3Slow | New | Duct Sealing | Residential | HVAC | 0.11392 | 0.10018 | 668.9217 | 38.2646 | Manufactured | MH Duct Sealing - HZ 1 (Heat Pump) | 0.00045498 | 0.0011906 | 0.002706 | 0.0054685 | 0.0097606 | 0.015667 | 0.02359 | 0.033315 | 0.04463 | 0.056739 | 0.066875 | 0.077415 | 0.087374 | 0.095965 | 0.10116 | 0.10632 | 0.11011 | 0.11236 | 0.11503 | 0.11708 | 1.1832 | 16.1131 | 11.3598 | 7.3261 | 6.3482 | 2.5081 | 2.7374 | 9.8924 | 8.8687 | 3.6976 | 6.0829 | 11.3564 | 19.7429 | 0 | 95.4127 | 68.8184 | 54.8474 | 49.3031 | 18.5633 | 7.4468 | 20.3963 | 18.523 | 14.7236 | 36.8242 | 62.605 | 115.4246 | 0.89607
LO3Slow | New | Duct Sealing | Residential | HVAC | 0.11392 | 0.10018 | 668.9217 | 38.2646 | Manufactured | MH Duct Sealing - HZ 2/3 (Heat Pump) | 9.6564e-05 | 0.00025269 | 0.00057431 | 0.0011606 | 0.0020716 | 0.0033251 | 0.0050066 | 0.0070706 | 0.0094722 | 0.012042 | 0.014193 | 0.01643 | 0.018544 | 0.020367 | 0.021469 | 0.022566 | 0.02337 | 0.023847 | 0.024414 | 0.024848 | 0.25112 | 16.1131 | 11.3598 | 7.3261 | 6.3482 | 2.5081 | 2.7374 | 9.8924 | 8.8687 | 3.6976 | 6.0829 | 11.3564 | 19.7429 | 0 | 95.4127 | 68.8184 | 54.8474 | 49.3031 | 18.5633 | 7.4468 | 20.3963 | 18.523 | 14.7236 | 36.8242 | 62.605 | 115.4246 | 0.89607
Retro3Slow | Retro | Duct Sealing | Residential | HVAC | 0.20304 | 0.17855 | 1192.1891 | 21.2011 | Single Family | SF Duct Sealing - HZ 2/3 (Heat Pump) | 0.039301 | 0.062276 | 0.12551 | 0.22124 | 0.34652 | 0.48815 | 0.62461 | 0.73204 | 0.7913 | 0.79365 | 0.74237 | 0.65047 | 0.53609 | 0.41708 | 0.30729 | 0.21501 | 0.14325 | 0.091093 | 0.0554 | 0.037476 | 7.4952 | 28.7177 | 20.246 | 13.0569 | 11.3141 | 4.47 | 4.8787 | 17.6308 | 15.8063 | 6.5901 | 10.8413 | 20.2399 | 35.1869 | 0 | 170.0498 | 122.652 | 97.752 | 87.8706 | 33.0845 | 13.272 | 36.3514 | 33.0127 | 26.2412 | 65.6301 | 111.578 | 205.716 | 1.1801
Retro3Slow | Retro | Duct Sealing | Residential | HVAC | 0.16096 | 0.14154 | 945.0969 | 34.0633 | Single Family | SF Duct Sealing - HZ 1 (Heat Pump) | 0.15132 | 0.24023 | 0.48502 | 0.85643 | 1.3436 | 1.8955 | 2.4286 | 2.8496 | 3.0835 | 3.0954 | 2.8975 | 2.5404 | 2.0948 | 1.6304 | 1.2017 | 0.84109 | 0.56053 | 0.35652 | 0.21688 | 0.14674 | 29.3484 | 22.7657 | 16.0498 | 10.3507 | 8.9692 | 3.5436 | 3.8676 | 13.9767 | 12.5303 | 5.2243 | 8.5943 | 16.045 | 27.8941 | 0 | 134.8054 | 97.2312 | 77.492 | 69.6586 | 26.2275 | 10.5213 | 28.8172 | 26.1705 | 20.8025 | 52.0277 | 88.4524 | 163.0795 | 0.93548
Retro3Slow | Retro | Duct Sealing | Residential | HVAC | 0.11392 | 0.10018 | 668.9217 | 38.2646 | Manufactured | MH Duct Sealing - HZ 1 (Heat Pump) | 0.058486 | 0.091663 | 0.18282 | 0.3191 | 0.49516 | 0.69141 | 0.87734 | 1.0201 | 1.0943 | 1.0895 | 1.0118 | 0.88024 | 0.72036 | 0.55651 | 0.40716 | 0.2829 | 0.18718 | 0.1182 | 0.07139 | 0.047963 | 9.5926 | 16.1131 | 11.3598 | 7.3261 | 6.3482 | 2.5081 | 2.7374 | 9.8924 | 8.8687 | 3.6976 | 6.0829 | 11.3564 | 19.7429 | 0 | 95.4127 | 68.8184 | 54.8474 | 49.3031 | 18.5633 | 7.4468 | 20.3963 | 18.523 | 14.7236 | 36.8242 | 62.605 | 115.4246 | 0.89607
Retro3Slow | Retro | Duct Sealing | Residential | HVAC | 0.11392 | 0.10018 | 668.9217 | 38.2646 | Manufactured | MH Duct Sealing - HZ 2/3 (Heat Pump) | 0.018412 | 0.028784 | 0.057261 | 0.099686 | 0.15428 | 0.21487 | 0.27198 | 0.3155 | 0.33773 | 0.33558 | 0.31109 | 0.27023 | 0.22084 | 0.1704 | 0.12453 | 0.086439 | 0.057135 | 0.036046 | 0.021752 | 0.014601 | 2.9201 | 16.1131 | 11.3598 | 7.3261 | 6.3482 | 2.5081 | 2.7374 | 9.8924 | 8.8687 | 3.6976 | 6.0829 | 11.3564 | 19.7429 | 0 | 95.4127 | 68.8184 | 54.8474 | 49.3031 | 18.5633 | 7.4468 | 20.3963 | 18.523 | 14.7236 | 36.8242 | 62.605 | 115.4246 | 0.89607
LO5Med | New | EV Supply Equip | Residential | Whole Bldg/Meter Level | 0.0022347 | 0.002513 | 23.1633 | -17.2047 | Single Family | Level 2 Networked Level 2 EVSE | 9.5518e-05 | 0.00026386 | 0.00054481 | 0.00099782 | 0.0016347 | 0.002504 | 0.0037115 | 0.0052564 | 0.0071676 | 0.0093354 | 0.011319 | 0.013529 | 0.01584 | 0.01809 | 0.019846 | 0.021947 | 0.024021 | 0.025984 | 0.028225 | 0.030408 | 0.24072 | 0.12774 | 0.11506 | 0.12624 | 0.12138 | 0.12541 | 0.12143 | 0.1264 | 0.12602 | 0.12107 | 0.12529 | 0.12203 | 0.12792 | 0 | 1.8712 | 1.678 | 1.846 | 1.7734 | 1.8274 | 1.7715 | 1.8354 | 1.8315 | 1.7621 | 1.8282 | 1.7889 | 1.8637 | 739.5826
LO5Med | New | EV Supply Equip | Residential | Whole Bldg/Meter Level | 0.0022347 | 0.002513 | 23.1633 | -17.2047 | Multifamily - Low Rise | Level 2 Networked Level 2 EVSE | 3.9239e-05 | 0.00011006 | 0.00023063 | 0.00042859 | 0.0007122 | 0.001108 | 0.0016667 | 0.0023933 | 0.0033086 | 0.004372 | 0.0053837 | 0.0065318 | 0.0077593 | 0.0089977 | 0.010024 | 0.011259 | 0.012508 | 0.013749 | 0.015173 | 0.016617 | 0.12237 | 0.12774 | 0.11506 | 0.12624 | 0.12138 | 0.12541 | 0.12143 | 0.1264 | 0.12602 | 0.12107 | 0.12529 | 0.12203 | 0.12792 | 0 | 1.8712 | 1.678 | 1.846 | 1.7734 | 1.8274 | 1.7715 | 1.8354 | 1.8315 | 1.7621 | 1.8282 | 1.7889 | 1.8637 | 739.5826
LO5Med | New | EV Supply Equip | Residential | Whole Bldg/Meter Level | 0.0022347 | 0.002513 | 23.1633 | -17.2047 | Multifamily - High Rise | Level 2 Networked Level 2 EVSE | 1.1428e-05 | 3.1864e-05 | 6.691e-05 | 0.00012484 | 0.00020863 | 0.00032543 | 0.00049131 | 0.00070956 | 0.00098435 | 0.001303 | 0.0016013 | 0.0019395 | 0.0023047 | 0.0026694 | 0.002969 | 0.003331 | 0.0036975 | 0.0040488 | 0.0044432 | 0.0048464 | 0.036108 | 0.12774 | 0.11506 | 0.12624 | 0.12138 | 0.12541 | 0.12143 | 0.1264 | 0.12602 | 0.12107 | 0.12529 | 0.12203 | 0.12792 | 0 | 1.8712 | 1.678 | 1.846 | 1.7734 | 1.8274 | 1.7715 | 1.8354 | 1.8315 | 1.7621 | 1.8282 | 1.7889 | 1.8637 | 739.5826
LO5Med | New | EV Supply Equip | Residential | Whole Bldg/Meter Level | 0.0022347 | 0.002513 | 23.1633 | -17.2047 | Manufactured | Level 2 Networked Level 2 EVSE | 7.5329e-06 | 2.1732e-05 | 4.6807e-05 | 8.9324e-05 | 0.00015231 | 0.00024271 | 0.00037388 | 0.00054979 | 0.00077753 | 0.0010498 | 0.0013188 | 0.0016317 | 0.0019761 | 0.0023331 | 0.0026446 | 0.0030205 | 0.0034131 | 0.0038102 | 0.0042691 | 0.0047436 | 0.032472 | 0.12774 | 0.11506 | 0.12624 | 0.12138 | 0.12541 | 0.12143 | 0.1264 | 0.12602 | 0.12107 | 0.12529 | 0.12203 | 0.12792 | 0 | 1.8712 | 1.678 | 1.846 | 1.7734 | 1.8274 | 1.7715 | 1.8354 | 1.8315 | 1.7621 | 1.8282 | 1.7889 | 1.8637 | 739.5826
LO5Med | NR | EV Supply Equip | Residential | Whole Bldg/Meter Level | 0.0022347 | 0.002513 | 23.1633 | -17.2047 | Single Family | Level 2 Networked Level 2 EVSE | 0.0072644 | 0.020783 | 0.043636 | 0.080614 | 0.13534 | 0.21505 | 0.32449 | 0.46414 | 0.6327 | 0.82258 | 1.0255 | 1.2342 | 1.4452 | 1.6534 | 1.8558 | 2.0743 | 2.3034 | 2.5455 | 2.8004 | 3.0668 | 4.0291 | 0.12774 | 0.11506 | 0.12624 | 0.12138 | 0.12541 | 0.12143 | 0.1264 | 0.12602 | 0.12107 | 0.12529 | 0.12203 | 0.12792 | 0 | 1.8712 | 1.678 | 1.846 | 1.7734 | 1.8274 | 1.7715 | 1.8354 | 1.8315 | 1.7621 | 1.8282 | 1.7889 | 1.8637 | 739.5826
LO5Med | NR | EV Supply Equip | Residential | Whole Bldg/Meter Level | 0.0022347 | 0.002513 | 23.1633 | -17.2047 | Multifamily - Low Rise | Level 2 Networked Level 2 EVSE | 0.0016408 | 0.0047373 | 0.0099426 | 0.01836 | 0.030808 | 0.048913 | 0.073735 | 0.10537 | 0.14348 | 0.18637 | 0.23215 | 0.27918 | 0.32676 | 0.37373 | 0.41943 | 0.4688 | 0.52059 | 0.57531 | 0.63292 | 0.69314 | 0.97 | 0.12774 | 0.11506 | 0.12624 | 0.12138 | 0.12541 | 0.12143 | 0.1264 | 0.12602 | 0.12107 | 0.12529 | 0.12203 | 0.12792 | 0 | 1.8712 | 1.678 | 1.846 | 1.7734 | 1.8274 | 1.7715 | 1.8354 | 1.8315 | 1.7621 | 1.8282 | 1.7889 | 1.8637 | 739.5826
LO5Med | NR | EV Supply Equip | Residential | Whole Bldg/Meter Level | 0.0022347 | 0.002513 | 23.1633 | -17.2047 | Multifamily - High Rise | Level 2 Networked Level 2 EVSE | 0.00048554 | 0.0014014 | 0.0029409 | 0.005431 | 0.0091143 | 0.014472 | 0.021817 | 0.031178 | 0.04246 | 0.05515 | 0.068699 | 0.082614 | 0.096694 | 0.11059 | 0.12412 | 0.13872 | 0.15405 | 0.17024 | 0.18729 | 0.20511 | 0.28664 | 0.12774 | 0.11506 | 0.12624 | 0.12138 | 0.12541 | 0.12143 | 0.1264 | 0.12602 | 0.12107 | 0.12529 | 0.12203 | 0.12792 | 0 | 1.8712 | 1.678 | 1.846 | 1.7734 | 1.8274 | 1.7715 | 1.8354 | 1.8315 | 1.7621 | 1.8282 | 1.7889 | 1.8637 | 739.5826
LO5Med | NR | EV Supply Equip | Residential | Whole Bldg/Meter Level | 0.0022347 | 0.002513 | 23.1633 | -17.2047 | Manufactured | Level 2 Networked Level 2 EVSE | 0.00096385 | 0.002722 | 0.0056706 | 0.010394 | 0.017314 | 0.027294 | 0.040861 | 0.05798 | 0.078398 | 0.10109 | 0.125 | 0.14917 | 0.17322 | 0.1965 | 0.21871 | 0.24239 | 0.2669 | 0.29248 | 0.31905 | 0.34647 | 0.44953 | 0.12774 | 0.11506 | 0.12624 | 0.12138 | 0.12541 | 0.12143 | 0.1264 | 0.12602 | 0.12107 | 0.12529 | 0.12203 | 0.12792 | 0 | 1.8712 | 1.678 | 1.846 | 1.7734 | 1.8274 | 1.7715 | 1.8354 | 1.8315 | 1.7621 | 1.8282 | 1.7889 | 1.8637 | 739.5826
LO12Med | New | Refrigerator | Residential | Refrigeration | 0.0068895 | 0.007052 | 64.4512 | -13.8259 | Single Family | Refrigerator and Refrigerator-Freezer - Bottom-mounted Freezer - ESME | 0.023899 | 0.04657 | 0.068481 | 0.090238 | 0.10972 | 0.1244 | 0.13662 | 0.14653 | 0.15543 | 0.16267 | 0.1635 | 0.16649 | 0.16968 | 0.17187 | 0.16986 | 0.16947 | 0.16667 | 0.16277 | 0.16036 | 0.15739 | 2.7226 | 0.65489 | 0.68793 | 0.85758 | 0.95297 | 1.1491 | 1.2063 | 1.406 | 1.4653 | 1.2959 | 1.078 | 0.89447 | 0.67059 | 0 | 2.7714 | 2.8892 | 3.5514 | 4.0432 | 4.8261 | 5.2381 | 6.0362 | 6.239 | 5.4708 | 4.461 | 3.7716 | 2.834 | 9.903
LO12Med | New | Refrigerator | Residential | Refrigeration | 0.0068895 | 0.007052 | 64.4512 | -13.8259 | Multifamily - Low Rise | Refrigerator and Refrigerator-Freezer - Bottom-mounted Freezer - ESME | 0.007426 | 0.014692 | 0.021927 | 0.029316 | 0.036156 | 0.041633 | 0.046404 | 0.050463 | 0.054269 | 0.057623 | 0.058822 | 0.060801 | 0.062867 | 0.064657 | 0.064888 | 0.065758 | 0.065642 | 0.065144 | 0.065199 | 0.065053 | 0.99874 | 0.65489 | 0.68793 | 0.85758 | 0.95297 | 1.1491 | 1.2063 | 1.406 | 1.4653 | 1.2959 | 1.078 | 0.89447 | 0.67059 | 0 | 2.7714 | 2.8892 | 3.5514 | 4.0432 | 4.8261 | 5.2381 | 6.0362 | 6.239 | 5.4708 | 4.461 | 3.7716 | 2.834 | 9.903
LO12Med | New | Refrigerator | Residential | Refrigeration | 0.0068895 | 0.007052 | 64.4512 | -13.8259 | Multifamily - High Rise | Refrigerator and Refrigerator-Freezer - Bottom-mounted Freezer - ESME | 0.0021627 | 0.0042536 | 0.0063613 | 0.0085393 | 0.010591 | 0.012228 | 0.013679 | 0.014961 | 0.016146 | 0.017174 | 0.017495 | 0.018054 | 0.018673 | 0.019182 | 0.01922 | 0.019454 | 0.019405 | 0.019184 | 0.019093 | 0.018973 | 0.29483 | 0.65489 | 0.68793 | 0.85758 | 0.95297 | 1.1491 | 1.2063 | 1.406 | 1.4653 | 1.2959 | 1.078 | 0.89447 | 0.67059 | 0 | 2.7714 | 2.8892 | 3.5514 | 4.0432 | 4.8261 | 5.2381 | 6.0362 | 6.239 | 5.4708 | 4.461 | 3.7716 | 2.834 | 9.903
LO12Med | New | Refrigerator | Residential | Refrigeration | 0.0068895 | 0.007052 | 64.4512 | -13.8259 | Manufactured | Refrigerator and Refrigerator-Freezer - Bottom-mounted Freezer - ESME | 0.0016038 | 0.0032636 | 0.0050064 | 0.0068737 | 0.008699 | 0.01026 | 0.011711 | 0.013041 | 0.014348 | 0.015566 | 0.01621 | 0.017087 | 0.018012 | 0.018861 | 0.019259 | 0.019846 | 0.020151 | 0.02031 | 0.020638 | 0.020892 | 0.28164 | 0.65489 | 0.68793 | 0.85758 | 0.95297 | 1.1491 | 1.2063 | 1.406 | 1.4653 | 1.2959 | 1.078 | 0.89447 | 0.67059 | 0 | 2.7714 | 2.8892 | 3.5514 | 4.0432 | 4.8261 | 5.2381 | 6.0362 | 6.239 | 5.4708 | 4.461 | 3.7716 | 2.834 | 9.903
LO12Med | New | Refrigerator | Residential | Refrigeration | 0.014674 | 0.015021 | 137.2794 | 68.4987 | Single Family | Refrigerator and Refrigerator-Freezer - Side-mounted Freezer - ESME | 0.022408 | 0.043664 | 0.064208 | 0.084608 | 0.10287 | 0.11664 | 0.12809 | 0.13739 | 0.14574 | 0.15252 | 0.1533 | 0.15611 | 0.15909 | 0.16114 | 0.15926 | 0.15889 | 0.15627 | 0.15261 | 0.15035 | 0.14757 | 2.5527 | 1.3949 | 1.4653 | 1.8266 | 2.0298 | 2.4476 | 2.5694 | 2.9948 | 3.1211 | 2.7602 | 2.2962 | 1.9052 | 1.4283 | 0 | 5.9029 | 6.154 | 7.5644 | 8.612 | 10.2795 | 11.157 | 12.857 | 13.289 | 11.6527 | 9.5019 | 8.0334 | 6.0363 | 0.57513
LO12Med | New | Refrigerator | Residential | Refrigeration | 0.014674 | 0.015021 | 137.2794 | 68.4987 | Multifamily - Low Rise | Refrigerator and Refrigerator-Freezer - Side-mounted Freezer - ESME | 0.0069626 | 0.013775 | 0.020559 | 0.027487 | 0.0339 | 0.039035 | 0.043509 | 0.047314 | 0.050882 | 0.054027 | 0.055151 | 0.057007 | 0.058944 | 0.060622 | 0.060839 | 0.061654 | 0.061546 | 0.061079 | 0.061131 | 0.060994 | 0.93642 | 1.3949 | 1.4653 | 1.8266 | 2.0298 | 2.4476 | 2.5694 | 2.9948 | 3.1211 | 2.7602 | 2.2962 | 1.9052 | 1.4283 | 0 | 5.9029 | 6.154 | 7.5644 | 8.612 | 10.2795 | 11.157 | 12.857 | 13.289 | 11.6527 | 9.5019 | 8.0334 | 6.0363 | 0.57513
LO12Med | New | Refrigerator | Residential | Refrigeration | 0.014674 | 0.015021 | 137.2794 | 68.4987 | Multifamily - High Rise | Refrigerator and Refrigerator-Freezer - Side-mounted Freezer - ESME | 0.0020278 | 0.0039882 | 0.0059644 | 0.0080064 | 0.0099306 | 0.011465 | 0.012825 | 0.014028 | 0.015138 | 0.016102 | 0.016404 | 0.016927 | 0.017508 | 0.017985 | 0.018021 | 0.01824 | 0.018194 | 0.017987 | 0.017901 | 0.017789 | 0.27643 | 1.3949 | 1.4653 | 1.8266 | 2.0298 | 2.4476 | 2.5694 | 2.9948 | 3.1211 | 2.7602 | 2.2962 | 1.9052 | 1.4283 | 0 | 5.9029 | 6.154 | 7.5644 | 8.612 | 10.2795 | 11.157 | 12.857 | 13.289 | 11.6527 | 9.5019 | 8.0334 | 6.0363 | 0.57513
LO12Med | New | Refrigerator | Residential | Refrigeration | 0.014674 | 0.015021 | 137.2794 | 68.4987 | Manufactured | Refrigerator and Refrigerator-Freezer - Side-mounted Freezer - ESME | 0.0015037 | 0.00306 | 0.004694 | 0.0064447 | 0.0081562 | 0.0096198 | 0.01098 | 0.012228 | 0.013452 | 0.014595 | 0.015198 | 0.016021 | 0.016888 | 0.017684 | 0.018058 | 0.018608 | 0.018893 | 0.019042 | 0.01935 | 0.019588 | 0.26406 | 1.3949 | 1.4653 | 1.8266 | 2.0298 | 2.4476 | 2.5694 | 2.9948 | 3.1211 | 2.7602 | 2.2962 | 1.9052 | 1.4283 | 0 | 5.9029 | 6.154 | 7.5644 | 8.612 | 10.2795 | 11.157 | 12.857 | 13.289 | 11.6527 | 9.5019 | 8.0334 | 6.0363 | 0.57513
LO12Med | New | Refrigerator | Residential | Refrigeration | 0.0030838 | 0.0031565 | 28.8486 | 214.7245 | Single Family | Refrigerator and Refrigerator-Freezer - Other - ESME | 0.010079 | 0.01964 | 0.028881 | 0.038056 | 0.046271 | 0.052463 | 0.057617 | 0.061798 | 0.065551 | 0.068605 | 0.068955 | 0.070216 | 0.071558 | 0.072482 | 0.071634 | 0.07147 | 0.070289 | 0.068645 | 0.067627 | 0.066375 | 1.1482 | 0.29313 | 0.30792 | 0.38386 | 0.42655 | 0.51435 | 0.53996 | 0.62934 | 0.65589 | 0.58003 | 0.48253 | 0.40037 | 0.30016 | 0 | 1.2405 | 1.2932 | 1.5896 | 1.8098 | 2.1602 | 2.3446 | 2.7018 | 2.7926 | 2.4488 | 1.9968 | 1.6882 | 1.2685 | 0.21516
LO12Med | New | Refrigerator | Residential | Refrigeration | 0.0030838 | 0.0031565 | 28.8486 | 214.7245 | Multifamily - Low Rise | Refrigerator and Refrigerator-Freezer - Other - ESME | 0.0031318 | 0.0061961 | 0.0092473 | 0.012364 | 0.015248 | 0.017558 | 0.01957 | 0.021282 | 0.022887 | 0.024301 | 0.024807 | 0.025641 | 0.026513 | 0.027268 | 0.027365 | 0.027732 | 0.027683 | 0.027473 | 0.027496 | 0.027435 | 0.4212 | 0.29313 | 0.30792 | 0.38386 | 0.42655 | 0.51435 | 0.53996 | 0.62934 | 0.65589 | 0.58003 | 0.48253 | 0.40037 | 0.30016 | 0 | 1.2405 | 1.2932 | 1.5896 | 1.8098 | 2.1602 | 2.3446 | 2.7018 | 2.7926 | 2.4488 | 1.9968 | 1.6882 | 1.2685 | 0.21516
LO12Med | New | Refrigerator | Residential | Refrigeration | 0.0030838 | 0.0031565 | 28.8486 | 214.7245 | Multifamily - High Rise | Refrigerator and Refrigerator-Freezer - Other - ESME | 0.0009121 | 0.0017939 | 0.0026828 | 0.0036013 | 0.0044668 | 0.005157 | 0.0057687 | 0.0063096 | 0.0068091 | 0.0072427 | 0.0073783 | 0.0076137 | 0.007875 | 0.0080896 | 0.0081056 | 0.0082045 | 0.0081835 | 0.0080903 | 0.008052 | 0.0080015 | 0.12434 | 0.29313 | 0.30792 | 0.38386 | 0.42655 | 0.51435 | 0.53996 | 0.62934 | 0.65589 | 0.58003 | 0.48253 | 0.40037 | 0.30016 | 0 | 1.2405 | 1.2932 | 1.5896 | 1.8098 | 2.1602 | 2.3446 | 2.7018 | 2.7926 | 2.4488 | 1.9968 | 1.6882 | 1.2685 | 0.21516
LO12Med | New | Refrigerator | Residential | Refrigeration | 0.0030838 | 0.0031565 | 28.8486 | 214.7245 | Manufactured | Refrigerator and Refrigerator-Freezer - Other - ESME | 0.00067636 | 0.0013764 | 0.0021114 | 0.0028988 | 0.0036686 | 0.004327 | 0.0049387 | 0.0055 | 0.0060508 | 0.0065646 | 0.0068362 | 0.0072062 | 0.0075963 | 0.0079542 | 0.0081223 | 0.0083696 | 0.0084982 | 0.0085652 | 0.0087036 | 0.0088108 | 0.11878 | 0.29313 | 0.30792 | 0.38386 | 0.42655 | 0.51435 | 0.53996 | 0.62934 | 0.65589 | 0.58003 | 0.48253 | 0.40037 | 0.30016 | 0 | 1.2405 | 1.2932 | 1.5896 | 1.8098 | 2.1602 | 2.3446 | 2.7018 | 2.7926 | 2.4488 | 1.9968 | 1.6882 | 1.2685 | 0.21516
LO12Med | New | Freezer | Residential | Refrigeration | 0.0065588 | 0.0064578 | 58.8604 | -16.9465 | Single Family | Freezer - Chest - ESME | 0.0035181 | 0.0068554 | 0.010081 | 0.013284 | 0.016151 | 0.018312 | 0.020111 | 0.021571 | 0.022881 | 0.023947 | 0.024069 | 0.024509 | 0.024978 | 0.0253 | 0.025004 | 0.024947 | 0.024534 | 0.023961 | 0.023605 | 0.023168 | 0.40079 | 0.55691 | 0.59846 | 0.71627 | 0.8223 | 1.007 | 1.0999 | 1.2944 | 1.1866 | 0.98238 | 0.94548 | 0.72469 | 0.59101 | 0 | 2.558 | 2.6972 | 3.2736 | 3.797 | 4.6288 | 5.0768 | 5.9144 | 5.4015 | 4.4379 | 4.3555 | 3.4721 | 2.7222 | 20.3355
LO12Med | New | Freezer | Residential | Refrigeration | 0.0065588 | 0.0064578 | 58.8604 | -16.9465 | Multifamily - Low Rise | Freezer - Chest - ESME | 1.8529e-06 | 3.6659e-06 | 5.4712e-06 | 7.3149e-06 | 9.0215e-06 | 1.0388e-05 | 1.1579e-05 | 1.2591e-05 | 1.3541e-05 | 1.4378e-05 | 1.4677e-05 | 1.5171e-05 | 1.5686e-05 | 1.6133e-05 | 1.6191e-05 | 1.6408e-05 | 1.6379e-05 | 1.6255e-05 | 1.6268e-05 | 1.6232e-05 | 0.0002492 | 0.55691 | 0.59846 | 0.71627 | 0.8223 | 1.007 | 1.0999 | 1.2944 | 1.1866 | 0.98238 | 0.94548 | 0.72469 | 0.59101 | 0 | 2.558 | 2.6972 | 3.2736 | 3.797 | 4.6288 | 5.0768 | 5.9144 | 5.4015 | 4.4379 | 4.3555 | 3.4721 | 2.7222 | 20.3355
LO12Med | New | Freezer | Residential | Refrigeration | 0.0065588 | 0.0064578 | 58.8604 | -16.9465 | Multifamily - High Rise | Freezer - Chest - ESME | 5.3964e-07 | 1.0613e-06 | 1.5873e-06 | 2.1307e-06 | 2.6428e-06 | 3.0511e-06 | 3.4131e-06 | 3.7331e-06 | 4.0286e-06 | 4.2851e-06 | 4.3654e-06 | 4.5047e-06 | 4.6593e-06 | 4.7862e-06 | 4.7957e-06 | 4.8542e-06 | 4.8418e-06 | 4.7866e-06 | 4.764e-06 | 4.7341e-06 | 7.3565e-05 | 0.55691 | 0.59846 | 0.71627 | 0.8223 | 1.007 | 1.0999 | 1.2944 | 1.1866 | 0.98238 | 0.94548 | 0.72469 | 0.59101 | 0 | 2.558 | 2.6972 | 3.2736 | 3.797 | 4.6288 | 5.0768 | 5.9144 | 5.4015 | 4.4379 | 4.3555 | 3.4721 | 2.7222 | 20.3355
LO12Med | New | Freezer | Residential | Refrigeration | 0.0065588 | 0.0064578 | 58.8604 | -16.9465 | Manufactured | Freezer - Chest - ESME | 0.00030591 | 0.00062251 | 0.00095493 | 0.0013111 | 0.0016593 | 0.001957 | 0.0022337 | 0.0024876 | 0.0027367 | 0.0029691 | 0.0030919 | 0.0032593 | 0.0034357 | 0.0035976 | 0.0036736 | 0.0037855 | 0.0038436 | 0.0038739 | 0.0039365 | 0.003985 | 0.05372 | 0.55691 | 0.59846 | 0.71627 | 0.8223 | 1.007 | 1.0999 | 1.2944 | 1.1866 | 0.98238 | 0.94548 | 0.72469 | 0.59101 | 0 | 2.558 | 2.6972 | 3.2736 | 3.797 | 4.6288 | 5.0768 | 5.9144 | 5.4015 | 4.4379 | 4.3555 | 3.4721 | 2.7222 | 20.3355
LO12Med | New | Freezer | Residential | Refrigeration | 0.0082064 | 0.00808 | 73.647 | 64.3262 | Single Family | Freezer - Upright - ESME | 0.014052 | 0.027381 | 0.040264 | 0.053056 | 0.06451 | 0.073141 | 0.080327 | 0.086156 | 0.091389 | 0.095645 | 0.096134 | 0.097892 | 0.099763 | 0.10105 | 0.099869 | 0.099641 | 0.097993 | 0.095702 | 0.094283 | 0.092538 | 1.6008 | 0.69682 | 0.7488 | 0.8962 | 1.0289 | 1.26 | 1.3763 | 1.6196 | 1.4847 | 1.2292 | 1.183 | 0.90674 | 0.73948 | 0 | 3.2006 | 3.3748 | 4.096 | 4.7508 | 5.7916 | 6.3522 | 7.4001 | 6.7585 | 5.5528 | 5.4496 | 4.3443 | 3.406 | 0.58628
LO12Med | New | Freezer | Residential | Refrigeration | 0.0082064 | 0.00808 | 73.647 | 64.3262 | Multifamily - Low Rise | Freezer - Upright - ESME | 7.4007e-06 | 1.4642e-05 | 2.1853e-05 | 2.9217e-05 | 3.6033e-05 | 4.1491e-05 | 4.6247e-05 | 5.0291e-05 | 5.4084e-05 | 5.7427e-05 | 5.8622e-05 | 6.0594e-05 | 6.2653e-05 | 6.4437e-05 | 6.4667e-05 | 6.5534e-05 | 6.5419e-05 | 6.4923e-05 | 6.4977e-05 | 6.4832e-05 | 0.00099534 | 0.69682 | 0.7488 | 0.8962 | 1.0289 | 1.26 | 1.3763 | 1.6196 | 1.4847 | 1.2292 | 1.183 | 0.90674 | 0.73948 | 0 | 3.2006 | 3.3748 | 4.096 | 4.7508 | 5.7916 | 6.3522 | 7.4001 | 6.7585 | 5.5528 | 5.4496 | 4.3443 | 3.406 | 0.58628
LO12Med | New | Freezer | Residential | Refrigeration | 0.0082064 | 0.00808 | 73.647 | 64.3262 | Multifamily - High Rise | Freezer - Upright - ESME | 2.1554e-06 | 4.2391e-06 | 6.3397e-06 | 8.5102e-06 | 1.0555e-05 | 1.2187e-05 | 1.3632e-05 | 1.491e-05 | 1.6091e-05 | 1.7115e-05 | 1.7436e-05 | 1.7992e-05 | 1.861e-05 | 1.9117e-05 | 1.9155e-05 | 1.9388e-05 | 1.9339e-05 | 1.9118e-05 | 1.9028e-05 | 1.8908e-05 | 0.00029383 | 0.69682 | 0.7488 | 0.8962 | 1.0289 | 1.26 | 1.3763 | 1.6196 | 1.4847 | 1.2292 | 1.183 | 0.90674 | 0.73948 | 0 | 3.2006 | 3.3748 | 4.096 | 4.7508 | 5.7916 | 6.3522 | 7.4001 | 6.7585 | 5.5528 | 5.4496 | 4.3443 | 3.406 | 0.58628
LO12Med | New | Freezer | Residential | Refrigeration | 0.0082064 | 0.00808 | 73.647 | 64.3262 | Manufactured | Freezer - Upright - ESME | 0.0012218 | 0.0024864 | 0.0038141 | 0.0052367 | 0.0066273 | 0.0078165 | 0.0089217 | 0.0099356 | 0.010931 | 0.011859 | 0.01235 | 0.013018 | 0.013723 | 0.014369 | 0.014673 | 0.01512 | 0.015352 | 0.015473 | 0.015723 | 0.015916 | 0.21456 | 0.69682 | 0.7488 | 0.8962 | 1.0289 | 1.26 | 1.3763 | 1.6196 | 1.4847 | 1.2292 | 1.183 | 0.90674 | 0.73948 | 0 | 3.2006 | 3.3748 | 4.096 | 4.7508 | 5.7916 | 6.3522 | 7.4001 | 6.7585 | 5.5528 | 5.4496 | 4.3443 | 3.406 | 0.58628
LO12Med | NR | Refrigerator | Residential | Refrigeration | 0.0068895 | 0.007052 | 64.4512 | -13.8259 | Single Family | Refrigerator and Refrigerator-Freezer - Bottom-mounted Freezer - ESME | 0.13543 | 0.27025 | 0.40445 | 0.53804 | 0.67102 | 0.79001 | 0.8844 | 0.95917 | 1.0183 | 1.0649 | 1.1015 | 1.1302 | 1.1525 | 1.1697 | 1.1829 | 1.3868 | 1.356 | 1.3274 | 1.3005 | 1.2728 | 18.4963 | 0.65489 | 0.68793 | 0.85758 | 0.95297 | 1.1491 | 1.2063 | 1.406 | 1.4653 | 1.2959 | 1.078 | 0.89447 | 0.67059 | 0 | 2.7714 | 2.8892 | 3.5514 | 4.0432 | 4.8261 | 5.2381 | 6.0362 | 6.239 | 5.4708 | 4.461 | 3.7716 | 2.834 | 9.903
LO12Med | NR | Refrigerator | Residential | Refrigeration | 0.0068895 | 0.007052 | 64.4512 | -13.8259 | Multifamily - Low Rise | Refrigerator and Refrigerator-Freezer - Bottom-mounted Freezer - ESME | 0.023137 | 0.046169 | 0.069097 | 0.09192 | 0.11464 | 0.13497 | 0.15109 | 0.16387 | 0.17396 | 0.18193 | 0.18818 | 0.19308 | 0.19689 | 0.19984 | 0.20209 | 0.26406 | 0.25565 | 0.24764 | 0.24 | 0.23183 | 3.2645 | 0.65489 | 0.68793 | 0.85758 | 0.95297 | 1.1491 | 1.2063 | 1.406 | 1.4653 | 1.2959 | 1.078 | 0.89447 | 0.67059 | 0 | 2.7714 | 2.8892 | 3.5514 | 4.0432 | 4.8261 | 5.2381 | 6.0362 | 6.239 | 5.4708 | 4.461 | 3.7716 | 2.834 | 9.903
LO12Med | NR | Refrigerator | Residential | Refrigeration | 0.0068895 | 0.007052 | 64.4512 | -13.8259 | Multifamily - High Rise | Refrigerator and Refrigerator-Freezer - Bottom-mounted Freezer - ESME | 0.0068466 | 0.013662 | 0.020447 | 0.0272 | 0.033923 | 0.039938 | 0.04471 | 0.04849 | 0.051478 | 0.053834 | 0.055686 | 0.057135 | 0.058262 | 0.059134 | 0.059801 | 0.077859 | 0.075315 | 0.073022 | 0.070846 | 0.068513 | 0.96485 | 0.65489 | 0.68793 | 0.85758 | 0.95297 | 1.1491 | 1.2063 | 1.406 | 1.4653 | 1.2959 | 1.078 | 0.89447 | 0.67059 | 0 | 2.7714 | 2.8892 | 3.5514 | 4.0432 | 4.8261 | 5.2381 | 6.0362 | 6.239 | 5.4708 | 4.461 | 3.7716 | 2.834 | 9.903
LO12Med | NR | Refrigerator | Residential | Refrigeration | 0.0068895 | 0.007052 | 64.4512 | -13.8259 | Manufactured | Refrigerator and Refrigerator-Freezer - Bottom-mounted Freezer - ESME | 0.01529 | 0.030253 | 0.044895 | 0.05922 | 0.073234 | 0.085493 | 0.0949 | 0.10206 | 0.10743 | 0.1114 | 0.11426 | 0.11624 | 0.11754 | 0.11829 | 0.11861 | 0.13162 | 0.12896 | 0.12631 | 0.12366 | 0.12081 | 1.7607 | 0.65489 | 0.68793 | 0.85758 | 0.95297 | 1.1491 | 1.2063 | 1.406 | 1.4653 | 1.2959 | 1.078 | 0.89447 | 0.67059 | 0 | 2.7714 | 2.8892 | 3.5514 | 4.0432 | 4.8261 | 5.2381 | 6.0362 | 6.239 | 5.4708 | 4.461 | 3.7716 | 2.834 | 9.903
LO12Med | NR | Refrigerator | Residential | Refrigeration | 0.014674 | 0.015021 | 137.2794 | 68.4987 | Single Family | Refrigerator and Refrigerator-Freezer - Side-mounted Freezer - ESME | 0.12698 | 0.25338 | 0.37921 | 0.50447 | 0.62915 | 0.74071 | 0.82922 | 0.89932 | 0.95473 | 0.99843 | 1.0328 | 1.0596 | 1.0806 | 1.0967 | 1.1091 | 1.3003 | 1.2714 | 1.2445 | 1.2194 | 1.1934 | 17.3421 | 1.3949 | 1.4653 | 1.8266 | 2.0298 | 2.4476 | 2.5694 | 2.9948 | 3.1211 | 2.7602 | 2.2962 | 1.9052 | 1.4283 | 0 | 5.9029 | 6.154 | 7.5644 | 8.612 | 10.2795 | 11.157 | 12.857 | 13.289 | 11.6527 | 9.5019 | 8.0334 | 6.0363 | 0.57513
LO12Med | NR | Refrigerator | Residential | Refrigeration | 0.014674 | 0.015021 | 137.2794 | 68.4987 | Multifamily - Low Rise | Refrigerator and Refrigerator-Freezer - Side-mounted Freezer - ESME | 0.021693 | 0.043288 | 0.064785 | 0.086184 | 0.10749 | 0.12654 | 0.14167 | 0.15364 | 0.16311 | 0.17057 | 0.17644 | 0.18103 | 0.1846 | 0.18737 | 0.18948 | 0.24759 | 0.2397 | 0.23219 | 0.22503 | 0.21737 | 3.0608 | 1.3949 | 1.4653 | 1.8266 | 2.0298 | 2.4476 | 2.5694 | 2.9948 | 3.1211 | 2.7602 | 2.2962 | 1.9052 | 1.4283 | 0 | 5.9029 | 6.154 | 7.5644 | 8.612 | 10.2795 | 11.157 | 12.857 | 13.289 | 11.6527 | 9.5019 | 8.0334 | 6.0363 | 0.57513
LO12Med | NR | Refrigerator | Residential | Refrigeration | 0.014674 | 0.015021 | 137.2794 | 68.4987 | Multifamily - High Rise | Refrigerator and Refrigerator-Freezer - Side-mounted Freezer - ESME | 0.0064194 | 0.01281 | 0.019171 | 0.025503 | 0.031806 | 0.037446 | 0.04192 | 0.045464 | 0.048266 | 0.050475 | 0.052211 | 0.053569 | 0.054627 | 0.055444 | 0.056069 | 0.073 | 0.070616 | 0.068465 | 0.066425 | 0.064238 | 0.90465 | 1.3949 | 1.4653 | 1.8266 | 2.0298 | 2.4476 | 2.5694 | 2.9948 | 3.1211 | 2.7602 | 2.2962 | 1.9052 | 1.4283 | 0 | 5.9029 | 6.154 | 7.5644 | 8.612 | 10.2795 | 11.157 | 12.857 | 13.289 | 11.6527 | 9.5019 | 8.0334 | 6.0363 | 0.57513
LO12Med | NR | Refrigerator | Residential | Refrigeration | 0.014674 | 0.015021 | 137.2794 | 68.4987 | Manufactured | Refrigerator and Refrigerator-Freezer - Side-mounted Freezer - ESME | 0.014336 | 0.028365 | 0.042093 | 0.055525 | 0.068664 | 0.080158 | 0.088979 | 0.095687 | 0.10073 | 0.10445 | 0.10713 | 0.10899 | 0.1102 | 0.11091 | 0.11121 | 0.12341 | 0.12092 | 0.11843 | 0.11595 | 0.11327 | 1.6509 | 1.3949 | 1.4653 | 1.8266 | 2.0298 | 2.4476 | 2.5694 | 2.9948 | 3.1211 | 2.7602 | 2.2962 | 1.9052 | 1.4283 | 0 | 5.9029 | 6.154 | 7.5644 | 8.612 | 10.2795 | 11.157 | 12.857 | 13.289 | 11.6527 | 9.5019 | 8.0334 | 6.0363 | 0.57513
LO12Med | NR | Refrigerator | Residential | Refrigeration | 0.0030838 | 0.0031565 | 28.8486 | 214.7245 | Single Family | Refrigerator and Refrigerator-Freezer - Other - ESME | 0.057115 | 0.11397 | 0.17057 | 0.22691 | 0.28299 | 0.33317 | 0.37298 | 0.40451 | 0.42944 | 0.44909 | 0.46454 | 0.47662 | 0.48603 | 0.4933 | 0.49886 | 0.58487 | 0.57188 | 0.55978 | 0.54848 | 0.53679 | 7.8005 | 0.29313 | 0.30792 | 0.38386 | 0.42655 | 0.51435 | 0.53996 | 0.62934 | 0.65589 | 0.58003 | 0.48253 | 0.40037 | 0.30016 | 0 | 1.2405 | 1.2932 | 1.5896 | 1.8098 | 2.1602 | 2.3446 | 2.7018 | 2.7926 | 2.4488 | 1.9968 | 1.6882 | 1.2685 | 0.21516
LO12Med | NR | Refrigerator | Residential | Refrigeration | 0.0030838 | 0.0031565 | 28.8486 | 214.7245 | Multifamily - Low Rise | Refrigerator and Refrigerator-Freezer - Other - ESME | 0.0097577 | 0.019471 | 0.02914 | 0.038765 | 0.048347 | 0.05692 | 0.063721 | 0.069108 | 0.073366 | 0.076724 | 0.079362 | 0.081427 | 0.083035 | 0.084277 | 0.085227 | 0.11136 | 0.10782 | 0.10444 | 0.10122 | 0.097771 | 1.3767 | 0.29313 | 0.30792 | 0.38386 | 0.42655 | 0.51435 | 0.53996 | 0.62934 | 0.65589 | 0.58003 | 0.48253 | 0.40037 | 0.30016 | 0 | 1.2405 | 1.2932 | 1.5896 | 1.8098 | 2.1602 | 2.3446 | 2.7018 | 2.7926 | 2.4488 | 1.9968 | 1.6882 | 1.2685 | 0.21516
LO12Med | NR | Refrigerator | Residential | Refrigeration | 0.0030838 | 0.0031565 | 28.8486 | 214.7245 | Multifamily - High Rise | Refrigerator and Refrigerator-Freezer - Other - ESME | 0.0028874 | 0.0057617 | 0.008623 | 0.011471 | 0.014306 | 0.016843 | 0.018856 | 0.02045 | 0.02171 | 0.022703 | 0.023484 | 0.024095 | 0.024571 | 0.024938 | 0.02522 | 0.032835 | 0.031763 | 0.030795 | 0.029878 | 0.028894 | 0.40691 | 0.29313 | 0.30792 | 0.38386 | 0.42655 | 0.51435 | 0.53996 | 0.62934 | 0.65589 | 0.58003 | 0.48253 | 0.40037 | 0.30016 | 0 | 1.2405 | 1.2932 | 1.5896 | 1.8098 | 2.1602 | 2.3446 | 2.7018 | 2.7926 | 2.4488 | 1.9968 | 1.6882 | 1.2685 | 0.21516
LO12Med | NR | Refrigerator | Residential | Refrigeration | 0.0030838 | 0.0031565 | 28.8486 | 214.7245 | Manufactured | Refrigerator and Refrigerator-Freezer - Other - ESME | 0.0064483 | 0.012759 | 0.018934 | 0.024975 | 0.030885 | 0.036055 | 0.040022 | 0.04304 | 0.045306 | 0.04698 | 0.048186 | 0.049023 | 0.049569 | 0.049886 | 0.050023 | 0.055508 | 0.054388 | 0.05327 | 0.052153 | 0.05095 | 0.74255 | 0.29313 | 0.30792 | 0.38386 | 0.42655 | 0.51435 | 0.53996 | 0.62934 | 0.65589 | 0.58003 | 0.48253 | 0.40037 | 0.30016 | 0 | 1.2405 | 1.2932 | 1.5896 | 1.8098 | 2.1602 | 2.3446 | 2.7018 | 2.7926 | 2.4488 | 1.9968 | 1.6882 | 1.2685 | 0.21516
LO12Med | NR | Freezer | Residential | Refrigeration | 0.0082064 | 0.00808 | 73.647 | 64.3262 | Single Family | Freezer - Upright - ESME | 0.054291 | 0.10834 | 0.16214 | 0.21569 | 0.269 | 0.3167 | 0.35454 | 0.38451 | 0.40821 | 0.42689 | 0.44157 | 0.45306 | 0.462 | 0.46891 | 0.4742 | 0.47819 | 0.47714 | 0.47607 | 0.475 | 0.47392 | 10.4587 | 0.69682 | 0.7488 | 0.8962 | 1.0289 | 1.26 | 1.3763 | 1.6196 | 1.4847 | 1.2292 | 1.183 | 0.90674 | 0.73948 | 0 | 3.2006 | 3.3748 | 4.096 | 4.7508 | 5.7916 | 6.3522 | 7.4001 | 6.7585 | 5.5528 | 5.4496 | 4.3443 | 3.406 | 0.58628
LO12Med | NR | Freezer | Residential | Refrigeration | 0.0082064 | 0.00808 | 73.647 | 64.3262 | Multifamily - Low Rise | Freezer - Upright - ESME | 1.5722e-05 | 3.1372e-05 | 4.6951e-05 | 6.246e-05 | 7.7897e-05 | 9.171e-05 | 0.00010267 | 0.00011135 | 0.00011821 | 0.00012362 | 0.00012787 | 0.0001312 | 0.00013379 | 0.00013579 | 0.00013732 | 0.00013848 | 0.00013817 | 0.00013786 | 0.00013755 | 0.00013724 | 0.0030286 | 0.69682 | 0.7488 | 0.8962 | 1.0289 | 1.26 | 1.3763 | 1.6196 | 1.4847 | 1.2292 | 1.183 | 0.90674 | 0.73948 | 0 | 3.2006 | 3.3748 | 4.096 | 4.7508 | 5.7916 | 6.3522 | 7.4001 | 6.7585 | 5.5528 | 5.4496 | 4.3443 | 3.406 | 0.58628
LO12Med | NR | Freezer | Residential | Refrigeration | 0.0082064 | 0.00808 | 73.647 | 64.3262 | Multifamily - High Rise | Freezer - Upright - ESME | 4.6523e-06 | 9.2834e-06 | 1.3893e-05 | 1.8483e-05 | 2.3051e-05 | 2.7138e-05 | 3.0381e-05 | 3.2949e-05 | 3.4979e-05 | 3.658e-05 | 3.7838e-05 | 3.8823e-05 | 3.9589e-05 | 4.0181e-05 | 4.0634e-05 | 4.0977e-05 | 4.0887e-05 | 4.0795e-05 | 4.0703e-05 | 4.061e-05 | 0.00089621 | 0.69682 | 0.7488 | 0.8962 | 1.0289 | 1.26 | 1.3763 | 1.6196 | 1.4847 | 1.2292 | 1.183 | 0.90674 | 0.73948 | 0 | 3.2006 | 3.3748 | 4.096 | 4.7508 | 5.7916 | 6.3522 | 7.4001 | 6.7585 | 5.5528 | 5.4496 | 4.3443 | 3.406 | 0.58628
LO12Med | NR | Freezer | Residential | Refrigeration | 0.0082064 | 0.00808 | 73.647 | 64.3262 | Manufactured | Freezer - Upright - ESME | 0.0079422 | 0.015715 | 0.02332 | 0.030761 | 0.038041 | 0.044408 | 0.049295 | 0.053012 | 0.055803 | 0.057865 | 0.05935 | 0.060381 | 0.061053 | 0.061444 | 0.061612 | 0.061607 | 0.060953 | 0.060303 | 0.05966 | 0.059022 | 1.3025 | 0.69682 | 0.7488 | 0.8962 | 1.0289 | 1.26 | 1.3763 | 1.6196 | 1.4847 | 1.2292 | 1.183 | 0.90674 | 0.73948 | 0 | 3.2006 | 3.3748 | 4.096 | 4.7508 | 5.7916 | 6.3522 | 7.4001 | 6.7585 | 5.5528 | 5.4496 | 4.3443 | 3.406 | 0.58628
LO12Med | NR | Freezer | Residential | Refrigeration | 0.0065588 | 0.0064578 | 58.8604 | -16.9465 | Single Family | Freezer - Chest - ESME | 0.013593 | 0.027124 | 0.040594 | 0.054002 | 0.067349 | 0.079291 | 0.088766 | 0.09627 | 0.1022 | 0.10688 | 0.11056 | 0.11343 | 0.11567 | 0.1174 | 0.11872 | 0.11972 | 0.11946 | 0.11919 | 0.11892 | 0.11865 | 2.6185 | 0.55691 | 0.59846 | 0.71627 | 0.8223 | 1.007 | 1.0999 | 1.2944 | 1.1866 | 0.98238 | 0.94548 | 0.72469 | 0.59101 | 0 | 2.558 | 2.6972 | 3.2736 | 3.797 | 4.6288 | 5.0768 | 5.9144 | 5.4015 | 4.4379 | 4.3555 | 3.4721 | 2.7222 | 20.3355
LO12Med | NR | Freezer | Residential | Refrigeration | 0.0065588 | 0.0064578 | 58.8604 | -16.9465 | Multifamily - Low Rise | Freezer - Chest - ESME | 3.9362e-06 | 7.8546e-06 | 1.1755e-05 | 1.5638e-05 | 1.9503e-05 | 2.2961e-05 | 2.5705e-05 | 2.7878e-05 | 2.9596e-05 | 3.095e-05 | 3.2015e-05 | 3.2848e-05 | 3.3496e-05 | 3.3997e-05 | 3.438e-05 | 3.467e-05 | 3.4594e-05 | 3.4516e-05 | 3.4438e-05 | 3.436e-05 | 0.00075828 | 0.55691 | 0.59846 | 0.71627 | 0.8223 | 1.007 | 1.0999 | 1.2944 | 1.1866 | 0.98238 | 0.94548 | 0.72469 | 0.59101 | 0 | 2.558 | 2.6972 | 3.2736 | 3.797 | 4.6288 | 5.0768 | 5.9144 | 5.4015 | 4.4379 | 4.3555 | 3.4721 | 2.7222 | 20.3355
LO12Med | NR | Freezer | Residential | Refrigeration | 0.0065588 | 0.0064578 | 58.8604 | -16.9465 | Multifamily - High Rise | Freezer - Chest - ESME | 1.1648e-06 | 2.3243e-06 | 3.4785e-06 | 4.6274e-06 | 5.7712e-06 | 6.7945e-06 | 7.6064e-06 | 8.2494e-06 | 8.7577e-06 | 9.1585e-06 | 9.4735e-06 | 9.72e-06 | 9.9119e-06 | 1.006e-05 | 1.0174e-05 | 1.0259e-05 | 1.0237e-05 | 1.0214e-05 | 1.0191e-05 | 1.0168e-05 | 0.00022438 | 0.55691 | 0.59846 | 0.71627 | 0.8223 | 1.007 | 1.0999 | 1.2944 | 1.1866 | 0.98238 | 0.94548 | 0.72469 | 0.59101 | 0 | 2.558 | 2.6972 | 3.2736 | 3.797 | 4.6288 | 5.0768 | 5.9144 | 5.4015 | 4.4379 | 4.3555 | 3.4721 | 2.7222 | 20.3355
LO12Med | NR | Freezer | Residential | Refrigeration | 0.0065588 | 0.0064578 | 58.8604 | -16.9465 | Manufactured | Freezer - Chest - ESME | 0.0019885 | 0.0039345 | 0.0058386 | 0.0077017 | 0.0095242 | 0.011118 | 0.012342 | 0.013272 | 0.013971 | 0.014488 | 0.014859 | 0.015117 | 0.015286 | 0.015384 | 0.015426 | 0.015425 | 0.015261 | 0.015098 | 0.014937 | 0.014777 | 0.32611 | 0.55691 | 0.59846 | 0.71627 | 0.8223 | 1.007 | 1.0999 | 1.2944 | 1.1866 | 0.98238 | 0.94548 | 0.72469 | 0.59101 | 0 | 2.558 | 2.6972 | 3.2736 | 3.797 | 4.6288 | 5.0768 | 5.9144 | 5.4015 | 4.4379 | 4.3555 | 3.4721 | 2.7222 | 20.3355
LO1Slow | New | WasteWater Heat Recovery | Residential | Water Heating | 0.019816 | 0.014128 | 189.66 | 330.0035 | Single Family | SF_DHW Preheat, Electric Resistance | 5.0342e-05 | 7.544e-05 | 0.00016148 | 0.0003003 | 0.00049984 | 0.00076615 | 0.0011305 | 0.0016024 | 0.0021977 | 0.0029013 | 0.0035816 | 0.0043564 | 0.0051548 | 0.0058939 | 0.0063995 | 0.0068415 | 0.0071133 | 0.0072226 | 0.0072637 | 0.0072456 | 0.070759 | 3.5148 | 3.1945 | 3.5224 | 3.3878 | 3.2299 | 2.9104 | 2.6259 | 2.4767 | 2.4837 | 2.7528 | 2.9795 | 3.2811 | 0 | 15.5711 | 13.741 | 14.7616 | 13.2799 | 12.9441 | 12.2125 | 10.6586 | 10.2324 | 10.383 | 11.9575 | 12.7164 | 14.8425 | 0.13354
LO1Slow | New | WasteWater Heat Recovery | Residential | Water Heating | 0.022956 | 0.016366 | 219.7078 | 271.2549 | Single Family | SF_DHW Preheat & Shower Preheat, Electric Resistance | 5.8318e-05 | 8.7392e-05 | 0.00018707 | 0.00034787 | 0.00057903 | 0.00088753 | 0.0013096 | 0.0018563 | 0.0025459 | 0.003361 | 0.004149 | 0.0050466 | 0.0059715 | 0.0068277 | 0.0074134 | 0.0079254 | 0.0082403 | 0.0083669 | 0.0084145 | 0.0083935 | 0.081969 | 4.0717 | 3.7006 | 4.0804 | 3.9245 | 3.7416 | 3.3715 | 3.0419 | 2.8691 | 2.8772 | 3.1889 | 3.4516 | 3.8009 | 0 | 18.038 | 15.918 | 17.1003 | 15.3838 | 14.9948 | 14.1474 | 12.3473 | 11.8535 | 12.028 | 13.852 | 14.731 | 17.194 | 0.16064
LO1Slow | New | WasteWater Heat Recovery | Residential | Water Heating | 0.0099082 | 0.0070638 | 94.83 | 678.1702 | Single Family | SF_DHW Preheat, Electric HPWH | 0.00014264 | 0.00021375 | 0.00045754 | 0.00085084 | 0.0014162 | 0.0021708 | 0.0032032 | 0.0045401 | 0.006227 | 0.0082204 | 0.010148 | 0.012343 | 0.014605 | 0.016699 | 0.018132 | 0.019384 | 0.020154 | 0.020464 | 0.02058 | 0.020529 | 0.20048 | 1.7574 | 1.5972 | 1.7612 | 1.6939 | 1.615 | 1.4552 | 1.3129 | 1.2383 | 1.2419 | 1.3764 | 1.4898 | 1.6406 | 0 | 7.7855 | 6.8705 | 7.3808 | 6.6399 | 6.472 | 6.1063 | 5.3293 | 5.1162 | 5.1915 | 5.9788 | 6.3582 | 7.4212 | 0.066768
LO1Slow | New | WasteWater Heat Recovery | Residential | Water Heating | 0.011478 | 0.008183 | 109.8539 | 560.673 | Single Family | SF_DHW Preheat & Shower Preheat, Electric HPWH | 0.00016523 | 0.00024761 | 0.00053003 | 0.00098564 | 0.0016406 | 0.0025147 | 0.0037106 | 0.0052594 | 0.0072135 | 0.0095227 | 0.011756 | 0.014299 | 0.016919 | 0.019345 | 0.021005 | 0.022455 | 0.023348 | 0.023706 | 0.023841 | 0.023782 | 0.23225 | 2.0359 | 1.8503 | 2.0402 | 1.9623 | 1.8708 | 1.6858 | 1.5209 | 1.4345 | 1.4386 | 1.5944 | 1.7258 | 1.9005 | 0 | 9.019 | 7.959 | 8.5502 | 7.6919 | 7.4974 | 7.0737 | 6.1736 | 5.9267 | 6.014 | 6.926 | 7.3655 | 8.597 | 0.080321
LO1Slow | New | WasteWater Heat Recovery | Residential | Water Heating | 0.019816 | 0.014128 | 189.66 | 330.0035 | Multifamily - Low Rise | MF_DHW Preheat, Electric Resistance | 0.00022873 | 0.00034801 | 0.00075606 | 0.0014266 | 0.0024085 | 0.0037493 | 0.005615 | 0.008069 | 0.01122 | 0.015028 | 0.018841 | 0.023263 | 0.027928 | 0.032422 | 0.035747 | 0.038818 | 0.040966 | 0.042268 | 0.043185 | 0.043792 | 0.39608 | 3.5148 | 3.1945 | 3.5224 | 3.3878 | 3.2299 | 2.9104 | 2.6259 | 2.4767 | 2.4837 | 2.7528 | 2.9795 | 3.2811 | 0 | 15.5711 | 13.741 | 14.7616 | 13.2799 | 12.9441 | 12.2125 | 10.6586 | 10.2324 | 10.383 | 11.9575 | 12.7164 | 14.8425 | 0.13354
LO1Slow | New | WasteWater Heat Recovery | Residential | Water Heating | 0.022956 | 0.016366 | 219.7078 | 224.8828 | Multifamily - Low Rise | MF_DHW Preheat & Shower Preheat, Electric Resistance | 0.00026496 | 0.00040315 | 0.00087584 | 0.0016526 | 0.0027901 | 0.0043433 | 0.0065046 | 0.0093474 | 0.012998 | 0.017408 | 0.021826 | 0.026948 | 0.032352 | 0.037559 | 0.041411 | 0.044968 | 0.047457 | 0.048965 | 0.050027 | 0.05073 | 0.45883 | 4.0717 | 3.7006 | 4.0804 | 3.9245 | 3.7416 | 3.3715 | 3.0419 | 2.8691 | 2.8772 | 3.1889 | 3.4516 | 3.8009 | 0 | 18.038 | 15.918 | 17.1003 | 15.3838 | 14.9948 | 14.1474 | 12.3473 | 11.8535 | 12.028 | 13.852 | 14.731 | 17.194 | 0.19129
LO1Slow | New | WasteWater Heat Recovery | Residential | Water Heating | 0.0099082 | 0.0070638 | 94.83 | 678.1702 | Multifamily - Low Rise | MF_DHW Preheat, Electric HPWH | 3.8121e-05 | 5.8002e-05 | 0.00012601 | 0.00023776 | 0.00040142 | 0.00062489 | 0.00093583 | 0.0013448 | 0.00187 | 0.0025046 | 0.0031402 | 0.0038771 | 0.0046546 | 0.0054037 | 0.0059579 | 0.0064696 | 0.0068277 | 0.0070447 | 0.0071975 | 0.0072986 | 0.066013 | 1.7574 | 1.5972 | 1.7612 | 1.6939 | 1.615 | 1.4552 | 1.3129 | 1.2383 | 1.2419 | 1.3764 | 1.4898 | 1.6406 | 0 | 7.7855 | 6.8705 | 7.3808 | 6.6399 | 6.472 | 6.1063 | 5.3293 | 5.1162 | 5.1915 | 5.9788 | 6.3582 | 7.4212 | 0.066768
LO1Slow | New | WasteWater Heat Recovery | Residential | Water Heating | 0.011478 | 0.008183 | 109.8539 | 467.9287 | Multifamily - Low Rise | MF_DHW Preheat & Shower Preheat, Electric HPWH | 4.4161e-05 | 6.7192e-05 | 0.00014597 | 0.00027543 | 0.00046502 | 0.00072389 | 0.0010841 | 0.0015579 | 0.0021663 | 0.0029014 | 0.0036377 | 0.0044914 | 0.005392 | 0.0062599 | 0.0069018 | 0.0074946 | 0.0079094 | 0.0081608 | 0.0083378 | 0.008455 | 0.076472 | 2.0359 | 1.8503 | 2.0402 | 1.9623 | 1.8708 | 1.6858 | 1.5209 | 1.4345 | 1.4386 | 1.5944 | 1.7258 | 1.9005 | 0 | 9.019 | 7.959 | 8.5502 | 7.6919 | 7.4974 | 7.0737 | 6.1736 | 5.9267 | 6.014 | 6.926 | 7.3655 | 8.597 | 0.095645
LO1Slow | New | WasteWater Heat Recovery | Residential | Water Heating | 0.019816 | 0.014128 | 189.66 | 330.0035 | Multifamily - High Rise | MF_DHW Preheat, Electric Resistance | 2.4982e-06 | 3.7787e-06 | 8.226e-06 | 1.5583e-05 | 2.646e-05 | 4.1299e-05 | 6.2072e-05 | 8.9718e-05 | 0.00012519 | 0.00016797 | 0.00021016 | 0.00025905 | 0.00031109 | 0.00036073 | 0.0003971 | 0.00043069 | 0.00045416 | 0.0004668 | 0.00047427 | 0.00047898 | 0.0043858 | 3.5148 | 3.1945 | 3.5224 | 3.3878 | 3.2299 | 2.9104 | 2.6259 | 2.4767 | 2.4837 | 2.7528 | 2.9795 | 3.2811 | 0 | 15.5711 | 13.741 | 14.7616 | 13.2799 | 12.9441 | 12.2125 | 10.6586 | 10.2324 | 10.383 | 11.9575 | 12.7164 | 14.8425 | 0.13354
LO1Slow | New | WasteWater Heat Recovery | Residential | Water Heating | 0.022956 | 0.016366 | 219.7078 | 224.8828 | Multifamily - High Rise | MF_DHW Preheat & Shower Preheat, Electric Resistance | 2.894e-06 | 4.3773e-06 | 9.5292e-06 | 1.8052e-05 | 3.0652e-05 | 4.7842e-05 | 7.1907e-05 | 0.00010393 | 0.00014502 | 0.00019458 | 0.00024346 | 0.00030009 | 0.00036038 | 0.00041788 | 0.00046001 | 0.00049892 | 0.00052611 | 0.00054076 | 0.0005494 | 0.00055487 | 0.0050807 | 4.0717 | 3.7006 | 4.0804 | 3.9245 | 3.7416 | 3.3715 | 3.0419 | 2.8691 | 2.8772 | 3.1889 | 3.4516 | 3.8009 | 0 | 18.038 | 15.918 | 17.1003 | 15.3838 | 14.9948 | 14.1474 | 12.3473 | 11.8535 | 12.028 | 13.852 | 14.731 | 17.194 | 0.19129
LO1Slow | New | WasteWater Heat Recovery | Residential | Water Heating | 0.0099082 | 0.0070638 | 94.83 | 678.1702 | Multifamily - High Rise | MF_DHW Preheat, Electric HPWH | 4.1637e-07 | 6.2978e-07 | 1.371e-06 | 2.5972e-06 | 4.41e-06 | 6.8832e-06 | 1.0345e-05 | 1.4953e-05 | 2.0865e-05 | 2.7994e-05 | 3.5027e-05 | 4.3174e-05 | 5.1849e-05 | 6.0122e-05 | 6.6183e-05 | 7.1781e-05 | 7.5694e-05 | 7.7801e-05 | 7.9044e-05 | 7.9831e-05 | 0.00073097 | 1.7574 | 1.5972 | 1.7612 | 1.6939 | 1.615 | 1.4552 | 1.3129 | 1.2383 | 1.2419 | 1.3764 | 1.4898 | 1.6406 | 0 | 7.7855 | 6.8705 | 7.3808 | 6.6399 | 6.472 | 6.1063 | 5.3293 | 5.1162 | 5.1915 | 5.9788 | 6.3582 | 7.4212 | 0.066768
LO1Slow | New | WasteWater Heat Recovery | Residential | Water Heating | 0.011478 | 0.008183 | 109.8539 | 467.9287 | Multifamily - High Rise | MF_DHW Preheat & Shower Preheat, Electric HPWH | 4.8234e-07 | 7.2955e-07 | 1.5882e-06 | 3.0087e-06 | 5.1087e-06 | 7.9737e-06 | 1.1984e-05 | 1.7322e-05 | 2.4171e-05 | 3.243e-05 | 4.0576e-05 | 5.0014e-05 | 6.0063e-05 | 6.9647e-05 | 7.6668e-05 | 8.3153e-05 | 8.7686e-05 | 9.0126e-05 | 9.1567e-05 | 9.2478e-05 | 0.00084678 | 2.0359 | 1.8503 | 2.0402 | 1.9623 | 1.8708 | 1.6858 | 1.5209 | 1.4345 | 1.4386 | 1.5944 | 1.7258 | 1.9005 | 0 | 9.019 | 7.959 | 8.5502 | 7.6919 | 7.4974 | 7.0737 | 6.1736 | 5.9267 | 6.014 | 6.926 | 7.3655 | 8.597 | 0.095645
LO1Slow | New | GSHP | Residential | HVAC | 0.30375 | 0.25422 | 2215.0534 | 359.7482 | Single Family | Ground Source Heat Pump Upgrade from Air Source Heat Pump - With Desuperheater - New House 4000 square feet or greater | 0.0001186 | 0.00017773 | 0.00038045 | 0.00070748 | 0.0011776 | 0.001805 | 0.0026635 | 0.0037752 | 0.0051778 | 0.0068353 | 0.0084381 | 0.010264 | 0.012145 | 0.013886 | 0.015077 | 0.016118 | 0.016759 | 0.017016 | 0.017113 | 0.01707 | 0.1667 | 49.4504 | 39.2275 | 36.317 | 29.5411 | 22.9607 | 21.196 | 45.9197 | 42.5619 | 25.2978 | 25.3655 | 33.9101 | 53.9175 | 0 | 239.4265 | 190.3211 | 174.7213 | 151.9985 | 99.6973 | 71.3099 | 117.5229 | 109.5426 | 88.7942 | 118.4018 | 164.0287 | 263.6234 | 0.13838
LO1Slow | New | GSHP | Residential | HVAC | 0.19896 | 0.16701 | 1585.684 | 363.9864 | Single Family | Ground Source Heat Pump Upgrade from Air Source Heat Pump - With Desuperheater - New House less than 4000 square feet | 0.00089498 | 0.0013412 | 0.0028708 | 0.0053386 | 0.008886 | 0.013621 | 0.020098 | 0.028487 | 0.039071 | 0.051579 | 0.063673 | 0.077448 | 0.091642 | 0.10478 | 0.11377 | 0.12163 | 0.12646 | 0.1284 | 0.12913 | 0.12881 | 1.2579 | 35.5522 | 29.3112 | 29.6236 | 23.7032 | 19.7814 | 17.6353 | 31.0236 | 28.9119 | 19.6488 | 19.5912 | 24.1402 | 37.069 | 0 | 158.574 | 131.5275 | 127.2401 | 109.0949 | 80.8842 | 62.0265 | 86.6143 | 81.2766 | 69.5775 | 85.5698 | 110.79 | 166.5171 | 0.13192
LO1Slow | NR | GSHP | Residential | HVAC | 0.22603 | 0.19031 | 1777.2856 | 347.0463 | Single Family | Ground Source Heat Pump Upgrade from Air Source Heat Pump - With Desuperheater - Existing House less than 4000 square feet | 0.0042633 | 0.0065424 | 0.014253 | 0.026758 | 0.045685 | 0.072713 | 0.10937 | 0.15675 | 0.21517 | 0.28383 | 0.36059 | 0.44193 | 0.52324 | 0.59947 | 0.66603 | 0.71967 | 0.75917 | 0.78752 | 0.8021 | 0.81334 | 16.3322 | 39.99 | 32.7729 | 32.6968 | 26.2096 | 21.574 | 19.2766 | 34.3161 | 31.9432 | 21.5146 | 21.7414 | 27.1961 | 41.9974 | 0 | 180.7784 | 148.8881 | 142.834 | 122.6889 | 89.0855 | 67.6132 | 95.19 | 89.2669 | 76.4038 | 96.0268 | 125.8881 | 191.3933 | 0.13861
LO1Slow | NR | GSHP | Residential | HVAC | 0.33335 | 0.2792 | 2395.9819 | 377.5955 | Single Family | Ground Source Heat Pump Upgrade from Air Source Heat Pump - With Desuperheater - Existing House 4000 square feet or greater | 0.00054524 | 0.00083672 | 0.0018228 | 0.0034222 | 0.0058427 | 0.0092994 | 0.013988 | 0.020047 | 0.027518 | 0.0363 | 0.046117 | 0.05652 | 0.066919 | 0.076668 | 0.085179 | 0.09204 | 0.097092 | 0.10072 | 0.10258 | 0.10402 | 2.0888 | 53.5321 | 42.1724 | 38.3861 | 31.3211 | 23.9441 | 22.2463 | 49.7768 | 46.0896 | 26.839 | 27.0745 | 36.7723 | 58.8159 | 0 | 262.7732 | 207.4322 | 188.7137 | 164.5656 | 105.3661 | 74.233 | 125.7488 | 117.0789 | 94.1943 | 127.9859 | 179.4545 | 291.4657 | 0.13299
LO12Med | New | HPWH | Residential | Water Heating | 0.1953 | 0.10875 | 1528.8957 | 44.5701 | Single Family | Tier3_buffer | 0.25554 | 0.49794 | 0.73223 | 0.96486 | 1.1731 | 1.3301 | 1.4608 | 1.5668 | 1.662 | 1.7394 | 1.7482 | 1.7802 | 1.8143 | 1.8377 | 1.8162 | 1.812 | 1.7821 | 1.7404 | 1.7146 | 1.6829 | 29.1112 | 24.2901 | 23.3232 | 25.2848 | 30.7342 | 31.3213 | 32.1088 | 28.1546 | 27.01 | 27.7985 | 28.5307 | 29.1663 | 19.9874 | 0 | 86.4373 | 72.3996 | 86.7502 | 92.6225 | 113.3263 | 120.6255 | 112.4574 | 107.4613 | 105.5714 | 104.2293 | 105.618 | 93.687 | 0.80252
LO12Med | New | HPWH | Residential | Water Heating | 0.1953 | 0.10875 | 1528.8957 | 44.5701 | Multifamily - Low Rise | Tier3_buffer | 0 | 0 | 0 | 0 | 0 | 0 | 0 | 0 | 0 | 0 | 0 | 0 | 0 | 0 | 0 | 0 | 0 | 0 | 0 | 0 | 0 | 24.2901 | 23.3232 | 25.2848 | 30.7342 | 31.3213 | 32.1088 | 28.1546 | 27.01 | 27.7985 | 28.5307 | 29.1663 | 19.9874 | 0 | 86.4373 | 72.3996 | 86.7502 | 92.6225 | 113.3263 | 120.6255 | 112.4574 | 107.4613 | 105.5714 | 104.2293 | 105.618 | 93.687 | 0.80252
LO12Med | New | HPWH | Residential | Water Heating | 0.1953 | 0.10875 | 1528.8957 | 44.5701 | Multifamily - High Rise | Tier3_buffer | 0 | 0 | 0 | 0 | 0 | 0 | 0 | 0 | 0 | 0 | 0 | 0 | 0 | 0 | 0 | 0 | 0 | 0 | 0 | 0 | 0 | 24.2901 | 23.3232 | 25.2848 | 30.7342 | 31.3213 | 32.1088 | 28.1546 | 27.01 | 27.7985 | 28.5307 | 29.1663 | 19.9874 | 0 | 86.4373 | 72.3996 | 86.7502 | 92.6225 | 113.3263 | 120.6255 | 112.4574 | 107.4613 | 105.5714 | 104.2293 | 105.618 | 93.687 | 0.80252
LO12Med | New | HPWH | Residential | Water Heating | 0.1953 | 0.10875 | 1528.8957 | 44.5701 | Manufactured | Tier3_buffer | 0.0081729 | 0.016631 | 0.025513 | 0.035028 | 0.04433 | 0.052285 | 0.059677 | 0.066459 | 0.073115 | 0.079324 | 0.082606 | 0.087076 | 0.091791 | 0.096114 | 0.098146 | 0.10113 | 0.10269 | 0.1035 | 0.10517 | 0.10647 | 1.4352 | 24.2901 | 23.3232 | 25.2848 | 30.7342 | 31.3213 | 32.1088 | 28.1546 | 27.01 | 27.7985 | 28.5307 | 29.1663 | 19.9874 | 0 | 86.4373 | 72.3996 | 86.7502 | 92.6225 | 113.3263 | 120.6255 | 112.4574 | 107.4613 | 105.5714 | 104.2293 | 105.618 | 93.687 | 0.80252
LO12Med | New | HPWH | Residential | Water Heating | 0.16509 | 0.070205 | 1399.5139 | 56.1234 | Single Family | Tier3_indor2_hp85 | 0.021211 | 0.041331 | 0.060778 | 0.080087 | 0.097375 | 0.1104 | 0.12125 | 0.13005 | 0.13795 | 0.14437 | 0.14511 | 0.14776 | 0.15059 | 0.15253 | 0.15075 | 0.1504 | 0.14792 | 0.14446 | 0.14232 | 0.13968 | 2.4163 | 18.5545 | 20.0202 | 24.3785 | 31.0905 | 34.3034 | 35.3048 | 31.9754 | 30.8966 | 31.1558 | 29.0145 | 26.5633 | 11.792 | 0 | 45.6172 | 44.1586 | 67.7131 | 77.6072 | 118.5098 | 132.547 | 126.4262 | 120.9007 | 115.465 | 97.8375 | 84.6767 | 43.0054 | 0.68034
LO12Med | New | HPWH | Residential | Water Heating | 0.16509 | 0.070205 | 1399.5139 | 56.1234 | Multifamily - Low Rise | Tier3_indor2_hp85 | 0 | 0 | 0 | 0 | 0 | 0 | 0 | 0 | 0 | 0 | 0 | 0 | 0 | 0 | 0 | 0 | 0 | 0 | 0 | 0 | 0 | 18.5545 | 20.0202 | 24.3785 | 31.0905 | 34.3034 | 35.3048 | 31.9754 | 30.8966 | 31.1558 | 29.0145 | 26.5633 | 11.792 | 0 | 45.6172 | 44.1586 | 67.7131 | 77.6072 | 118.5098 | 132.547 | 126.4262 | 120.9007 | 115.465 | 97.8375 | 84.6767 | 43.0054 | 0.68034
LO12Med | New | HPWH | Residential | Water Heating | 0.16509 | 0.070205 | 1399.5139 | 56.1234 | Multifamily - High Rise | Tier3_indor2_hp85 | 0 | 0 | 0 | 0 | 0 | 0 | 0 | 0 | 0 | 0 | 0 | 0 | 0 | 0 | 0 | 0 | 0 | 0 | 0 | 0 | 0 | 18.5545 | 20.0202 | 24.3785 | 31.0905 | 34.3034 | 35.3048 | 31.9754 | 30.8966 | 31.1558 | 29.0145 | 26.5633 | 11.792 | 0 | 45.6172 | 44.1586 | 67.7131 | 77.6072 | 118.5098 | 132.547 | 126.4262 | 120.9007 | 115.465 | 97.8375 | 84.6767 | 43.0054 | 0.68034
LO12Med | New | HPWH | Residential | Water Heating | 0.16509 | 0.070205 | 1399.5139 | 56.1234 | Manufactured | Tier3_indor2_hp85 | 0.0078856 | 0.016047 | 0.024616 | 0.033797 | 0.042772 | 0.050447 | 0.05758 | 0.064124 | 0.070545 | 0.076536 | 0.079703 | 0.084016 | 0.088565 | 0.092737 | 0.094697 | 0.09758 | 0.099079 | 0.099861 | 0.10147 | 0.10272 | 1.3848 | 18.5545 | 20.0202 | 24.3785 | 31.0905 | 34.3034 | 35.3048 | 31.9754 | 30.8966 | 31.1558 | 29.0145 | 26.5633 | 11.792 | 0 | 45.6172 | 44.1586 | 67.7131 | 77.6072 | 118.5098 | 132.547 | 126.4262 | 120.9007 | 115.465 | 97.8375 | 84.6767 | 43.0054 | 0.68034
LO12Med | New | HPWH | Residential | Water Heating | 0.21794 | 0.11937 | 1708.5661 | 55.6729 | Single Family | Tier3_indor2_gas | 0.07271 | 0.14168 | 0.20834 | 0.27453 | 0.3338 | 0.37846 | 0.41564 | 0.4458 | 0.47288 | 0.49491 | 0.49743 | 0.50653 | 0.51621 | 0.52288 | 0.51676 | 0.51558 | 0.50705 | 0.4952 | 0.48785 | 0.47882 | 8.2831 | 26.2969 | 25.4828 | 27.7943 | 34.0529 | 35.2602 | 36.364 | 34.4069 | 32.9543 | 32.0777 | 31.8502 | 32.124 | 21.3164 | 0 | 92.6701 | 78.0212 | 94.546 | 101.775 | 126.8777 | 135.6933 | 131.6788 | 125.6275 | 120.3961 | 115.6326 | 115.6061 | 100.0611 | 0.68962
LO12Med | New | HPWH | Residential | Water Heating | 0.21794 | 0.11937 | 1708.5661 | 55.6728 | Multifamily - Low Rise | Tier3_indor2_gas | 0 | 0 | 0 | 0 | 0 | 0 | 0 | 0 | 0 | 0 | 0 | 0 | 0 | 0 | 0 | 0 | 0 | 0 | 0 | 0 | 0 | 26.2969 | 25.4828 | 27.7943 | 34.0529 | 35.2602 | 36.364 | 34.4069 | 32.9543 | 32.0777 | 31.8502 | 32.124 | 21.3164 | 0 | 92.6701 | 78.0212 | 94.546 | 101.775 | 126.8777 | 135.6933 | 131.6788 | 125.6275 | 120.3961 | 115.6326 | 115.6061 | 100.0611 | 0.68962
LO12Med | New | HPWH | Residential | Water Heating | 0.21794 | 0.11937 | 1708.5661 | 55.6728 | Multifamily - High Rise | Tier3_indor2_gas | 0 | 0 | 0 | 0 | 0 | 0 | 0 | 0 | 0 | 0 | 0 | 0 | 0 | 0 | 0 | 0 | 0 | 0 | 0 | 0 | 0 | 26.2969 | 25.4828 | 27.7943 | 34.0529 | 35.2602 | 36.364 | 34.4069 | 32.9543 | 32.0777 | 31.8502 | 32.124 | 21.3164 | 0 | 92.6701 | 78.0212 | 94.546 | 101.775 | 126.8777 | 135.6933 | 131.6788 | 125.6275 | 120.3961 | 115.6326 | 115.6061 | 100.0611 | 0.68962
LO12Med | New | HPWH | Residential | Water Heating | 0.21794 | 0.11937 | 1708.5661 | 55.6729 | Manufactured | Tier3_indor2_gas | 0.006418 | 0.01306 | 0.020035 | 0.027507 | 0.034811 | 0.041058 | 0.046863 | 0.052189 | 0.057416 | 0.062292 | 0.064869 | 0.068379 | 0.072081 | 0.075477 | 0.077072 | 0.079419 | 0.080639 | 0.081275 | 0.082588 | 0.083605 | 1.1271 | 26.2969 | 25.4828 | 27.7943 | 34.0529 | 35.2602 | 36.364 | 34.4069 | 32.9543 | 32.0777 | 31.8502 | 32.124 | 21.3164 | 0 | 92.6701 | 78.0212 | 94.546 | 101.775 | 126.8777 | 135.6933 | 131.6788 | 125.6275 | 120.3961 | 115.6326 | 115.6061 | 100.0611 | 0.68962
LO12Med | New | HPWH | Residential | Water Heating | 0.10648 | 0.035299 | 1038.9603 | 89.7567 | Single Family | Tier3_indor2_resistheat | 0.017841 | 0.034764 | 0.051121 | 0.067362 | 0.081904 | 0.092863 | 0.10199 | 0.10939 | 0.11603 | 0.12143 | 0.12205 | 0.12429 | 0.12666 | 0.1283 | 0.1268 | 0.12651 | 0.12442 | 0.12151 | 0.1197 | 0.11749 | 2.0324 | 4.838 | 10.2687 | 15.1982 | 23.9144 | 31.9198 | 35.2517 | 31.8051 | 30.5469 | 29.378 | 24.9313 | 19.0512 | -3.8046 | 0 | -4.7293 | 5.7272 | 32.4728 | 50.5505 | 104.7654 | 129.399 | 125.6365 | 120.2872 | 106.8072 | 77.5513 | 51.536 | -14.3422 | 0.46485
LO12Med | New | HPWH | Residential | Water Heating | 0.10648 | 0.035299 | 1038.9603 | 89.7567 | Multifamily - Low Rise | Tier3_indor2_resistheat | 0 | 0 | 0 | 0 | 0 | 0 | 0 | 0 | 0 | 0 | 0 | 0 | 0 | 0 | 0 | 0 | 0 | 0 | 0 | 0 | 0 | 4.838 | 10.2687 | 15.1982 | 23.9144 | 31.9198 | 35.2517 | 31.8051 | 30.5469 | 29.378 | 24.9313 | 19.0512 | -3.8046 | 0 | -4.7293 | 5.7272 | 32.4728 | 50.5505 | 104.7654 | 129.399 | 125.6365 | 120.2872 | 106.8072 | 77.5513 | 51.536 | -14.3422 | 0.46485
LO12Med | New | HPWH | Residential | Water Heating | 0.10648 | 0.035299 | 1038.9603 | 89.7567 | Multifamily - High Rise | Tier3_indor2_resistheat | 0 | 0 | 0 | 0 | 0 | 0 | 0 | 0 | 0 | 0 | 0 | 0 | 0 | 0 | 0 | 0 | 0 | 0 | 0 | 0 | 0 | 4.838 | 10.2687 | 15.1982 | 23.9144 | 31.9198 | 35.2517 | 31.8051 | 30.5469 | 29.378 | 24.9313 | 19.0512 | -3.8046 | 0 | -4.7293 | 5.7272 | 32.4728 | 50.5505 | 104.7654 | 129.399 | 125.6365 | 120.2872 | 106.8072 | 77.5513 | 51.536 | -14.3422 | 0.46485
LO12Med | New | HPWH | Residential | Water Heating | 0.10648 | 0.035299 | 1038.9603 | 89.7567 | Manufactured | Tier3_indor2_resistheat | 0.0097568 | 0.019855 | 0.030457 | 0.041817 | 0.052921 | 0.062418 | 0.071243 | 0.079339 | 0.087285 | 0.094697 | 0.098615 | 0.10395 | 0.10958 | 0.11474 | 0.11717 | 0.12073 | 0.12259 | 0.12356 | 0.12555 | 0.1271 | 1.7134 | 4.838 | 10.2687 | 15.1982 | 23.9144 | 31.9198 | 35.2517 | 31.8051 | 30.5469 | 29.378 | 24.9313 | 19.0512 | -3.8046 | 0 | -4.7293 | 5.7272 | 32.4728 | 50.5505 | 104.7654 | 129.399 | 125.6365 | 120.2872 | 106.8072 | 77.5513 | 51.536 | -14.3422 | 0.46485
LO12Med | New | HPWH | Residential | Water Heating | 0.25224 | 0.14045 | 1974.6499 | 179.6328 | Single Family | Tier3 NoResistance_SplitSystem | 0 | 0 | 0 | 0 | 0 | 0 | 0 | 0 | 0 | 0 | 0 | 0 | 0 | 0 | 0 | 0 | 0 | 0 | 0 | 0 | 0 | 31.3719 | 30.1231 | 32.6566 | 39.6948 | 40.4532 | 41.4703 | 36.3631 | 34.8849 | 35.9033 | 36.849 | 37.6699 | 25.8148 | 0 | 111.6384 | 93.508 | 112.0424 | 119.6269 | 146.3669 | 155.7942 | 145.2448 | 138.792 | 136.351 | 134.6176 | 136.4113 | 121.0017 | 0.25973
LO12Med | New | HPWH | Residential | Water Heating | 0.25224 | 0.14045 | 1974.6499 | 179.6328 | Multifamily - Low Rise | Tier3 NoResistance_SplitSystem | 0.24164 | 0.47808 | 0.7135 | 0.95395 | 1.1765 | 1.3547 | 1.51 | 1.642 | 1.7659 | 1.875 | 1.9141 | 1.9784 | 2.0457 | 2.1039 | 2.1114 | 2.1397 | 2.136 | 2.1198 | 2.1216 | 2.1168 | 32.4988 | 31.3719 | 30.1231 | 32.6566 | 39.6948 | 40.4532 | 41.4703 | 36.3631 | 34.8849 | 35.9033 | 36.849 | 37.6699 | 25.8148 | 0 | 111.6384 | 93.508 | 112.0424 | 119.6269 | 146.3669 | 155.7942 | 145.2448 | 138.792 | 136.351 | 134.6176 | 136.4113 | 121.0017 | 0.25973
LO12Med | New | HPWH | Residential | Water Heating | 0.25224 | 0.14045 | 1974.6499 | 179.6328 | Multifamily - High Rise | Tier3 NoResistance_SplitSystem | 0 | 0 | 0 | 0 | 0 | 0 | 0 | 0 | 0 | 0 | 0 | 0 | 0 | 0 | 0 | 0 | 0 | 0 | 0 | 0 | 0 | 31.3719 | 30.1231 | 32.6566 | 39.6948 | 40.4532 | 41.4703 | 36.3631 | 34.8849 | 35.9033 | 36.849 | 37.6699 | 25.8148 | 0 | 111.6384 | 93.508 | 112.0424 | 119.6269 | 146.3669 | 155.7942 | 145.2448 | 138.792 | 136.351 | 134.6176 | 136.4113 | 121.0017 | 0.25973
LO12Med | New | HPWH | Residential | Water Heating | 0.25224 | 0.14045 | 1974.6499 | 179.6328 | Manufactured | Tier3 NoResistance_SplitSystem | 0 | 0 | 0 | 0 | 0 | 0 | 0 | 0 | 0 | 0 | 0 | 0 | 0 | 0 | 0 | 0 | 0 | 0 | 0 | 0 | 0 | 31.3719 | 30.1231 | 32.6566 | 39.6948 | 40.4532 | 41.4703 | 36.3631 | 34.8849 | 35.9033 | 36.849 | 37.6699 | 25.8148 | 0 | 111.6384 | 93.508 | 112.0424 | 119.6269 | 146.3669 | 155.7942 | 145.2448 | 138.792 | 136.351 | 134.6176 | 136.4113 | 121.0017 | 0.25973
LO5Med | NR | HPWH | Residential | Water Heating | 0.1953 | 0.10875 | 1528.8957 | 44.5701 | Single Family | Tier3_buffer | 0.67596 | 1.5025 | 2.5101 | 3.6754 | 4.9997 | 6.5428 | 8.2293 | 9.9448 | 11.5527 | 12.9248 | 13.9752 | 14.6827 | 15.0907 | 17.3813 | 17.0806 | 16.8021 | 16.5437 | 16.272 | 16.0203 | 15.8312 | 205.5412 | 24.2901 | 23.3232 | 25.2848 | 30.7342 | 31.3213 | 32.1088 | 28.1546 | 27.01 | 27.7985 | 28.5307 | 29.1663 | 19.9874 | 0 | 86.4373 | 72.3996 | 86.7502 | 92.6225 | 113.3263 | 120.6255 | 112.4574 | 107.4613 | 105.5714 | 104.2293 | 105.618 | 93.687 | 0.80252
LO5Med | NR | HPWH | Residential | Water Heating | 0.1953 | 0.10875 | 1528.8957 | 44.5701 | Multifamily - Low Rise | Tier3_buffer | 0 | 0 | 0 | 0 | 0 | 0 | 0 | 0 | 0 | 0 | 0 | 0 | 0 | 0 | 0 | 0 | 0 | 0 | 0 | 0 | 0 | 24.2901 | 23.3232 | 25.2848 | 30.7342 | 31.3213 | 32.1088 | 28.1546 | 27.01 | 27.7985 | 28.5307 | 29.1663 | 19.9874 | 0 | 86.4373 | 72.3996 | 86.7502 | 92.6225 | 113.3263 | 120.6255 | 112.4574 | 107.4613 | 105.5714 | 104.2293 | 105.618 | 93.687 | 0.80252
LO5Med | NR | HPWH | Residential | Water Heating | 0.1953 | 0.10875 | 1528.8957 | 44.5701 | Multifamily - High Rise | Tier3_buffer | 0 | 0 | 0 | 0 | 0 | 0 | 0 | 0 | 0 | 0 | 0 | 0 | 0 | 0 | 0 | 0 | 0 | 0 | 0 | 0 | 0 | 24.2901 | 23.3232 | 25.2848 | 30.7342 | 31.3213 | 32.1088 | 28.1546 | 27.01 | 27.7985 | 28.5307 | 29.1663 | 19.9874 | 0 | 86.4373 | 72.3996 | 86.7502 | 92.6225 | 113.3263 | 120.6255 | 112.4574 | 107.4613 | 105.5714 | 104.2293 | 105.618 | 93.687 | 0.80252
LO5Med | NR | HPWH | Residential | Water Heating | 0.1953 | 0.10875 | 1528.8957 | 44.5701 | Manufactured | Tier3_buffer | 0.037903 | 0.08354 | 0.13839 | 0.20092 | 0.27101 | 0.35166 | 0.43858 | 0.52553 | 0.60535 | 0.67154 | 0.71999 | 0.75006 | 0.7644 | 0.83434 | 0.82026 | 0.80633 | 0.79254 | 0.77769 | 0.76305 | 0.7504 | 9.6908 | 24.2901 | 23.3232 | 25.2848 | 30.7342 | 31.3213 | 32.1088 | 28.1546 | 27.01 | 27.7985 | 28.5307 | 29.1663 | 19.9874 | 0 | 86.4373 | 72.3996 | 86.7502 | 92.6225 | 113.3263 | 120.6255 | 112.4574 | 107.4613 | 105.5714 | 104.2293 | 105.618 | 93.687 | 0.80252
LO5Med | NR | HPWH | Residential | Water Heating | 0.16509 | 0.070205 | 1399.5139 | 56.1233 | Single Family | Tier3_indor2_hp85 | 0.056107 | 0.12471 | 0.20835 | 0.30507 | 0.41499 | 0.54308 | 0.68306 | 0.82545 | 0.95892 | 1.0728 | 1.16 | 1.2187 | 1.2526 | 1.4427 | 1.4178 | 1.3946 | 1.3732 | 1.3506 | 1.3297 | 1.3141 | 17.0607 | 18.5545 | 20.0202 | 24.3785 | 31.0905 | 34.3034 | 35.3048 | 31.9754 | 30.8966 | 31.1558 | 29.0145 | 26.5633 | 11.792 | 0 | 45.6172 | 44.1586 | 67.7131 | 77.6072 | 118.5098 | 132.547 | 126.4262 | 120.9007 | 115.465 | 97.8375 | 84.6767 | 43.0054 | 0.68034
LO5Med | NR | HPWH | Residential | Water Heating | 0.16509 | 0.070205 | 1399.5139 | 56.1234 | Multifamily - Low Rise | Tier3_indor2_hp85 | 0 | 0 | 0 | 0 | 0 | 0 | 0 | 0 | 0 | 0 | 0 | 0 | 0 | 0 | 0 | 0 | 0 | 0 | 0 | 0 | 0 | 18.5545 | 20.0202 | 24.3785 | 31.0905 | 34.3034 | 35.3048 | 31.9754 | 30.8966 | 31.1558 | 29.0145 | 26.5633 | 11.792 | 0 | 45.6172 | 44.1586 | 67.7131 | 77.6072 | 118.5098 | 132.547 | 126.4262 | 120.9007 | 115.465 | 97.8375 | 84.6767 | 43.0054 | 0.68034
LO5Med | NR | HPWH | Residential | Water Heating | 0.16509 | 0.070205 | 1399.5139 | 56.1234 | Multifamily - High Rise | Tier3_indor2_hp85 | 0 | 0 | 0 | 0 | 0 | 0 | 0 | 0 | 0 | 0 | 0 | 0 | 0 | 0 | 0 | 0 | 0 | 0 | 0 | 0 | 0 | 18.5545 | 20.0202 | 24.3785 | 31.0905 | 34.3034 | 35.3048 | 31.9754 | 30.8966 | 31.1558 | 29.0145 | 26.5633 | 11.792 | 0 | 45.6172 | 44.1586 | 67.7131 | 77.6072 | 118.5098 | 132.547 | 126.4262 | 120.9007 | 115.465 | 97.8375 | 84.6767 | 43.0054 | 0.68034
LO5Med | NR | HPWH | Residential | Water Heating | 0.16509 | 0.070205 | 1399.5139 | 56.1233 | Manufactured | Tier3_indor2_hp85 | 0.036571 | 0.080604 | 0.13352 | 0.19386 | 0.26148 | 0.3393 | 0.42316 | 0.50706 | 0.58408 | 0.64794 | 0.69468 | 0.7237 | 0.73753 | 0.80502 | 0.79143 | 0.77799 | 0.76468 | 0.75036 | 0.73623 | 0.72402 | 9.3502 | 18.5545 | 20.0202 | 24.3785 | 31.0905 | 34.3034 | 35.3048 | 31.9754 | 30.8966 | 31.1558 | 29.0145 | 26.5633 | 11.792 | 0 | 45.6172 | 44.1586 | 67.7131 | 77.6072 | 118.5098 | 132.547 | 126.4262 | 120.9007 | 115.465 | 97.8375 | 84.6767 | 43.0054 | 0.68034
LO5Med | NR | HPWH | Residential | Water Heating | 0.21794 | 0.11937 | 1708.5661 | 55.6729 | Single Family | Tier3_indor2_gas | 0.19233 | 0.42751 | 0.71421 | 1.0458 | 1.4226 | 1.8616 | 2.3415 | 2.8296 | 3.2871 | 3.6775 | 3.9764 | 4.1777 | 4.2938 | 4.9455 | 4.86 | 4.7807 | 4.7072 | 4.6299 | 4.5583 | 4.5045 | 58.483 | 26.2969 | 25.4828 | 27.7943 | 34.0529 | 35.2602 | 36.364 | 34.4069 | 32.9543 | 32.0777 | 31.8502 | 32.124 | 21.3164 | 0 | 92.6701 | 78.0212 | 94.546 | 101.775 | 126.8777 | 135.6933 | 131.6788 | 125.6275 | 120.3961 | 115.6326 | 115.6061 | 100.0611 | 0.68962
LO5Med | NR | HPWH | Residential | Water Heating | 0.21794 | 0.11937 | 1708.5661 | 55.6729 | Multifamily - Low Rise | Tier3_indor2_gas | 0 | 0 | 0 | 0 | 0 | 0 | 0 | 0 | 0 | 0 | 0 | 0 | 0 | 0 | 0 | 0 | 0 | 0 | 0 | 0 | 0 | 26.2969 | 25.4828 | 27.7943 | 34.0529 | 35.2602 | 36.364 | 34.4069 | 32.9543 | 32.0777 | 31.8502 | 32.124 | 21.3164 | 0 | 92.6701 | 78.0212 | 94.546 | 101.775 | 126.8777 | 135.6933 | 131.6788 | 125.6275 | 120.3961 | 115.6326 | 115.6061 | 100.0611 | 0.68962
LO5Med | NR | HPWH | Residential | Water Heating | 0.21794 | 0.11937 | 1708.5661 | 55.6728 | Multifamily - High Rise | Tier3_indor2_gas | 0 | 0 | 0 | 0 | 0 | 0 | 0 | 0 | 0 | 0 | 0 | 0 | 0 | 0 | 0 | 0 | 0 | 0 | 0 | 0 | 0 | 26.2969 | 25.4828 | 27.7943 | 34.0529 | 35.2602 | 36.364 | 34.4069 | 32.9543 | 32.0777 | 31.8502 | 32.124 | 21.3164 | 0 | 92.6701 | 78.0212 | 94.546 | 101.775 | 126.8777 | 135.6933 | 131.6788 | 125.6275 | 120.3961 | 115.6326 | 115.6061 | 100.0611 | 0.68962
LO5Med | NR | HPWH | Residential | Water Heating | 0.21794 | 0.11937 | 1708.5661 | 55.6729 | Manufactured | Tier3_indor2_gas | 0.029765 | 0.065602 | 0.10867 | 0.15778 | 0.21282 | 0.27615 | 0.34441 | 0.41269 | 0.47537 | 0.52735 | 0.56539 | 0.58901 | 0.60027 | 0.65519 | 0.64414 | 0.6332 | 0.62236 | 0.61071 | 0.59921 | 0.58927 | 7.61 | 26.2969 | 25.4828 | 27.7943 | 34.0529 | 35.2602 | 36.364 | 34.4069 | 32.9543 | 32.0777 | 31.8502 | 32.124 | 21.3164 | 0 | 92.6701 | 78.0212 | 94.546 | 101.775 | 126.8777 | 135.6933 | 131.6788 | 125.6275 | 120.3961 | 115.6326 | 115.6061 | 100.0611 | 0.68962
LO5Med | NR | HPWH | Residential | Water Heating | 0.10648 | 0.035299 | 1038.9603 | 89.7567 | Single Family | Tier3_indor2_resistheat | 0.047192 | 0.1049 | 0.17525 | 0.2566 | 0.34905 | 0.45679 | 0.57453 | 0.6943 | 0.80656 | 0.90235 | 0.97568 | 1.0251 | 1.0536 | 1.2135 | 1.1925 | 1.173 | 1.155 | 1.136 | 1.1185 | 1.1053 | 14.3499 | 4.838 | 10.2687 | 15.1982 | 23.9144 | 31.9198 | 35.2517 | 31.8051 | 30.5469 | 29.378 | 24.9313 | 19.0512 | -3.8046 | 0 | -4.7293 | 5.7272 | 32.4728 | 50.5505 | 104.7654 | 129.399 | 125.6365 | 120.2872 | 106.8072 | 77.5513 | 51.536 | -14.3422 | 0.46485
LO5Med | NR | HPWH | Residential | Water Heating | 0.10648 | 0.035299 | 1038.9603 | 89.7567 | Multifamily - Low Rise | Tier3_indor2_resistheat | 0 | 0 | 0 | 0 | 0 | 0 | 0 | 0 | 0 | 0 | 0 | 0 | 0 | 0 | 0 | 0 | 0 | 0 | 0 | 0 | 0 | 4.838 | 10.2687 | 15.1982 | 23.9144 | 31.9198 | 35.2517 | 31.8051 | 30.5469 | 29.378 | 24.9313 | 19.0512 | -3.8046 | 0 | -4.7293 | 5.7272 | 32.4728 | 50.5505 | 104.7654 | 129.399 | 125.6365 | 120.2872 | 106.8072 | 77.5513 | 51.536 | -14.3422 | 0.46485
LO5Med | NR | HPWH | Residential | Water Heating | 0.10648 | 0.035299 | 1038.9603 | 89.7567 | Multifamily - High Rise | Tier3_indor2_resistheat | 0 | 0 | 0 | 0 | 0 | 0 | 0 | 0 | 0 | 0 | 0 | 0 | 0 | 0 | 0 | 0 | 0 | 0 | 0 | 0 | 0 | 4.838 | 10.2687 | 15.1982 | 23.9144 | 31.9198 | 35.2517 | 31.8051 | 30.5469 | 29.378 | 24.9313 | 19.0512 | -3.8046 | 0 | -4.7293 | 5.7272 | 32.4728 | 50.5505 | 104.7654 | 129.399 | 125.6365 | 120.2872 | 106.8072 | 77.5513 | 51.536 | -14.3422 | 0.46485
LO5Med | NR | HPWH | Residential | Water Heating | 0.10648 | 0.035299 | 1038.9603 | 89.7567 | Manufactured | Tier3_indor2_resistheat | 0.045249 | 0.09973 | 0.16521 | 0.23986 | 0.32353 | 0.41981 | 0.52358 | 0.62738 | 0.72267 | 0.80169 | 0.85952 | 0.89542 | 0.91254 | 0.99603 | 0.97923 | 0.9626 | 0.94613 | 0.92841 | 0.91093 | 0.89583 | 11.5689 | 4.838 | 10.2687 | 15.1982 | 23.9144 | 31.9198 | 35.2517 | 31.8051 | 30.5469 | 29.378 | 24.9313 | 19.0512 | -3.8046 | 0 | -4.7293 | 5.7272 | 32.4728 | 50.5505 | 104.7654 | 129.399 | 125.6365 | 120.2872 | 106.8072 | 77.5513 | 51.536 | -14.3422 | 0.46485
LO5Med | NR | HPWH | Residential | Water Heating | 0.25224 | 0.14045 | 1974.6499 | 179.6328 | Single Family | Tier3 NoResistance_SplitSystem | 0 | 0 | 0 | 0 | 0 | 0 | 0 | 0 | 0 | 0 | 0 | 0 | 0 | 0 | 0 | 0 | 0 | 0 | 0 | 0 | 0 | 31.3719 | 30.1231 | 32.6566 | 39.6948 | 40.4532 | 41.4703 | 36.3631 | 34.8849 | 35.9033 | 36.849 | 37.6699 | 25.8148 | 0 | 111.6384 | 93.508 | 112.0424 | 119.6269 | 146.3669 | 155.7942 | 145.2448 | 138.792 | 136.351 | 134.6176 | 136.4113 | 121.0017 | 0.25973
LO5Med | NR | HPWH | Residential | Water Heating | 0.25224 | 0.14045 | 1974.6499 | 179.6328 | Multifamily - Low Rise | Tier3 NoResistance_SplitSystem | 0.31623 | 0.70291 | 1.1743 | 1.7195 | 2.339 | 3.0609 | 3.8499 | 4.6524 | 5.4047 | 6.0466 | 6.5379 | 6.8689 | 7.0598 | 9.1439 | 8.9029 | 8.6757 | 8.4611 | 8.2267 | 8.0071 | 7.8453 | 101.1846 | 31.3719 | 30.1231 | 32.6566 | 39.6948 | 40.4532 | 41.4703 | 36.3631 | 34.8849 | 35.9033 | 36.849 | 37.6699 | 25.8148 | 0 | 111.6384 | 93.508 | 112.0424 | 119.6269 | 146.3669 | 155.7942 | 145.2448 | 138.792 | 136.351 | 134.6176 | 136.4113 | 121.0017 | 0.25973
LO5Med | NR | HPWH | Residential | Water Heating | 0.25224 | 0.14045 | 1974.6499 | 179.6328 | Multifamily - High Rise | Tier3 NoResistance_SplitSystem | 0 | 0 | 0 | 0 | 0 | 0 | 0 | 0 | 0 | 0 | 0 | 0 | 0 | 0 | 0 | 0 | 0 | 0 | 0 | 0 | 0 | 31.3719 | 30.1231 | 32.6566 | 39.6948 | 40.4532 | 41.4703 | 36.3631 | 34.8849 | 35.9033 | 36.849 | 37.6699 | 25.8148 | 0 | 111.6384 | 93.508 | 112.0424 | 119.6269 | 146.3669 | 155.7942 | 145.2448 | 138.792 | 136.351 | 134.6176 | 136.4113 | 121.0017 | 0.25973
LO5Med | NR | HPWH | Residential | Water Heating | 0.25224 | 0.14045 | 1974.6499 | 179.6328 | Manufactured | Tier3 NoResistance_SplitSystem | 0 | 0 | 0 | 0 | 0 | 0 | 0 | 0 | 0 | 0 | 0 | 0 | 0 | 0 | 0 | 0 | 0 | 0 | 0 | 0 | 0 | 31.3719 | 30.1231 | 32.6566 | 39.6948 | 40.4532 | 41.4703 | 36.3631 | 34.8849 | 35.9033 | 36.849 | 37.6699 | 25.8148 | 0 | 111.6384 | 93.508 | 112.0424 | 119.6269 | 146.3669 | 155.7942 | 145.2448 | 138.792 | 136.351 | 134.6176 | 136.4113 | 121.0017 | 0.25973
LO3Slow | New | Heat Recovery Ventilation | Residential | HVAC | 0.091925 | 0.073478 | 543.6441 | 364.6596 | Single Family | HRV HZ3CZ2 | 7.3192e-05 | 0.0001834 | 0.00039957 | 0.00077499 | 0.001329 | 0.0020506 | 0.0029709 | 0.0040409 | 0.0052195 | 0.0064009 | 0.0072817 | 0.0081429 | 0.0088851 | 0.00944 | 0.0096306 | 0.0098011 | 0.0098313 | 0.0097211 | 0.0096488 | 0.0095211 | 0.11535 | 11.2412 | 7.925 | 5.111 | 4.5733 | 2.7164 | 3.2779 | 16.4292 | 15.1422 | 5.918 | 4.7991 | 7.9227 | 13.7735 | 0 | 66.564 | 48.0107 | 38.2638 | 34.9717 | 15.5886 | 7.6789 | 33.1962 | 30.3399 | 18.8288 | 27.1712 | 43.6759 | 80.5251 | 0.15493
LO3Slow | New | Heat Recovery Ventilation | Residential | HVAC | 0.084908 | 0.069396 | 501.3397 | 397.7912 | Single Family | HRV HZ3CZ3 | 6.8077e-06 | 1.7059e-05 | 3.7165e-05 | 7.2084e-05 | 0.00012361 | 0.00019073 | 0.00027633 | 0.00037585 | 0.00048547 | 0.00059537 | 0.00067729 | 0.00075739 | 0.00082643 | 0.00087804 | 0.00089577 | 0.00091162 | 0.00091444 | 0.00090419 | 0.00089746 | 0.00088559 | 0.010729 | 10.7483 | 7.5776 | 4.8869 | 4.3381 | 2.3654 | 2.8059 | 13.4229 | 12.3298 | 4.8576 | 4.4554 | 7.5753 | 13.1696 | 0 | 63.6455 | 45.9056 | 36.5862 | 33.3002 | 14.2722 | 6.7463 | 27.1902 | 24.8308 | 15.9502 | 25.6245 | 41.7609 | 76.9944 | 0.14217
LO3Slow | New | Heat Recovery Ventilation | Residential | HVAC | 0.06549 | 0.054914 | 385.9485 | 525.1122 | Single Family | HRV HZ3CZ1 | 0.0002253 | 0.00056456 | 0.00123 | 0.0023856 | 0.0040909 | 0.0063122 | 0.0091451 | 0.012439 | 0.016067 | 0.019704 | 0.022415 | 0.025066 | 0.027351 | 0.029059 | 0.029645 | 0.03017 | 0.030263 | 0.029924 | 0.029702 | 0.029308 | 0.35507 | 8.6225 | 6.0789 | 3.9203 | 3.4496 | 1.6937 | 1.9624 | 8.7586 | 8.0025 | 3.1927 | 3.4571 | 6.077 | 10.5649 | 0 | 51.0574 | 36.8263 | 29.35 | 26.5925 | 10.893 | 4.8882 | 17.8122 | 16.2462 | 10.9908 | 20.2441 | 33.5013 | 61.7662 | 0.10882
LO3Slow | New | Heat Recovery Ventilation | Residential | HVAC | 0.048033 | 0.038353 | 284.0908 | 723.4838 | Single Family | HRV HZ2CZ2 | 0.00031181 | 0.00078133 | 0.0017023 | 0.0033016 | 0.0056616 | 0.0087358 | 0.012656 | 0.017215 | 0.022236 | 0.027269 | 0.031022 | 0.03469 | 0.037852 | 0.040216 | 0.041028 | 0.041754 | 0.041883 | 0.041414 | 0.041106 | 0.040562 | 0.4914 | 5.8639 | 4.1341 | 2.6661 | 2.3866 | 1.4233 | 1.7188 | 8.6322 | 7.9571 | 3.1088 | 2.507 | 4.1328 | 7.1849 | 0 | 34.7229 | 25.0446 | 19.9602 | 18.2466 | 8.1489 | 4.0218 | 17.44 | 15.94 | 9.8776 | 14.1834 | 22.7834 | 42.0057 | 0.080978
LO3Slow | New | Heat Recovery Ventilation | Residential | HVAC | 0.044432 | 0.033532 | 263.8201 | 781.2535 | Single Family | HRV HZ2CZ3 | 3.8301e-05 | 9.5975e-05 | 0.0002091 | 0.00040555 | 0.00069544 | 0.0010731 | 0.0015547 | 0.0021146 | 0.0027313 | 0.0033496 | 0.0038105 | 0.0042612 | 0.0046496 | 0.0049399 | 0.0050397 | 0.0051289 | 0.0051447 | 0.0050871 | 0.0050492 | 0.0049824 | 0.060361 | 4.9589 | 3.496 | 2.2546 | 2.0625 | 1.4997 | 1.8726 | 10.2181 | 9.4718 | 3.6515 | 2.2902 | 3.495 | 6.076 | 0 | 29.3636 | 21.1791 | 16.8795 | 15.6067 | 7.6992 | 4.1618 | 20.5577 | 18.8145 | 10.974 | 12.4479 | 19.2669 | 35.5224 | 0.076085
LO3Slow | New | Heat Recovery Ventilation | Residential | HVAC | 0.039041 | 0.031943 | 230.5018 | 898.2046 | Single Family | HRV HZ2CZ1 | 0.0001572 | 0.00039391 | 0.0008582 | 0.0016645 | 0.0028543 | 0.0044042 | 0.0063808 | 0.008679 | 0.01121 | 0.013748 | 0.01564 | 0.017489 | 0.019083 | 0.020275 | 0.020684 | 0.021051 | 0.021116 | 0.020879 | 0.020724 | 0.020449 | 0.24774 | 4.9502 | 3.4899 | 2.2507 | 1.9972 | 1.0844 | 1.2853 | 6.1333 | 5.6328 | 2.2201 | 2.0491 | 3.4889 | 6.0653 | 0 | 29.3124 | 21.1422 | 16.85 | 15.3337 | 6.5597 | 3.0943 | 12.4256 | 11.3469 | 7.3022 | 11.794 | 19.2333 | 35.4603 | 0.065353
LO3Slow | New | Heat Recovery Ventilation | Residential | HVAC | 0.035224 | 0.02574 | 209.5892 | 990.6757 | Single Family | HRV HZ1CZ3 | 0.0002754 | 0.0006901 | 0.0015035 | 0.0029161 | 0.0050005 | 0.0077158 | 0.011179 | 0.015205 | 0.019639 | 0.024085 | 0.027399 | 0.030639 | 0.033432 | 0.03552 | 0.036237 | 0.036879 | 0.036993 | 0.036578 | 0.036306 | 0.035826 | 0.43402 | 3.7296 | 2.6294 | 1.6957 | 1.5722 | 1.2682 | 1.6069 | 9.0675 | 8.4231 | 3.2307 | 1.8031 | 2.6286 | 4.5698 | 0 | 22.0845 | 15.9289 | 12.6951 | 11.8214 | 6.1733 | 3.4905 | 18.2135 | 16.6777 | 9.4952 | 9.577 | 14.4907 | 26.7165 | 0.060827
LO3Slow | New | Heat Recovery Ventilation | Residential | HVAC | 0.024374 | 0.017781 | 145.0455 | 1443.9981 | Single Family | HRV HZ1CZ2 | 0.0002245 | 0.00056254 | 0.0012256 | 0.0023771 | 0.0040762 | 0.0062896 | 0.0091124 | 0.012394 | 0.016009 | 0.019633 | 0.022335 | 0.024976 | 0.027253 | 0.028955 | 0.029539 | 0.030062 | 0.030155 | 0.029817 | 0.029595 | 0.029204 | 0.3538 | 2.5735 | 1.8143 | 1.1701 | 1.0856 | 0.8804 | 1.1164 | 6.3095 | 5.8617 | 2.2477 | 1.2472 | 1.8138 | 3.1532 | 0 | 15.2386 | 10.9912 | 8.7598 | 8.1601 | 4.2743 | 2.4222 | 12.6726 | 11.6043 | 6.5992 | 6.6165 | 9.9988 | 18.4347 | 0.042109
LO3Slow | New | Heat Recovery Ventilation | Residential | HVAC | 0.019122 | 0.017082 | 112.1395 | 1875.8353 | Single Family | HRV HZ1CZ1 | 0.00064649 | 0.00162 | 0.0035294 | 0.0068454 | 0.011739 | 0.018113 | 0.026241 | 0.035693 | 0.046103 | 0.056539 | 0.064319 | 0.071925 | 0.078481 | 0.083383 | 0.085066 | 0.086572 | 0.086839 | 0.085866 | 0.085227 | 0.084099 | 1.0188 | 2.7682 | 1.9516 | 1.2586 | 1.0854 | 0.39597 | 0.42085 | 1.3553 | 1.2001 | 0.51465 | 1.025 | 1.951 | 3.3918 | 0 | 16.3918 | 11.823 | 9.4227 | 8.4494 | 3.0939 | 1.1896 | 2.8189 | 2.553 | 2.2204 | 6.2729 | 10.7555 | 19.8299 | 0.031156
LO3Slow | New | Fixtures | Residential | Lighting | 9.9203e-05 | 9.4046e-05 | 0.7927 | -66.87 | Single Family | ID/MT/OR-Floor/Table_0 to 249 lumens | 2.5042e-06 | 6.275e-06 | 1.3671e-05 | 2.6516e-05 | 4.5469e-05 | 7.0159e-05 | 0.00010165 | 0.00013826 | 0.00017858 | 0.000219 | 0.00024914 | 0.0002786 | 0.000304 | 0.00032298 | 0.0003295 | 0.00033534 | 0.00033637 | 0.0003326 | 0.00033013 | 0.00032576 | 0.0039465 | 0.026033 | 0.022662 | 0.021866 | 0.017008 | 0.016719 | 0.015876 | 0.013656 | 0.016161 | 0.020356 | 0.024255 | 0.024407 | 0.025237 | 0 | 0.051857 | 0.040534 | 0.044144 | 0.03828 | 0.040278 | 0.043819 | 0.042584 | 0.043729 | 0.044156 | 0.052434 | 0.05255 | 0.054093 | 8.6572
LO3Slow | New | Fixtures | Residential | Lighting | 0.00019434 | 0.00018423 | 1.5529 | -66.87 | Single Family | ID/MT/OR-Floor/Table_250 to 499 lumens | 1.7539e-05 | 4.395e-05 | 9.5753e-05 | 0.00018572 | 0.00031847 | 0.0004914 | 0.00071193 | 0.00096835 | 0.0012508 | 0.0015339 | 0.001745 | 0.0019513 | 0.0021292 | 0.0022622 | 0.0023078 | 0.0023487 | 0.002356 | 0.0023296 | 0.0023122 | 0.0022816 | 0.027641 | 0.050999 | 0.044395 | 0.042836 | 0.033319 | 0.032753 | 0.0311 | 0.026753 | 0.031659 | 0.039876 | 0.047515 | 0.047814 | 0.049438 | 0 | 0.10159 | 0.079407 | 0.086478 | 0.07499 | 0.078904 | 0.085841 | 0.083422 | 0.085665 | 0.086502 | 0.10272 | 0.10295 | 0.10597 | 8.6572
LO3Slow | New | Fixtures | Residential | Lighting | 0.00037289 | 0.0003535 | 2.9796 | -66.87 | Single Family | ID/MT/OR-Floor/Table_500 to 999 lumens | 0.00014893 | 0.00037318 | 0.00081302 | 0.0015769 | 0.0027041 | 0.0041724 | 0.0060449 | 0.0082221 | 0.01062 | 0.013024 | 0.014816 | 0.016569 | 0.018079 | 0.019208 | 0.019596 | 0.019943 | 0.020004 | 0.01978 | 0.019633 | 0.019373 | 0.2347 | 0.097855 | 0.085183 | 0.082191 | 0.063931 | 0.062845 | 0.059674 | 0.051332 | 0.060746 | 0.076513 | 0.09117 | 0.091743 | 0.09486 | 0 | 0.19492 | 0.15236 | 0.16593 | 0.14389 | 0.1514 | 0.16471 | 0.16007 | 0.16437 | 0.16598 | 0.19709 | 0.19753 | 0.20333 | 8.6572
LO3Slow | New | Fixtures | Residential | Lighting | 0.00068359 | 0.00064805 | 5.4623 | -66.87 | Single Family | ID/MT/OR-Floor/Table_1000 to 1999 lumens | 0.00016382 | 0.00041051 | 0.00089436 | 0.0017347 | 0.0029746 | 0.0045898 | 0.0066496 | 0.0090446 | 0.011683 | 0.014327 | 0.016299 | 0.018226 | 0.019887 | 0.021129 | 0.021556 | 0.021938 | 0.022005 | 0.021759 | 0.021597 | 0.021311 | 0.25818 | 0.17939 | 0.15616 | 0.15068 | 0.1172 | 0.11521 | 0.1094 | 0.094103 | 0.11136 | 0.14027 | 0.16713 | 0.16819 | 0.1739 | 0 | 0.35733 | 0.27931 | 0.30419 | 0.26378 | 0.27755 | 0.30195 | 0.29344 | 0.30133 | 0.30427 | 0.36131 | 0.36211 | 0.37274 | 8.6572
LO3Slow | New | Fixtures | Residential | Lighting | 0.0013249 | 0.001256 | 10.5866 | -66.87 | Single Family | ID/MT/OR-Floor/Table_2000 to 3999 lumens | 4.5617e-05 | 0.00011431 | 0.00024904 | 0.00048302 | 0.00082828 | 0.001278 | 0.0018516 | 0.0025185 | 0.0032531 | 0.0039894 | 0.0045384 | 0.0050751 | 0.0055377 | 0.0058835 | 0.0060023 | 0.0061086 | 0.0061275 | 0.0060588 | 0.0060137 | 0.0059341 | 0.071891 | 0.34768 | 0.30266 | 0.29203 | 0.22715 | 0.22329 | 0.21202 | 0.18238 | 0.21583 | 0.27185 | 0.32393 | 0.32597 | 0.33704 | 0 | 0.69256 | 0.54135 | 0.58956 | 0.51124 | 0.53792 | 0.58522 | 0.56872 | 0.58401 | 0.58972 | 0.70027 | 0.70182 | 0.72242 | 8.6572
LO3Slow | New | Fixtures | Residential | Lighting | 0.0024201 | 0.0022942 | 19.3377 | -66.87 | Single Family | ID/MT/OR-Floor/Table_4000 to 7999 lumens | 5.2525e-06 | 1.3162e-05 | 2.8675e-05 | 5.5617e-05 | 9.5371e-05 | 0.00014716 | 0.0002132 | 0.00028999 | 0.00037457 | 0.00045936 | 0.00052257 | 0.00058437 | 0.00063763 | 0.00067745 | 0.00069113 | 0.00070337 | 0.00070554 | 0.00069763 | 0.00069244 | 0.00068328 | 0.0082778 | 0.63508 | 0.55284 | 0.53342 | 0.41491 | 0.40786 | 0.38729 | 0.33315 | 0.39425 | 0.49657 | 0.59169 | 0.59542 | 0.61564 | 0 | 1.265 | 0.98883 | 1.0769 | 0.93383 | 0.98258 | 1.069 | 1.0388 | 1.0668 | 1.0772 | 1.2791 | 1.282 | 1.3196 | 8.6572
LO3Slow | New | Fixtures | Residential | Lighting | 0.00013061 | 0.00012357 | 1.0409 | -37.1249 | Single Family | ID/MT/OR-Ceiling and Wall Flush Mount _0 to 249 lumens | 1.3883e-06 | 3.4787e-06 | 7.579e-06 | 1.47e-05 | 2.5207e-05 | 3.8895e-05 | 5.635e-05 | 7.6646e-05 | 9.9001e-05 | 0.00012141 | 0.00013812 | 0.00015445 | 0.00016853 | 0.00017905 | 0.00018267 | 0.0001859 | 0.00018648 | 0.00018439 | 0.00018302 | 0.00018059 | 0.0021879 | 0.034185 | 0.029713 | 0.028642 | 0.022283 | 0.021815 | 0.020686 | 0.017788 | 0.02105 | 0.026535 | 0.031677 | 0.031958 | 0.033195 | 0 | 0.068809 | 0.053735 | 0.058303 | 0.050522 | 0.052738 | 0.057144 | 0.055478 | 0.056965 | 0.057658 | 0.068781 | 0.069277 | 0.071943 | 3.7716
LO3Slow | New | Fixtures | Residential | Lighting | 0.00025587 | 0.00024207 | 2.0391 | -37.1249 | Single Family | ID/MT/OR-Ceiling and Wall Flush Mount _250 to 499 lumens | 1.6951e-05 | 4.2476e-05 | 9.254e-05 | 0.00017949 | 0.00030778 | 0.00047491 | 0.00068804 | 0.00093586 | 0.0012088 | 0.0014824 | 0.0016864 | 0.0018859 | 0.0020578 | 0.0021863 | 0.0022304 | 0.0022699 | 0.0022769 | 0.0022514 | 0.0022346 | 0.0022051 | 0.026714 | 0.066968 | 0.058207 | 0.05611 | 0.043652 | 0.042735 | 0.040524 | 0.034847 | 0.041236 | 0.051981 | 0.062055 | 0.062605 | 0.065028 | 0 | 0.1348 | 0.10527 | 0.11422 | 0.098972 | 0.10331 | 0.11194 | 0.10868 | 0.11159 | 0.11295 | 0.13474 | 0.13571 | 0.14094 | 3.7716
LO3Slow | New | Fixtures | Residential | Lighting | 0.00049096 | 0.00046447 | 3.9125 | -37.1249 | Single Family | ID/MT/OR-Ceiling and Wall Flush Mount _500 to 999 lumens | 0.00015843 | 0.00039699 | 0.0008649 | 0.0016775 | 0.0028766 | 0.0044386 | 0.0064306 | 0.0087467 | 0.011298 | 0.013855 | 0.015762 | 0.017626 | 0.019232 | 0.020433 | 0.020846 | 0.021215 | 0.021281 | 0.021042 | 0.020886 | 0.020609 | 0.24968 | 0.1285 | 0.11169 | 0.10766 | 0.083758 | 0.081999 | 0.077756 | 0.066864 | 0.079122 | 0.099739 | 0.11907 | 0.12012 | 0.12477 | 0 | 0.25864 | 0.20198 | 0.21915 | 0.1899 | 0.19823 | 0.21479 | 0.20853 | 0.21412 | 0.21673 | 0.25854 | 0.2604 | 0.27042 | 3.7716
LO3Slow | New | Fixtures | Residential | Lighting | 0.00090004 | 0.00085147 | 7.1725 | -37.1249 | Single Family | ID/MT/OR-Ceiling and Wall Flush Mount _1000 to 1999 lumens | 0.00019571 | 0.0004904 | 0.0010684 | 0.0020723 | 0.0035535 | 0.0054831 | 0.0079438 | 0.010805 | 0.013956 | 0.017116 | 0.019471 | 0.021773 | 0.023758 | 0.025242 | 0.025751 | 0.026207 | 0.026288 | 0.025993 | 0.0258 | 0.025459 | 0.30843 | 0.23556 | 0.20475 | 0.19737 | 0.15355 | 0.15032 | 0.14254 | 0.12258 | 0.14505 | 0.18284 | 0.21828 | 0.22022 | 0.22874 | 0 | 0.47414 | 0.37028 | 0.40175 | 0.34814 | 0.36341 | 0.39377 | 0.38228 | 0.39253 | 0.39731 | 0.47396 | 0.47737 | 0.49574 | 3.7716
LO3Slow | New | Fixtures | Residential | Lighting | 0.0017444 | 0.0016503 | 13.9011 | -37.1249 | Single Family | ID/MT/OR-Ceiling and Wall Flush Mount _2000 to 3999 lumens | 0.00015478 | 0.00038785 | 0.00084499 | 0.0016389 | 0.0028104 | 0.0043364 | 0.0062826 | 0.0085454 | 0.011038 | 0.013536 | 0.015399 | 0.01722 | 0.01879 | 0.019963 | 0.020366 | 0.020727 | 0.020791 | 0.020558 | 0.020405 | 0.020135 | 0.24393 | 0.45655 | 0.39682 | 0.38252 | 0.29759 | 0.29134 | 0.27627 | 0.23757 | 0.28112 | 0.35437 | 0.42305 | 0.42681 | 0.44332 | 0 | 0.91895 | 0.71764 | 0.77865 | 0.67473 | 0.70433 | 0.76317 | 0.74092 | 0.76078 | 0.77003 | 0.91859 | 0.9252 | 0.96082 | 3.7716
LO3Slow | New | Fixtures | Residential | Lighting | 0.0031863 | 0.0030144 | 25.3921 | -37.1249 | Single Family | ID/MT/OR-Ceiling and Wall Flush Mount _4000 to 7999 lumens | 4.692e-05 | 0.00011757 | 0.00025615 | 0.00049682 | 0.00085194 | 0.0013145 | 0.0019045 | 0.0025904 | 0.003346 | 0.0041034 | 0.004668 | 0.0052201 | 0.0056959 | 0.0060516 | 0.0061738 | 0.0062831 | 0.0063025 | 0.0062318 | 0.0061855 | 0.0061036 | 0.073944 | 0.83394 | 0.72484 | 0.69872 | 0.54359 | 0.53218 | 0.50464 | 0.43395 | 0.5135 | 0.64731 | 0.77276 | 0.77961 | 0.80978 | 0 | 1.6786 | 1.3109 | 1.4223 | 1.2325 | 1.2865 | 1.394 | 1.3534 | 1.3896 | 1.4066 | 1.6779 | 1.69 | 1.755 | 3.7716
LO3Slow | New | Fixtures | Residential | Lighting | 0.00010381 | 9.7994e-05 | 0.82491 | -111.0448 | Single Family | ID/MT/OR-Downlight Fixture_0 to 249 lumens | 6.3789e-08 | 1.5984e-07 | 3.4824e-07 | 6.7543e-07 | 1.1582e-06 | 1.7871e-06 | 2.5892e-06 | 3.5217e-06 | 4.5489e-06 | 5.5786e-06 | 6.3462e-06 | 7.0967e-06 | 7.7436e-06 | 8.2272e-06 | 8.3933e-06 | 8.5419e-06 | 8.5683e-06 | 8.4723e-06 | 8.4092e-06 | 8.2979e-06 | 0.00010053 | 0.027093 | 0.02351 | 0.02264 | 0.017617 | 0.017171 | 0.016259 | 0.013976 | 0.016537 | 0.020865 | 0.024959 | 0.02525 | 0.026356 | 0 | 0.055138 | 0.043017 | 0.046492 | 0.040257 | 0.041668 | 0.044953 | 0.043595 | 0.044759 | 0.045421 | 0.054451 | 0.055134 | 0.05779 | 10.4664
LO3Slow | New | Fixtures | Residential | Lighting | 0.00020337 | 0.00019197 | 1.616 | -111.0448 | Single Family | ID/MT/OR-Downlight Fixture_250 to 499 lumens | 1.0536e-05 | 2.6402e-05 | 5.7521e-05 | 0.00011157 | 0.00019131 | 0.0002952 | 0.00042768 | 0.00058171 | 0.00075138 | 0.00092146 | 0.0010483 | 0.0011722 | 0.0012791 | 0.001359 | 0.0013864 | 0.0014109 | 0.0014153 | 0.0013994 | 0.001389 | 0.0013706 | 0.016605 | 0.053074 | 0.046056 | 0.044351 | 0.034511 | 0.033638 | 0.03185 | 0.027379 | 0.032396 | 0.040874 | 0.048895 | 0.049464 | 0.051631 | 0 | 0.10801 | 0.08427 | 0.091077 | 0.078864 | 0.081627 | 0.088062 | 0.085402 | 0.087683 | 0.088979 | 0.10667 | 0.10801 | 0.11321 | 10.4664
LO3Slow | New | Fixtures | Residential | Lighting | 0.00039021 | 0.00036834 | 3.1007 | -111.0448 | Single Family | ID/MT/OR-Downlight Fixture_500 to 999 lumens | 0.00037003 | 0.00092722 | 0.0020201 | 0.0039181 | 0.0067187 | 0.010367 | 0.01502 | 0.020429 | 0.026388 | 0.032361 | 0.036814 | 0.041168 | 0.04492 | 0.047725 | 0.048689 | 0.049551 | 0.049704 | 0.049147 | 0.048781 | 0.048136 | 0.58315 | 0.10184 | 0.08837 | 0.085099 | 0.066219 | 0.064544 | 0.061113 | 0.052533 | 0.06216 | 0.078427 | 0.093817 | 0.09491 | 0.099067 | 0 | 0.20725 | 0.16169 | 0.17476 | 0.15132 | 0.15662 | 0.16897 | 0.16387 | 0.16824 | 0.17073 | 0.20467 | 0.20724 | 0.21722 | 10.4664
LO3Slow | New | Fixtures | Residential | Lighting | 0.00071535 | 0.00067525 | 5.6843 | -111.0448 | Single Family | ID/MT/OR-Downlight Fixture_1000 to 1999 lumens | 0.00011296 | 0.00028306 | 0.00061669 | 0.0011961 | 0.0020511 | 0.0031648 | 0.0045851 | 0.0062365 | 0.0080555 | 0.009879 | 0.011238 | 0.012567 | 0.013713 | 0.014569 | 0.014864 | 0.015127 | 0.015173 | 0.015003 | 0.014892 | 0.014695 | 0.17802 | 0.18669 | 0.162 | 0.15601 | 0.12139 | 0.11832 | 0.11203 | 0.096306 | 0.11395 | 0.14377 | 0.17199 | 0.17399 | 0.18161 | 0 | 0.37995 | 0.29642 | 0.32037 | 0.2774 | 0.28712 | 0.30976 | 0.3004 | 0.30843 | 0.31298 | 0.37521 | 0.37992 | 0.39822 | 10.4664
LO3Slow | New | Fixtures | Residential | Lighting | 0.0013864 | 0.0013087 | 11.0168 | -111.0448 | Single Family | ID/MT/OR-Downlight Fixture_2000 to 3999 lumens | 3.362e-05 | 8.4244e-05 | 0.00018354 | 0.00035598 | 0.00061044 | 0.00094191 | 0.0013646 | 0.0018561 | 0.0023975 | 0.0029402 | 0.0033448 | 0.0037403 | 0.0040812 | 0.0043361 | 0.0044237 | 0.004502 | 0.0045159 | 0.0044653 | 0.0044321 | 0.0043734 | 0.052983 | 0.36183 | 0.31398 | 0.30236 | 0.23528 | 0.22933 | 0.21714 | 0.18665 | 0.22086 | 0.27865 | 0.33333 | 0.33722 | 0.35199 | 0 | 0.73638 | 0.5745 | 0.62091 | 0.53764 | 0.55648 | 0.60035 | 0.58222 | 0.59777 | 0.6066 | 0.72721 | 0.73633 | 0.7718 | 10.4664
LO3Slow | New | Fixtures | Residential | Lighting | 0.0025325 | 0.0023905 | 20.1235 | -111.0448 | Single Family | ID/MT/OR-Downlight Fixture_4000 to 7999 lumens | 1.0588e-05 | 2.6532e-05 | 5.7804e-05 | 0.00011211 | 0.00019225 | 0.00029665 | 0.00042978 | 0.00058457 | 0.00075507 | 0.00092599 | 0.0010534 | 0.001178 | 0.0012854 | 0.0013656 | 0.0013932 | 0.0014179 | 0.0014222 | 0.0014063 | 0.0013958 | 0.0013774 | 0.016687 | 0.66092 | 0.57353 | 0.5523 | 0.42976 | 0.41889 | 0.39662 | 0.34094 | 0.40342 | 0.50899 | 0.60887 | 0.61597 | 0.64295 | 0 | 1.3451 | 1.0494 | 1.1342 | 0.98207 | 1.0165 | 1.0966 | 1.0635 | 1.0919 | 1.108 | 1.3283 | 1.345 | 1.4098 | 10.4664
LO3Slow | New | Fixtures | Residential | Lighting | 0.00015581 | 0.00017678 | 0.87246 | -72.4583 | Single Family | ID/MT/OR-Exterior Porch_0 to 249 lumens | 8.3018e-10 | 2.0803e-09 | 4.5322e-09 | 8.7904e-09 | 1.5074e-08 | 2.3259e-08 | 3.3697e-08 | 4.5834e-08 | 5.9202e-08 | 7.2603e-08 | 8.2594e-08 | 9.2361e-08 | 1.0078e-07 | 1.0707e-07 | 1.0924e-07 | 1.1117e-07 | 1.1151e-07 | 1.1026e-07 | 1.0944e-07 | 1.0799e-07 | 1.3083e-06 | 0.036904 | 0.032436 | 0.025702 | 0.015347 | 0.014385 | 0.013998 | 0.010224 | 0.012259 | 0.018285 | 0.029961 | 0.034755 | 0.037568 | 0 | 0.0721 | 0.053403 | 0.046961 | 0.039095 | 0.036499 | 0.035078 | 0.036685 | 0.038622 | 0.045202 | 0.052172 | 0.064052 | 0.070763 | 10.5821
LO3Slow | New | Fixtures | Residential | Lighting | 0.00030523 | 0.0003463 | 1.7091 | -72.4583 | Single Family | ID/MT/OR-Exterior Porch_250 to 499 lumens | 2.6313e-07 | 6.5934e-07 | 1.4365e-06 | 2.7861e-06 | 4.7777e-06 | 7.3719e-06 | 1.068e-05 | 1.4527e-05 | 1.8764e-05 | 2.3012e-05 | 2.6178e-05 | 2.9274e-05 | 3.1942e-05 | 3.3937e-05 | 3.4622e-05 | 3.5235e-05 | 3.5344e-05 | 3.4948e-05 | 3.4688e-05 | 3.4229e-05 | 0.00041468 | 0.072295 | 0.063542 | 0.050349 | 0.030064 | 0.02818 | 0.027422 | 0.020028 | 0.024016 | 0.035821 | 0.058693 | 0.068085 | 0.073595 | 0 | 0.14124 | 0.10462 | 0.091996 | 0.076587 | 0.071502 | 0.068718 | 0.071865 | 0.075661 | 0.08855 | 0.1022 | 0.12548 | 0.13862 | 10.5821
LO3Slow | New | Fixtures | Residential | Lighting | 0.00058566 | 0.00066447 | 3.2794 | -72.4583 | Single Family | ID/MT/OR-Exterior Porch_500 to 999 lumens | 1.3155e-05 | 3.2963e-05 | 7.1815e-05 | 0.00013929 | 0.00023885 | 0.00036855 | 0.00053395 | 0.00072626 | 0.00093808 | 0.0011504 | 0.0013087 | 0.0014635 | 0.0015969 | 0.0016966 | 0.0017309 | 0.0017615 | 0.001767 | 0.0017472 | 0.0017342 | 0.0017112 | 0.020731 | 0.13872 | 0.12192 | 0.096608 | 0.057686 | 0.05407 | 0.052616 | 0.038428 | 0.04608 | 0.068732 | 0.11262 | 0.13064 | 0.14121 | 0 | 0.27101 | 0.20073 | 0.17652 | 0.14695 | 0.13719 | 0.13185 | 0.13789 | 0.14517 | 0.16991 | 0.1961 | 0.24076 | 0.26599 | 10.5821
LO3Slow | New | Fixtures | Residential | Lighting | 0.0010737 | 0.0012181 | 6.0119 | -72.4583 | Single Family | ID/MT/OR-Exterior Porch_1000 to 1999 lumens | 2.5763e-05 | 6.4557e-05 | 0.00014065 | 0.00027279 | 0.00046779 | 0.0007218 | 0.0010457 | 0.0014224 | 0.0018372 | 0.0022531 | 0.0025631 | 0.0028663 | 0.0031275 | 0.0033228 | 0.0033899 | 0.0034499 | 0.0034606 | 0.0034218 | 0.0033964 | 0.0033514 | 0.040602 | 0.2543 | 0.22351 | 0.17711 | 0.10575 | 0.099122 | 0.096458 | 0.070448 | 0.084476 | 0.126 | 0.20645 | 0.23949 | 0.25887 | 0 | 0.49683 | 0.36799 | 0.3236 | 0.2694 | 0.25151 | 0.24172 | 0.25279 | 0.26614 | 0.31148 | 0.35951 | 0.44137 | 0.48762 | 10.5821
LO3Slow | New | Fixtures | Residential | Lighting | 0.0020809 | 0.0023609 | 11.6518 | -72.4583 | Single Family | ID/MT/OR-Exterior Porch_2000 to 3999 lumens | 2.4375e-05 | 6.1078e-05 | 0.00013307 | 0.00025809 | 0.00044258 | 0.0006829 | 0.00098938 | 0.0013457 | 0.0017382 | 0.0021317 | 0.002425 | 0.0027118 | 0.002959 | 0.0031438 | 0.0032072 | 0.003264 | 0.0032741 | 0.0032374 | 0.0032133 | 0.0031708 | 0.038414 | 0.49286 | 0.43319 | 0.34325 | 0.20496 | 0.19211 | 0.18695 | 0.13654 | 0.16372 | 0.24421 | 0.40013 | 0.46416 | 0.50172 | 0 | 0.96291 | 0.7132 | 0.62717 | 0.52212 | 0.48746 | 0.46848 | 0.48994 | 0.51581 | 0.60368 | 0.69677 | 0.85543 | 0.94506 | 10.5821
LO3Slow | New | Fixtures | Residential | Lighting | 0.003801 | 0.0043124 | 21.2835 | -72.4583 | Single Family | ID/MT/OR-Exterior Porch_4000 to 7999 lumens | 1.0681e-06 | 2.6764e-06 | 5.8309e-06 | 1.1309e-05 | 1.9393e-05 | 2.9924e-05 | 4.3353e-05 | 5.8967e-05 | 7.6166e-05 | 9.3407e-05 | 0.00010626 | 0.00011883 | 0.00012966 | 0.00013776 | 0.00014054 | 0.00014302 | 0.00014347 | 0.00014186 | 0.0001408 | 0.00013894 | 0.0016832 | 0.90028 | 0.79127 | 0.62699 | 0.37439 | 0.35091 | 0.34148 | 0.2494 | 0.29906 | 0.44607 | 0.73089 | 0.84785 | 0.91646 | 0 | 1.7589 | 1.3027 | 1.1456 | 0.95372 | 0.8904 | 0.85573 | 0.89492 | 0.94219 | 1.1027 | 1.2727 | 1.5625 | 1.7263 | 10.5821
LO3Slow | New | Fixtures | Residential | Lighting | 0.00017263 | 0.00020188 | 0.95994 | -89.0984 | Single Family | ID/MT/OR-Chandelier/Pendant_0 to 249 lumens | 6.9438e-07 | 1.74e-06 | 3.7908e-06 | 7.3525e-06 | 1.2608e-05 | 1.9454e-05 | 2.8185e-05 | 3.8336e-05 | 4.9518e-05 | 6.0727e-05 | 6.9083e-05 | 7.7253e-05 | 8.4294e-05 | 8.9559e-05 | 9.1367e-05 | 9.2984e-05 | 9.3271e-05 | 9.2226e-05 | 9.154e-05 | 9.0328e-05 | 0.0010943 | 0.041526 | 0.037048 | 0.029273 | 0.017087 | 0.016976 | 0.016859 | 0.012365 | 0.014842 | 0.021896 | 0.035317 | 0.040183 | 0.041778 | 0 | 0.07275 | 0.053859 | 0.047584 | 0.0397 | 0.041018 | 0.041674 | 0.044287 | 0.046685 | 0.053087 | 0.057578 | 0.068012 | 0.068561 | 6.1235
LO3Slow | New | Fixtures | Residential | Lighting | 0.00033817 | 0.00039547 | 1.8805 | -89.0984 | Single Family | ID/MT/OR-Chandelier/Pendant_250 to 499 lumens | 5.6129e-06 | 1.4065e-05 | 3.0642e-05 | 5.9432e-05 | 0.00010191 | 0.00015725 | 0.00022783 | 0.00030989 | 0.00040027 | 0.00049087 | 0.00055842 | 0.00062446 | 0.00068138 | 0.00072393 | 0.00073855 | 0.00075162 | 0.00075394 | 0.00074549 | 0.00073995 | 0.00073015 | 0.0088457 | 0.081348 | 0.072576 | 0.057345 | 0.033473 | 0.033257 | 0.033026 | 0.024223 | 0.029076 | 0.042893 | 0.069185 | 0.078718 | 0.081844 | 0 | 0.14252 | 0.10551 | 0.093216 | 0.077771 | 0.080353 | 0.081638 | 0.086757 | 0.091456 | 0.104 | 0.1128 | 0.13323 | 0.13431 | 6.1235
LO3Slow | New | Fixtures | Residential | Lighting | 0.00064887 | 0.00075881 | 3.6083 | -89.0984 | Single Family | ID/MT/OR-Chandelier/Pendant_500 to 999 lumens | 4.1263e-05 | 0.0001034 | 0.00022527 | 0.00043692 | 0.00074922 | 0.0011561 | 0.0016749 | 0.0022781 | 0.0029426 | 0.0036086 | 0.0041052 | 0.0045907 | 0.0050091 | 0.005322 | 0.0054294 | 0.0055255 | 0.0055426 | 0.0054805 | 0.0054397 | 0.0053677 | 0.065029 | 0.15609 | 0.13926 | 0.11003 | 0.064226 | 0.063811 | 0.063369 | 0.046477 | 0.055789 | 0.082302 | 0.13275 | 0.15104 | 0.15704 | 0 | 0.27345 | 0.20245 | 0.17886 | 0.14922 | 0.15418 | 0.15664 | 0.16647 | 0.17548 | 0.19954 | 0.21643 | 0.25564 | 0.25771 | 6.1235
LO3Slow | New | Fixtures | Residential | Lighting | 0.0011895 | 0.0013911 | 6.6148 | -89.0984 | Single Family | ID/MT/OR-Chandelier/Pendant_1000 to 1999 lumens | 6.9902e-05 | 0.00017516 | 0.00038162 | 0.00074016 | 0.0012692 | 0.0019584 | 0.0028373 | 0.0038593 | 0.0049849 | 0.0061133 | 0.0069545 | 0.0077769 | 0.0084858 | 0.0090157 | 0.0091978 | 0.0093606 | 0.0093895 | 0.0092843 | 0.0092152 | 0.0090932 | 0.11016 | 0.28614 | 0.25529 | 0.20171 | 0.11774 | 0.11698 | 0.11617 | 0.085204 | 0.10227 | 0.15088 | 0.24336 | 0.27689 | 0.28789 | 0 | 0.5013 | 0.37113 | 0.32789 | 0.27356 | 0.28264 | 0.28717 | 0.30517 | 0.3217 | 0.36581 | 0.39676 | 0.46866 | 0.47244 | 6.1235
LO3Slow | New | Fixtures | Residential | Lighting | 0.0023054 | 0.0026961 | 12.8202 | -89.0984 | Single Family | ID/MT/OR-Chandelier/Pendant_2000 to 3999 lumens | 0.00010079 | 0.00025255 | 0.00055023 | 0.0010672 | 0.00183 | 0.0028237 | 0.004091 | 0.0055644 | 0.0071873 | 0.0088143 | 0.010027 | 0.011213 | 0.012235 | 0.012999 | 0.013262 | 0.013496 | 0.013538 | 0.013386 | 0.013287 | 0.013111 | 0.15884 | 0.55458 | 0.49478 | 0.39095 | 0.2282 | 0.22672 | 0.22515 | 0.16514 | 0.19822 | 0.29242 | 0.47166 | 0.53665 | 0.55796 | 0 | 0.97159 | 0.7193 | 0.63549 | 0.5302 | 0.5478 | 0.55656 | 0.59146 | 0.62349 | 0.70898 | 0.76897 | 0.90831 | 0.91564 | 6.1235
LO3Slow | New | Fixtures | Residential | Lighting | 0.0042112 | 0.0049247 | 23.4176 | -89.0984 | Single Family | ID/MT/OR-Chandelier/Pendant_4000 to 7999 lumens | 6.0546e-05 | 0.00015172 | 0.00033054 | 0.0006411 | 0.0010994 | 0.0016963 | 0.0024576 | 0.0033427 | 0.0043177 | 0.0052951 | 0.0060237 | 0.006736 | 0.00735 | 0.0078091 | 0.0079667 | 0.0081078 | 0.0081328 | 0.0080416 | 0.0079818 | 0.0078762 | 0.095418 | 1.013 | 0.90377 | 0.71411 | 0.41683 | 0.41414 | 0.41126 | 0.30164 | 0.36207 | 0.53414 | 0.86154 | 0.98026 | 1.0192 | 0 | 1.7747 | 1.3139 | 1.1608 | 0.96847 | 1.0006 | 1.0166 | 1.0804 | 1.1389 | 1.295 | 1.4046 | 1.6591 | 1.6725 | 6.1235
LO3Slow | New | Fixtures | Residential | Lighting | 2.898e-05 | 2.7142e-05 | 0.22794 | 11.6324 | Single Family | ID/MT/OR-Linear Flush Mount_0 to 249 lumens | 1.0815e-07 | 2.71e-07 | 5.9042e-07 | 1.1452e-06 | 1.9637e-06 | 3.03e-06 | 4.3899e-06 | 5.9709e-06 | 7.7125e-06 | 9.4583e-06 | 1.076e-05 | 1.2032e-05 | 1.3129e-05 | 1.3949e-05 | 1.423e-05 | 1.4482e-05 | 1.4527e-05 | 1.4364e-05 | 1.4257e-05 | 1.4069e-05 | 0.00017044 | 0.007487 | 0.006459 | 0.0061971 | 0.0048257 | 0.0046285 | 0.0043584 | 0.0037415 | 0.0044261 | 0.0056027 | 0.0067528 | 0.0069007 | 0.0073306 | 0 | 0.015836 | 0.012314 | 0.01313 | 0.01134 | 0.011387 | 0.01209 | 0.011678 | 0.011986 | 0.01228 | 0.014988 | 0.015464 | 0.016735 | 1.5691
LO3Slow | New | Fixtures | Residential | Lighting | 5.6772e-05 | 5.3172e-05 | 0.44653 | 11.6324 | Single Family | ID/MT/OR-Linear Flush Mount_250 to 499 lumens | 3.0859e-06 | 7.7326e-06 | 1.6847e-05 | 3.2675e-05 | 5.6031e-05 | 8.6456e-05 | 0.00012526 | 0.00017037 | 0.00022006 | 0.00026987 | 0.00030701 | 0.00034332 | 0.00037461 | 0.000398 | 0.00040604 | 0.00041323 | 0.0004145 | 0.00040986 | 0.00040681 | 0.00040143 | 0.0048632 | 0.014667 | 0.012653 | 0.01214 | 0.0094535 | 0.0090671 | 0.008538 | 0.0073295 | 0.0086706 | 0.010976 | 0.013229 | 0.013518 | 0.01436 | 0 | 0.031023 | 0.024123 | 0.025721 | 0.022214 | 0.022307 | 0.023685 | 0.022877 | 0.02348 | 0.024055 | 0.029361 | 0.030294 | 0.032784 | 1.5691
LO3Slow | New | Fixtures | Residential | Lighting | 0.00010893 | 0.00010202 | 0.85678 | 11.6324 | Single Family | ID/MT/OR-Linear Flush Mount_500 to 999 lumens | 6.0289e-05 | 0.00015107 | 0.00032914 | 0.00063838 | 0.0010947 | 0.0016891 | 0.0024472 | 0.0033286 | 0.0042994 | 0.0052726 | 0.0059981 | 0.0067075 | 0.0073188 | 0.0077759 | 0.0079329 | 0.0080733 | 0.0080983 | 0.0080075 | 0.0079479 | 0.0078428 | 0.095013 | 0.028142 | 0.024278 | 0.023294 | 0.018139 | 0.017398 | 0.016382 | 0.014064 | 0.016637 | 0.021059 | 0.025382 | 0.025938 | 0.027554 | 0 | 0.059525 | 0.046286 | 0.049352 | 0.042623 | 0.042802 | 0.045445 | 0.043896 | 0.045053 | 0.046157 | 0.056337 | 0.058127 | 0.062904 | 1.5691
LO3Slow | New | Fixtures | Residential | Lighting | 0.0001997 | 0.00018703 | 1.5707 | 11.6324 | Single Family | ID/MT/OR-Linear Flush Mount_1000 to 1999 lumens | 9.8686e-05 | 0.00024729 | 0.00053876 | 0.0010449 | 0.0017919 | 0.0027649 | 0.0040057 | 0.0054484 | 0.0070375 | 0.0086306 | 0.0098182 | 0.010979 | 0.01198 | 0.012728 | 0.012985 | 0.013215 | 0.013256 | 0.013107 | 0.01301 | 0.012838 | 0.15553 | 0.051591 | 0.044508 | 0.042703 | 0.033253 | 0.031894 | 0.030033 | 0.025782 | 0.030499 | 0.038607 | 0.046532 | 0.047551 | 0.050513 | 0 | 0.10912 | 0.084852 | 0.090474 | 0.078139 | 0.078467 | 0.083312 | 0.080471 | 0.082593 | 0.084616 | 0.10328 | 0.10656 | 0.11532 | 1.5691
LO3Slow | New | Fixtures | Residential | Lighting | 0.00038704 | 0.00036249 | 3.0442 | 11.6324 | Single Family | ID/MT/OR-Linear Flush Mount_2000 to 3999 lumens | 3.6563e-05 | 9.1619e-05 | 0.00019961 | 0.00038715 | 0.00066388 | 0.0010244 | 0.0014841 | 0.0020186 | 0.0026074 | 0.0031976 | 0.0036376 | 0.0040678 | 0.0044385 | 0.0047157 | 0.0048109 | 0.0048961 | 0.0049112 | 0.0048562 | 0.0048201 | 0.0047563 | 0.057621 | 0.09999 | 0.086262 | 0.082764 | 0.064448 | 0.061814 | 0.058207 | 0.049968 | 0.059111 | 0.074825 | 0.090185 | 0.09216 | 0.097901 | 0 | 0.2115 | 0.16445 | 0.17535 | 0.15144 | 0.15208 | 0.16147 | 0.15596 | 0.16008 | 0.164 | 0.20017 | 0.20653 | 0.2235 | 1.5691
LO3Slow | New | Fixtures | Residential | Lighting | 0.00070697 | 0.00066213 | 5.5605 | 11.6324 | Single Family | ID/MT/OR-Linear Flush Mount_4000 to 7999 lumens | 4.223e-06 | 1.0582e-05 | 2.3055e-05 | 4.4716e-05 | 7.6678e-05 | 0.00011831 | 0.00017141 | 0.00023315 | 0.00030115 | 0.00036932 | 0.00042014 | 0.00046983 | 0.00051265 | 0.00054467 | 0.00055567 | 0.0005655 | 0.00056725 | 0.00056089 | 0.00055672 | 0.00054935 | 0.0066553 | 0.18264 | 0.15757 | 0.15118 | 0.11772 | 0.11291 | 0.10632 | 0.091273 | 0.10797 | 0.13668 | 0.16473 | 0.16834 | 0.17883 | 0 | 0.38632 | 0.3004 | 0.3203 | 0.27663 | 0.27779 | 0.29494 | 0.28488 | 0.2924 | 0.29956 | 0.36563 | 0.37725 | 0.40825 | 1.5691
LO3Slow | New | Fixtures | Residential | Lighting | 2.1873e-05 | 2.0242e-05 | 0.16937 | 20.5429 | Single Family | ID/MT/OR-Linear Shop_0 to 249 lumens | 2.5475e-08 | 6.3836e-08 | 1.3908e-07 | 2.6975e-07 | 4.6256e-07 | 7.1374e-07 | 1.0341e-06 | 1.4065e-06 | 1.8167e-06 | 2.228e-06 | 2.5345e-06 | 2.8343e-06 | 3.0926e-06 | 3.2857e-06 | 3.3521e-06 | 3.4114e-06 | 3.4219e-06 | 3.3836e-06 | 3.3584e-06 | 3.314e-06 | 4.0148e-05 | 0.005564 | 0.0047565 | 0.0045372 | 0.0035372 | 0.0033056 | 0.0030843 | 0.0026418 | 0.0031239 | 0.0039762 | 0.0048523 | 0.0050398 | 0.005502 | 0 | 0.012457 | 0.0096407 | 0.010081 | 0.0086736 | 0.0083159 | 0.0086034 | 0.0082545 | 0.0084675 | 0.0088128 | 0.01107 | 0.011754 | 0.013315 | 1.2346
LO3Slow | New | Fixtures | Residential | Lighting | 4.2848e-05 | 3.9655e-05 | 0.33179 | 20.5429 | Single Family | ID/MT/OR-Linear Shop_250 to 499 lumens | 0 | 0 | 0 | 0 | 0 | 0 | 0 | 0 | 0 | 0 | 0 | 0 | 0 | 0 | 0 | 0 | 0 | 0 | 0 | 0 | 0 | 0.0109 | 0.0093179 | 0.0088884 | 0.0069294 | 0.0064756 | 0.0060422 | 0.0051753 | 0.0061197 | 0.0077893 | 0.0095056 | 0.0098729 | 0.010778 | 0 | 0.024402 | 0.018886 | 0.019749 | 0.016991 | 0.016291 | 0.016854 | 0.01617 | 0.016588 | 0.017264 | 0.021686 | 0.023026 | 0.026085 | 1.2346
LO3Slow | New | Fixtures | Residential | Lighting | 8.2216e-05 | 7.6087e-05 | 0.63662 | 20.5429 | Single Family | ID/MT/OR-Linear Shop_500 to 999 lumens | 4.006e-08 | 1.0038e-07 | 2.187e-07 | 4.2418e-07 | 7.2738e-07 | 1.1224e-06 | 1.6261e-06 | 2.2117e-06 | 2.8568e-06 | 3.5035e-06 | 3.9856e-06 | 4.4569e-06 | 4.8631e-06 | 5.1668e-06 | 5.2711e-06 | 5.3645e-06 | 5.381e-06 | 5.3207e-06 | 5.2811e-06 | 5.2112e-06 | 6.3133e-05 | 0.020914 | 0.017879 | 0.017055 | 0.013296 | 0.012425 | 0.011593 | 0.0099302 | 0.011742 | 0.014946 | 0.018239 | 0.018944 | 0.020681 | 0 | 0.046822 | 0.036238 | 0.037894 | 0.032602 | 0.031258 | 0.032339 | 0.031027 | 0.031828 | 0.033126 | 0.04161 | 0.044182 | 0.05005 | 1.2346
LO3Slow | New | Fixtures | Residential | Lighting | 0.00015072 | 0.00013949 | 1.1671 | 20.5429 | Single Family | ID/MT/OR-Linear Shop_1000 to 1999 lumens | 2.2467e-08 | 5.6298e-08 | 1.2265e-07 | 2.3789e-07 | 4.0794e-07 | 6.2945e-07 | 9.1194e-07 | 1.2404e-06 | 1.6022e-06 | 1.9648e-06 | 2.2352e-06 | 2.4995e-06 | 2.7274e-06 | 2.8977e-06 | 2.9562e-06 | 3.0085e-06 | 3.0178e-06 | 2.984e-06 | 2.9618e-06 | 2.9226e-06 | 3.5407e-05 | 0.03834 | 0.032776 | 0.031265 | 0.024374 | 0.022778 | 0.021254 | 0.018204 | 0.021526 | 0.027399 | 0.033436 | 0.034728 | 0.037913 | 0 | 0.085836 | 0.066432 | 0.069468 | 0.059768 | 0.057303 | 0.059284 | 0.05688 | 0.058347 | 0.060727 | 0.076281 | 0.080996 | 0.091754 | 1.2346
LO3Slow | New | Fixtures | Residential | Lighting | 0.00029211 | 0.00027034 | 2.2619 | 20.5429 | Single Family | ID/MT/OR-Linear Shop_2000 to 3999 lumens | 0 | 0 | 0 | 0 | 0 | 0 | 0 | 0 | 0 | 0 | 0 | 0 | 0 | 0 | 0 | 0 | 0 | 0 | 0 | 0 | 0 | 0.074308 | 0.063524 | 0.060596 | 0.04724 | 0.044147 | 0.041192 | 0.035282 | 0.04172 | 0.053103 | 0.064803 | 0.067307 | 0.07348 | 0 | 0.16636 | 0.12875 | 0.13464 | 0.11584 | 0.11106 | 0.1149 | 0.11024 | 0.11308 | 0.1177 | 0.14784 | 0.15698 | 0.17783 | 1.2346
LO3Slow | New | Fixtures | Residential | Lighting | 0.00053358 | 0.00049381 | 4.1317 | 20.5429 | Single Family | ID/MT/OR-Linear Shop_4000 to 7999 lumens | 3.2478e-07 | 8.1383e-07 | 1.7731e-06 | 3.4389e-06 | 5.8971e-06 | 9.0992e-06 | 1.3183e-05 | 1.7931e-05 | 2.3161e-05 | 2.8404e-05 | 3.2312e-05 | 3.6133e-05 | 3.9427e-05 | 4.1889e-05 | 4.2735e-05 | 4.3491e-05 | 4.3625e-05 | 4.3136e-05 | 4.2816e-05 | 4.2249e-05 | 0.00051184 | 0.13573 | 0.11603 | 0.11068 | 0.08629 | 0.080639 | 0.075242 | 0.064447 | 0.076207 | 0.096999 | 0.11837 | 0.12294 | 0.13422 | 0 | 0.30388 | 0.23518 | 0.24593 | 0.21159 | 0.20287 | 0.20988 | 0.20137 | 0.20656 | 0.21499 | 0.27005 | 0.28674 | 0.32483 | 1.2346
LO3Slow | New | Fixtures | Residential | Lighting | 0.00025527 | 0.00024217 | 2.0416 | -46.2769 | Single Family | ID/MT/OR-Track_0 to 249 lumens | 1.4451e-08 | 3.6212e-08 | 7.8893e-08 | 1.5302e-07 | 2.6239e-07 | 4.0487e-07 | 5.8658e-07 | 7.9784e-07 | 1.0305e-06 | 1.2638e-06 | 1.4377e-06 | 1.6078e-06 | 1.7543e-06 | 1.8639e-06 | 1.9015e-06 | 1.9352e-06 | 1.9411e-06 | 1.9194e-06 | 1.9051e-06 | 1.8799e-06 | 2.2774e-05 | 0.067048 | 0.058395 | 0.056361 | 0.043837 | 0.043149 | 0.04099 | 0.035264 | 0.041732 | 0.05255 | 0.062578 | 0.06292 | 0.06496 | 0 | 0.1331 | 0.10407 | 0.11348 | 0.098426 | 0.10383 | 0.11311 | 0.10996 | 0.11292 | 0.11393 | 0.13509 | 0.13517 | 0.13873 | 3.6929
LO3Slow | New | Fixtures | Residential | Lighting | 0.00050008 | 0.0004744 | 3.9995 | -46.2769 | Single Family | ID/MT/OR-Track_250 to 499 lumens | 1.3181e-06 | 3.3029e-06 | 7.196e-06 | 1.3957e-05 | 2.3933e-05 | 3.6929e-05 | 5.3503e-05 | 7.2773e-05 | 9.3998e-05 | 0.00011528 | 0.00013114 | 0.00014665 | 0.00016001 | 0.00017001 | 0.00017344 | 0.00017651 | 0.00017705 | 0.00017507 | 0.00017377 | 0.00017147 | 0.0020773 | 0.13135 | 0.11439 | 0.11041 | 0.085876 | 0.084528 | 0.0803 | 0.069081 | 0.081753 | 0.10294 | 0.12259 | 0.12326 | 0.12726 | 0 | 0.26074 | 0.20387 | 0.2223 | 0.19281 | 0.20341 | 0.22158 | 0.2154 | 0.2212 | 0.22319 | 0.26464 | 0.26479 | 0.27177 | 3.6929
LO3Slow | New | Fixtures | Residential | Lighting | 0.00095953 | 0.00091026 | 7.674 | -46.2769 | Single Family | ID/MT/OR-Track_500 to 999 lumens | 2.0986e-05 | 5.2587e-05 | 0.00011457 | 0.00022221 | 0.00038105 | 0.00058796 | 0.00085184 | 0.0011586 | 0.0014966 | 0.0018353 | 0.0020879 | 0.0023348 | 0.0025476 | 0.0027067 | 0.0027614 | 0.0028103 | 0.0028189 | 0.0027873 | 0.0027666 | 0.00273 | 0.033073 | 0.25202 | 0.2195 | 0.21185 | 0.16478 | 0.16219 | 0.15408 | 0.13255 | 0.15686 | 0.19752 | 0.23522 | 0.2365 | 0.24417 | 0 | 0.5003 | 0.39118 | 0.42654 | 0.36996 | 0.39029 | 0.42516 | 0.41331 | 0.42443 | 0.42825 | 0.50777 | 0.50807 | 0.52147 | 3.6929
LO3Slow | New | Fixtures | Residential | Lighting | 0.001759 | 0.0016687 | 14.0682 | -46.2769 | Single Family | ID/MT/OR-Track_1000 to 1999 lumens | 3.0494e-05 | 7.6411e-05 | 0.00016647 | 0.00032288 | 0.00055368 | 0.00085433 | 0.0012378 | 0.0016835 | 0.0021746 | 0.0026668 | 0.0030338 | 0.0033926 | 0.0037018 | 0.003933 | 0.0040124 | 0.0040834 | 0.004096 | 0.0040501 | 0.00402 | 0.0039668 | 0.048057 | 0.46202 | 0.40239 | 0.38837 | 0.30207 | 0.29733 | 0.28246 | 0.243 | 0.28757 | 0.36211 | 0.43121 | 0.43357 | 0.44763 | 0 | 0.91716 | 0.71713 | 0.78195 | 0.67823 | 0.71549 | 0.77941 | 0.75769 | 0.77808 | 0.78508 | 0.93087 | 0.93141 | 0.95597 | 3.6929
LO3Slow | New | Fixtures | Residential | Lighting | 0.0034092 | 0.0032342 | 27.2659 | -46.2769 | Single Family | ID/MT/OR-Track_2000 to 3999 lumens | 4.8699e-05 | 0.00012203 | 0.00026586 | 0.00051566 | 0.00088425 | 0.0013644 | 0.0019767 | 0.0026887 | 0.0034729 | 0.004259 | 0.0048451 | 0.005418 | 0.0059119 | 0.0062811 | 0.0064079 | 0.0065213 | 0.0065415 | 0.0064682 | 0.00642 | 0.0063351 | 0.076748 | 0.89545 | 0.77987 | 0.75272 | 0.58545 | 0.57626 | 0.54744 | 0.47096 | 0.55734 | 0.70181 | 0.83574 | 0.84031 | 0.86756 | 0 | 1.7776 | 1.3899 | 1.5155 | 1.3145 | 1.3867 | 1.5106 | 1.4685 | 1.508 | 1.5216 | 1.8041 | 1.8052 | 1.8528 | 3.6929
LO3Slow | New | Fixtures | Residential | Lighting | 0.0062274 | 0.0059076 | 49.8044 | -46.2769 | Single Family | ID/MT/OR-Track_4000 to 7999 lumens | 1.9592e-05 | 4.9093e-05 | 0.00010696 | 0.00020745 | 0.00035573 | 0.00054889 | 0.00079523 | 0.0010817 | 0.0013971 | 0.0017134 | 0.0019492 | 0.0021797 | 0.0023783 | 0.0025269 | 0.0025779 | 0.0026235 | 0.0026316 | 0.0026021 | 0.0025828 | 0.0025486 | 0.030876 | 1.6356 | 1.4245 | 1.3749 | 1.0694 | 1.0526 | 0.99995 | 0.86026 | 1.018 | 1.2819 | 1.5266 | 1.5349 | 1.5847 | 0 | 3.2469 | 2.5388 | 2.7683 | 2.4011 | 2.533 | 2.7593 | 2.6824 | 2.7546 | 2.7793 | 3.2955 | 3.2974 | 3.3844 | 3.6929
LO3Slow | New | Fixtures | Residential | Lighting | 7.0455e-05 | 6.6792e-05 | 0.56298 | -73.9724 | Single Family | WA-Floor/Table_0 to 249 lumens | 2.0055e-06 | 5.0254e-06 | 1.0949e-05 | 2.1236e-05 | 3.6415e-05 | 5.6188e-05 | 8.1405e-05 | 0.00011072 | 0.00014302 | 0.00017539 | 0.00019953 | 0.00022312 | 0.00024346 | 0.00025867 | 0.00026389 | 0.00026856 | 0.00026939 | 0.00026637 | 0.00026439 | 0.00026089 | 0.0031606 | 0.018489 | 0.016095 | 0.015529 | 0.012079 | 0.011874 | 0.011275 | 0.0096988 | 0.011478 | 0.014457 | 0.017226 | 0.017334 | 0.017923 | 0 | 0.036829 | 0.028788 | 0.031352 | 0.027187 | 0.028606 | 0.031121 | 0.030243 | 0.031057 | 0.03136 | 0.037239 | 0.037321 | 0.038417 | 10.5207
LO3Slow | New | Fixtures | Residential | Lighting | 0.00013802 | 0.00013084 | 1.1029 | -73.9725 | Single Family | WA-Floor/Table_250 to 499 lumens | 1.4047e-05 | 3.5198e-05 | 7.6686e-05 | 0.00014874 | 0.00025505 | 0.00039354 | 0.00057016 | 0.00077552 | 0.0010017 | 0.0012285 | 0.0013975 | 0.0015628 | 0.0017052 | 0.0018117 | 0.0018483 | 0.001881 | 0.0018868 | 0.0018657 | 0.0018518 | 0.0018273 | 0.022137 | 0.03622 | 0.031529 | 0.030422 | 0.023663 | 0.023261 | 0.022088 | 0.019 | 0.022485 | 0.02832 | 0.033745 | 0.033958 | 0.035111 | 0 | 0.072148 | 0.056395 | 0.061417 | 0.053258 | 0.056038 | 0.060965 | 0.059247 | 0.06084 | 0.061434 | 0.072951 | 0.073112 | 0.075259 | 10.5207
LO3Slow | New | Fixtures | Residential | Lighting | 0.00026483 | 0.00025106 | 2.1161 | -73.9725 | Single Family | WA-Floor/Table_500 to 999 lumens | 0.00011927 | 0.00029886 | 0.00065113 | 0.0012629 | 0.0021656 | 0.0033415 | 0.0048412 | 0.0065848 | 0.0085054 | 0.010431 | 0.011866 | 0.013269 | 0.014479 | 0.015383 | 0.015694 | 0.015971 | 0.016021 | 0.015841 | 0.015723 | 0.015515 | 0.18796 | 0.069497 | 0.060497 | 0.058373 | 0.045404 | 0.044633 | 0.042381 | 0.036456 | 0.043142 | 0.05434 | 0.064749 | 0.065157 | 0.06737 | 0 | 0.13843 | 0.10821 | 0.11785 | 0.10219 | 0.10752 | 0.11698 | 0.11368 | 0.11674 | 0.11788 | 0.13997 | 0.14028 | 0.1444 | 10.5207
LO3Slow | New | Fixtures | Residential | Lighting | 0.00048549 | 0.00046025 | 3.8794 | -73.9724 | Single Family | WA-Floor/Table_1000 to 1999 lumens | 0.0001312 | 0.00032876 | 0.00071626 | 0.0013892 | 0.0023822 | 0.0036758 | 0.0053255 | 0.0072436 | 0.0093562 | 0.011474 | 0.013053 | 0.014597 | 0.015927 | 0.016922 | 0.017264 | 0.017569 | 0.017623 | 0.017426 | 0.017296 | 0.017067 | 0.20677 | 0.1274 | 0.11091 | 0.10701 | 0.083236 | 0.081822 | 0.077694 | 0.066833 | 0.07909 | 0.099617 | 0.1187 | 0.11945 | 0.1235 | 0 | 0.25378 | 0.19837 | 0.21604 | 0.18734 | 0.19712 | 0.21445 | 0.2084 | 0.214 | 0.2161 | 0.25661 | 0.25717 | 0.26472 | 10.5207
LO3Slow | New | Fixtures | Residential | Lighting | 0.00094094 | 0.00089202 | 7.5187 | -73.9725 | Single Family | WA-Floor/Table_2000 to 3999 lumens | 3.6533e-05 | 9.1545e-05 | 0.00019945 | 0.00038684 | 0.00066335 | 0.0010235 | 0.0014829 | 0.002017 | 0.0026053 | 0.003195 | 0.0036347 | 0.0040645 | 0.004435 | 0.0047119 | 0.0048071 | 0.0048922 | 0.0049073 | 0.0048523 | 0.0048162 | 0.0047525 | 0.057575 | 0.24692 | 0.21495 | 0.2074 | 0.16132 | 0.15858 | 0.15058 | 0.12953 | 0.15329 | 0.19307 | 0.23006 | 0.2315 | 0.23937 | 0 | 0.49186 | 0.38447 | 0.41871 | 0.36308 | 0.38204 | 0.41562 | 0.40391 | 0.41477 | 0.41882 | 0.49734 | 0.49843 | 0.51307 | 10.5207
LO3Slow | New | Fixtures | Residential | Lighting | 0.0017187 | 0.0016294 | 13.7338 | -73.9724 | Single Family | WA-Floor/Table_4000 to 7999 lumens | 4.2066e-06 | 1.0541e-05 | 2.2965e-05 | 4.4542e-05 | 7.638e-05 | 0.00011785 | 0.00017075 | 0.00023224 | 0.00029998 | 0.00036789 | 0.00041851 | 0.000468 | 0.00051066 | 0.00054255 | 0.00055351 | 0.00056331 | 0.00056504 | 0.00055871 | 0.00055455 | 0.00054722 | 0.0066294 | 0.45104 | 0.39263 | 0.37884 | 0.29467 | 0.28967 | 0.27505 | 0.2366 | 0.28 | 0.35267 | 0.42022 | 0.42287 | 0.43723 | 0 | 0.89844 | 0.70227 | 0.76482 | 0.66321 | 0.69783 | 0.75918 | 0.73778 | 0.75762 | 0.76503 | 0.90844 | 0.91045 | 0.93718 | 10.5207
LO3Slow | New | Fixtures | Residential | Lighting | 0.00011143 | 0.00010541 | 0.88796 | -37.3815 | Single Family | WA-Ceiling and Wall Flush Mount _0 to 249 lumens | 1.3355e-06 | 3.3465e-06 | 7.2909e-06 | 1.4141e-05 | 2.4249e-05 | 3.7416e-05 | 5.4208e-05 | 7.3732e-05 | 9.5238e-05 | 0.0001168 | 0.00013287 | 0.00014858 | 0.00016212 | 0.00017225 | 0.00017573 | 0.00017884 | 0.00017939 | 0.00017738 | 0.00017606 | 0.00017373 | 0.0021047 | 0.029163 | 0.025348 | 0.024434 | 0.019009 | 0.01861 | 0.017647 | 0.015175 | 0.017957 | 0.022636 | 0.027023 | 0.027263 | 0.028318 | 0 | 0.058699 | 0.04584 | 0.049737 | 0.0431 | 0.04499 | 0.048748 | 0.047327 | 0.048596 | 0.049187 | 0.058676 | 0.059099 | 0.061374 | 3.6094
LO3Slow | New | Fixtures | Residential | Lighting | 0.00021828 | 0.0002065 | 1.7395 | -37.3815 | Single Family | WA-Ceiling and Wall Flush Mount _250 to 499 lumens | 1.6307e-05 | 4.0861e-05 | 8.9022e-05 | 0.00017266 | 0.00029608 | 0.00045686 | 0.00066189 | 0.00090028 | 0.0011629 | 0.0014261 | 0.0016223 | 0.0018142 | 0.0019795 | 0.0021032 | 0.0021456 | 0.0021836 | 0.0021904 | 0.0021658 | 0.0021497 | 0.0021212 | 0.025698 | 0.057129 | 0.049656 | 0.047866 | 0.037239 | 0.036457 | 0.03457 | 0.029728 | 0.035178 | 0.044344 | 0.052938 | 0.053408 | 0.055475 | 0 | 0.11499 | 0.089801 | 0.097435 | 0.084432 | 0.088135 | 0.095497 | 0.092713 | 0.095198 | 0.096357 | 0.11495 | 0.11577 | 0.12023 | 3.6094
LO3Slow | New | Fixtures | Residential | Lighting | 0.00041883 | 0.00039623 | 3.3377 | -37.3815 | Single Family | WA-Ceiling and Wall Flush Mount _500 to 999 lumens | 0.00015241 | 0.0003819 | 0.00083203 | 0.0016138 | 0.0027673 | 0.0042699 | 0.0061862 | 0.0084143 | 0.010868 | 0.013329 | 0.015163 | 0.016956 | 0.018501 | 0.019657 | 0.020054 | 0.020409 | 0.020472 | 0.020242 | 0.020092 | 0.019826 | 0.24018 | 0.10962 | 0.095277 | 0.091844 | 0.071452 | 0.069952 | 0.066332 | 0.05704 | 0.067498 | 0.085085 | 0.10158 | 0.10248 | 0.10644 | 0 | 0.22064 | 0.17231 | 0.18695 | 0.162 | 0.16911 | 0.18324 | 0.17789 | 0.18266 | 0.18489 | 0.22055 | 0.22214 | 0.23069 | 3.6094
LO3Slow | New | Fixtures | Residential | Lighting | 0.00076781 | 0.00072638 | 6.1187 | -37.3815 | Single Family | WA-Ceiling and Wall Flush Mount _1000 to 1999 lumens | 0.00018827 | 0.00047176 | 0.0010278 | 0.0019935 | 0.0034184 | 0.0052746 | 0.0076419 | 0.010394 | 0.013426 | 0.016465 | 0.018731 | 0.020946 | 0.022855 | 0.024282 | 0.024772 | 0.025211 | 0.025289 | 0.025005 | 0.024819 | 0.024491 | 0.2967 | 0.20095 | 0.17466 | 0.16837 | 0.13099 | 0.12824 | 0.1216 | 0.10457 | 0.12374 | 0.15598 | 0.18621 | 0.18786 | 0.19513 | 0 | 0.40449 | 0.31588 | 0.34273 | 0.29699 | 0.31002 | 0.33591 | 0.32612 | 0.33486 | 0.33894 | 0.40433 | 0.40724 | 0.42291 | 3.6094
LO3Slow | New | Fixtures | Residential | Lighting | 0.0014881 | 0.0014078 | 11.8588 | -37.3815 | Single Family | WA-Ceiling and Wall Flush Mount _2000 to 3999 lumens | 0.0001489 | 0.00037311 | 0.00081287 | 0.0015766 | 0.0027036 | 0.0041716 | 0.0060438 | 0.0082206 | 0.010618 | 0.013022 | 0.014814 | 0.016565 | 0.018075 | 0.019204 | 0.019592 | 0.019939 | 0.02 | 0.019776 | 0.019629 | 0.019369 | 0.23466 | 0.38947 | 0.33852 | 0.32632 | 0.25387 | 0.24854 | 0.23568 | 0.20267 | 0.23982 | 0.30231 | 0.3609 | 0.3641 | 0.37819 | 0 | 0.78394 | 0.61221 | 0.66425 | 0.5756 | 0.60085 | 0.65104 | 0.63206 | 0.64901 | 0.6569 | 0.78363 | 0.78928 | 0.81966 | 3.6094
LO3Slow | New | Fixtures | Residential | Lighting | 0.0027182 | 0.0025715 | 21.6616 | -37.3815 | Single Family | WA-Ceiling and Wall Flush Mount _4000 to 7999 lumens | 3.5495e-05 | 8.8944e-05 | 0.00019378 | 0.00037585 | 0.0006445 | 0.00099446 | 0.0014408 | 0.0019597 | 0.0025313 | 0.0031042 | 0.0035314 | 0.003949 | 0.004309 | 0.0045781 | 0.0046705 | 0.0047532 | 0.0047679 | 0.0047144 | 0.0046794 | 0.0046174 | 0.055939 | 0.71142 | 0.61835 | 0.59607 | 0.46373 | 0.45399 | 0.4305 | 0.37019 | 0.43806 | 0.55221 | 0.65923 | 0.66507 | 0.69081 | 0 | 1.432 | 1.1183 | 1.2133 | 1.0514 | 1.0975 | 1.1892 | 1.1545 | 1.1855 | 1.1999 | 1.4314 | 1.4417 | 1.4972 | 3.6094
LO3Slow | New | Fixtures | Residential | Lighting | 7.9543e-05 | 7.5085e-05 | 0.63206 | -112.4296 | Single Family | WA-Downlight Fixture_0 to 249 lumens | 4.3343e-08 | 1.0861e-07 | 2.3662e-07 | 4.5894e-07 | 7.8699e-07 | 1.2143e-06 | 1.7593e-06 | 2.393e-06 | 3.0909e-06 | 3.7906e-06 | 4.3122e-06 | 4.8221e-06 | 5.2616e-06 | 5.5902e-06 | 5.7031e-06 | 5.8041e-06 | 5.822e-06 | 5.7567e-06 | 5.7139e-06 | 5.6383e-06 | 6.8307e-05 | 0.020759 | 0.018014 | 0.017347 | 0.013498 | 0.013157 | 0.012458 | 0.010709 | 0.012671 | 0.015987 | 0.019124 | 0.019347 | 0.020194 | 0 | 0.042248 | 0.032961 | 0.035623 | 0.030846 | 0.031927 | 0.034444 | 0.033403 | 0.034296 | 0.034802 | 0.041722 | 0.042245 | 0.04428 | 9.5904
LO3Slow | New | Fixtures | Residential | Lighting | 0.00015582 | 0.00014709 | 1.2382 | -112.4296 | Single Family | WA-Downlight Fixture_250 to 499 lumens | 7.1593e-06 | 1.794e-05 | 3.9085e-05 | 7.5807e-05 | 0.00012999 | 0.00020058 | 0.0002906 | 0.00039526 | 0.00051055 | 0.00062612 | 0.00071227 | 0.0007965 | 0.0008691 | 0.00092338 | 0.00094203 | 0.0009587 | 0.00096166 | 0.00095088 | 0.00094381 | 0.00093132 | 0.011283 | 0.040667 | 0.035289 | 0.033983 | 0.026443 | 0.025774 | 0.024404 | 0.020978 | 0.024823 | 0.031318 | 0.037464 | 0.037901 | 0.039561 | 0 | 0.082764 | 0.06457 | 0.069785 | 0.060427 | 0.062544 | 0.067475 | 0.065437 | 0.067185 | 0.068177 | 0.081733 | 0.082758 | 0.086744 | 9.5904
LO3Slow | New | Fixtures | Residential | Lighting | 0.00029899 | 0.00028223 | 2.3758 | -112.4296 | Single Family | WA-Downlight Fixture_500 to 999 lumens | 0.00025143 | 0.00063003 | 0.0013726 | 0.0026623 | 0.0045653 | 0.0070442 | 0.010206 | 0.013881 | 0.01793 | 0.021989 | 0.025014 | 0.027973 | 0.030522 | 0.032428 | 0.033083 | 0.033669 | 0.033773 | 0.033394 | 0.033146 | 0.032707 | 0.39624 | 0.07803 | 0.067711 | 0.065205 | 0.050738 | 0.049455 | 0.046826 | 0.040252 | 0.047629 | 0.060092 | 0.071884 | 0.072722 | 0.075907 | 0 | 0.1588 | 0.12389 | 0.1339 | 0.11594 | 0.12001 | 0.12947 | 0.12556 | 0.12891 | 0.13082 | 0.15683 | 0.15879 | 0.16644 | 9.5904
LO3Slow | New | Fixtures | Residential | Lighting | 0.00054811 | 0.0005174 | 4.3554 | -112.4296 | Single Family | WA-Downlight Fixture_1000 to 1999 lumens | 7.6755e-05 | 0.00019233 | 0.00041903 | 0.00081272 | 0.0013937 | 0.0021504 | 0.0031155 | 0.0042376 | 0.0054736 | 0.0067126 | 0.0076363 | 0.0085393 | 0.0093177 | 0.0098996 | 0.010099 | 0.010278 | 0.01031 | 0.010194 | 0.010119 | 0.0099847 | 0.12096 | 0.14305 | 0.12413 | 0.11954 | 0.093015 | 0.090662 | 0.085843 | 0.073792 | 0.087314 | 0.11016 | 0.13178 | 0.13332 | 0.13916 | 0 | 0.29112 | 0.22713 | 0.24547 | 0.21255 | 0.22 | 0.23734 | 0.23018 | 0.23632 | 0.23982 | 0.2875 | 0.2911 | 0.30513 | 9.5904
LO3Slow | New | Fixtures | Residential | Lighting | 0.0010623 | 0.0010028 | 8.4413 | -112.4296 | Single Family | WA-Downlight Fixture_2000 to 3999 lumens | 2.2844e-05 | 5.7242e-05 | 0.00012471 | 0.00024188 | 0.00041478 | 0.00064001 | 0.00092724 | 0.0012612 | 0.001629 | 0.0019978 | 0.0022727 | 0.0025415 | 0.0027731 | 0.0029463 | 0.0030058 | 0.003059 | 0.0030685 | 0.0030341 | 0.0030115 | 0.0029716 | 0.036001 | 0.27724 | 0.24058 | 0.23168 | 0.18027 | 0.17571 | 0.16637 | 0.14302 | 0.16923 | 0.21351 | 0.25541 | 0.25838 | 0.2697 | 0 | 0.56423 | 0.4402 | 0.47576 | 0.41196 | 0.42639 | 0.46 | 0.44611 | 0.45803 | 0.46479 | 0.5572 | 0.56419 | 0.59137 | 9.5904
LO3Slow | New | Fixtures | Residential | Lighting | 0.0019404 | 0.0018317 | 15.4191 | -112.4296 | Single Family | WA-Downlight Fixture_4000 to 7999 lumens | 7.1945e-06 | 1.8028e-05 | 3.9277e-05 | 7.6179e-05 | 0.00013063 | 0.00020157 | 0.00029203 | 0.00039721 | 0.00051306 | 0.00062919 | 0.00071577 | 0.00080042 | 0.00087338 | 0.00092792 | 0.00094666 | 0.00096342 | 0.00096639 | 0.00095556 | 0.00094845 | 0.0009359 | 0.011338 | 0.50641 | 0.43945 | 0.42318 | 0.32929 | 0.32096 | 0.3039 | 0.26124 | 0.30911 | 0.39 | 0.46653 | 0.47197 | 0.49264 | 0 | 1.0306 | 0.80407 | 0.86902 | 0.75248 | 0.77885 | 0.84025 | 0.81487 | 0.83664 | 0.849 | 1.0178 | 1.0306 | 1.0802 | 9.5904
LO3Slow | New | Fixtures | Residential | Lighting | 0.00014232 | 0.00016147 | 0.7969 | -73.9245 | Single Family | WA-Exterior Porch_0 to 249 lumens | 6.7244e-10 | 1.685e-09 | 3.6711e-09 | 7.1202e-09 | 1.221e-08 | 1.884e-08 | 2.7295e-08 | 3.7125e-08 | 4.7953e-08 | 5.8808e-08 | 6.69e-08 | 7.4812e-08 | 8.1631e-08 | 8.6729e-08 | 8.848e-08 | 9.0047e-08 | 9.0325e-08 | 8.9312e-08 | 8.8648e-08 | 8.7475e-08 | 1.0597e-06 | 0.033708 | 0.029627 | 0.023476 | 0.014018 | 0.013139 | 0.012786 | 0.0093382 | 0.011198 | 0.016702 | 0.027366 | 0.031745 | 0.034314 | 0 | 0.065856 | 0.048778 | 0.042894 | 0.035709 | 0.033338 | 0.032041 | 0.033508 | 0.035278 | 0.041287 | 0.047654 | 0.058505 | 0.064635 | 12.2733
LO3Slow | New | Fixtures | Residential | Lighting | 0.0002788 | 0.00031631 | 1.5611 | -73.9245 | Single Family | WA-Exterior Porch_250 to 499 lumens | 2.1313e-07 | 5.3406e-07 | 1.1635e-06 | 2.2568e-06 | 3.8699e-06 | 5.9712e-06 | 8.6511e-06 | 1.1767e-05 | 1.5199e-05 | 1.8639e-05 | 2.1204e-05 | 2.3712e-05 | 2.5873e-05 | 2.7489e-05 | 2.8044e-05 | 2.854e-05 | 2.8629e-05 | 2.8308e-05 | 2.8097e-05 | 2.7725e-05 | 0.00033589 | 0.066034 | 0.058039 | 0.045989 | 0.027461 | 0.025739 | 0.025047 | 0.018293 | 0.021936 | 0.032719 | 0.05361 | 0.062189 | 0.067221 | 0 | 0.12901 | 0.095555 | 0.084029 | 0.069954 | 0.06531 | 0.062767 | 0.065642 | 0.069108 | 0.080881 | 0.093353 | 0.11461 | 0.12662 | 12.2733
LO3Slow | New | Fixtures | Residential | Lighting | 0.00053494 | 0.00060693 | 2.9954 | -73.9245 | Single Family | WA-Exterior Porch_500 to 999 lumens | 1.0655e-05 | 2.67e-05 | 5.8169e-05 | 0.00011282 | 0.00019347 | 0.00029852 | 0.00043249 | 0.00058827 | 0.00075984 | 0.00093184 | 0.0010601 | 0.0011854 | 0.0012935 | 0.0013743 | 0.001402 | 0.0014268 | 0.0014312 | 0.0014152 | 0.0014047 | 0.0013861 | 0.016792 | 0.1267 | 0.11136 | 0.088242 | 0.052691 | 0.049387 | 0.04806 | 0.0351 | 0.04209 | 0.062779 | 0.10286 | 0.11933 | 0.12898 | 0 | 0.24754 | 0.18335 | 0.16123 | 0.13423 | 0.12531 | 0.12043 | 0.12595 | 0.1326 | 0.15519 | 0.17912 | 0.21991 | 0.24295 | 12.2733
LO3Slow | New | Fixtures | Residential | Lighting | 0.00098067 | 0.0011126 | 5.4913 | -73.9245 | Single Family | WA-Exterior Porch_1000 to 1999 lumens | 2.0868e-05 | 5.2291e-05 | 0.00011392 | 0.00022096 | 0.00037891 | 0.00058465 | 0.00084704 | 0.0011521 | 0.0014881 | 0.001825 | 0.0020761 | 0.0023217 | 0.0025333 | 0.0026915 | 0.0027458 | 0.0027944 | 0.0028031 | 0.0027716 | 0.002751 | 0.0027146 | 0.032887 | 0.23228 | 0.20415 | 0.16177 | 0.096594 | 0.090538 | 0.088105 | 0.064347 | 0.07716 | 0.11509 | 0.18857 | 0.21875 | 0.23645 | 0 | 0.4538 | 0.33612 | 0.29557 | 0.24607 | 0.22973 | 0.22079 | 0.2309 | 0.24309 | 0.2845 | 0.32837 | 0.40315 | 0.44539 | 12.2733
LO3Slow | New | Fixtures | Residential | Lighting | 0.0019007 | 0.0021564 | 10.6428 | -73.9245 | Single Family | WA-Exterior Porch_2000 to 3999 lumens | 1.9743e-05 | 4.9473e-05 | 0.00010779 | 0.00020905 | 0.00035849 | 0.00055314 | 0.00080139 | 0.00109 | 0.0014079 | 0.0017267 | 0.0019643 | 0.0021965 | 0.0023968 | 0.0025464 | 0.0025979 | 0.0026438 | 0.002652 | 0.0026223 | 0.0026028 | 0.0025683 | 0.031115 | 0.45018 | 0.39568 | 0.31353 | 0.18721 | 0.17547 | 0.17076 | 0.12471 | 0.14955 | 0.22306 | 0.36548 | 0.42397 | 0.45827 | 0 | 0.87952 | 0.65144 | 0.57286 | 0.47691 | 0.44524 | 0.42791 | 0.44751 | 0.47114 | 0.5514 | 0.63642 | 0.78135 | 0.86322 | 12.2733
LO3Slow | New | Fixtures | Residential | Lighting | 0.0034718 | 0.003939 | 19.4403 | -73.9245 | Single Family | WA-Exterior Porch_4000 to 7999 lumens | 8.6513e-07 | 2.1678e-06 | 4.723e-06 | 9.1604e-06 | 1.5708e-05 | 2.4238e-05 | 3.5116e-05 | 4.7763e-05 | 6.1694e-05 | 7.5659e-05 | 8.607e-05 | 9.6249e-05 | 0.00010502 | 0.00011158 | 0.00011383 | 0.00011585 | 0.00011621 | 0.0001149 | 0.00011405 | 0.00011254 | 0.0013634 | 0.82231 | 0.72275 | 0.57269 | 0.34196 | 0.32052 | 0.31191 | 0.2278 | 0.27316 | 0.40744 | 0.66759 | 0.77442 | 0.83709 | 0 | 1.6066 | 1.1899 | 1.0464 | 0.87113 | 0.81329 | 0.78163 | 0.81742 | 0.86059 | 1.0072 | 1.1625 | 1.4272 | 1.5768 | 12.2733
LO3Slow | New | Fixtures | Residential | Lighting | 0.00011634 | 0.00013606 | 0.64697 | -109.2876 | Single Family | WA-Chandelier/Pendant_0 to 249 lumens | 4.1501e-07 | 1.0399e-06 | 2.2657e-06 | 4.3943e-06 | 7.5354e-06 | 1.1627e-05 | 1.6845e-05 | 2.2912e-05 | 2.9595e-05 | 3.6294e-05 | 4.1289e-05 | 4.6171e-05 | 5.038e-05 | 5.3526e-05 | 5.4607e-05 | 5.5574e-05 | 5.5745e-05 | 5.5121e-05 | 5.471e-05 | 5.3986e-05 | 0.00065403 | 0.027987 | 0.024969 | 0.019729 | 0.011516 | 0.011442 | 0.011362 | 0.0083335 | 0.010003 | 0.014757 | 0.023802 | 0.027082 | 0.028157 | 0 | 0.049031 | 0.036299 | 0.03207 | 0.026756 | 0.027645 | 0.028087 | 0.029848 | 0.031464 | 0.035779 | 0.038806 | 0.045838 | 0.046208 | 5.6742
LO3Slow | New | Fixtures | Residential | Lighting | 0.00022792 | 0.00026653 | 1.2674 | -109.2876 | Single Family | WA-Chandelier/Pendant_250 to 499 lumens | 3.3547e-06 | 8.4061e-06 | 1.8314e-05 | 3.5521e-05 | 6.0911e-05 | 9.3986e-05 | 0.00013617 | 0.00018521 | 0.00023923 | 0.00029338 | 0.00033375 | 0.00037322 | 0.00040724 | 0.00043267 | 0.00044141 | 0.00044922 | 0.00045061 | 0.00044556 | 0.00044224 | 0.00043639 | 0.0052868 | 0.054826 | 0.048914 | 0.038649 | 0.022559 | 0.022414 | 0.022258 | 0.016325 | 0.019596 | 0.028909 | 0.046628 | 0.053053 | 0.05516 | 0 | 0.096051 | 0.071109 | 0.062825 | 0.052415 | 0.054155 | 0.055022 | 0.058472 | 0.061638 | 0.07009 | 0.07602 | 0.089796 | 0.09052 | 5.6742
LO3Slow | New | Fixtures | Residential | Lighting | 0.00043732 | 0.00051142 | 2.4318 | -109.2876 | Single Family | WA-Chandelier/Pendant_500 to 999 lumens | 2.4662e-05 | 6.1797e-05 | 0.00013463 | 0.00026113 | 0.00044779 | 0.00069093 | 0.001001 | 0.0013616 | 0.0017587 | 0.0021568 | 0.0024536 | 0.0027437 | 0.0029938 | 0.0031808 | 0.003245 | 0.0033024 | 0.0033126 | 0.0032755 | 0.0032511 | 0.0032081 | 0.038866 | 0.1052 | 0.093854 | 0.074158 | 0.043286 | 0.043007 | 0.042708 | 0.031324 | 0.0376 | 0.055468 | 0.089468 | 0.1018 | 0.10584 | 0 | 0.1843 | 0.13644 | 0.12055 | 0.10057 | 0.10391 | 0.10557 | 0.11219 | 0.11827 | 0.13449 | 0.14586 | 0.1723 | 0.17369 | 5.6742
LO3Slow | New | Fixtures | Residential | Lighting | 0.0008017 | 0.00093754 | 4.4581 | -109.2876 | Single Family | WA-Chandelier/Pendant_1000 to 1999 lumens | 4.1778e-05 | 0.00010469 | 0.00022808 | 0.00044237 | 0.00075858 | 0.0011705 | 0.0016958 | 0.0023066 | 0.0029793 | 0.0036537 | 0.0041565 | 0.004648 | 0.0050717 | 0.0053884 | 0.0054972 | 0.0055945 | 0.0056118 | 0.0055489 | 0.0055076 | 0.0054347 | 0.065841 | 0.19285 | 0.17206 | 0.13595 | 0.079354 | 0.078841 | 0.078294 | 0.057425 | 0.06893 | 0.10169 | 0.16402 | 0.18662 | 0.19403 | 0 | 0.33786 | 0.25013 | 0.22099 | 0.18437 | 0.19049 | 0.19354 | 0.20567 | 0.21681 | 0.24654 | 0.2674 | 0.31586 | 0.31841 | 5.6742
LO3Slow | New | Fixtures | Residential | Lighting | 0.0015538 | 0.0018171 | 8.6404 | -109.2876 | Single Family | WA-Chandelier/Pendant_2000 to 3999 lumens | 6.0237e-05 | 0.00015094 | 0.00032885 | 0.00063782 | 0.0010937 | 0.0016876 | 0.002445 | 0.0033257 | 0.0042956 | 0.005268 | 0.0059929 | 0.0067016 | 0.0073125 | 0.0077692 | 0.007926 | 0.0080664 | 0.0080913 | 0.0080006 | 0.0079411 | 0.007836 | 0.094931 | 0.37377 | 0.33347 | 0.26348 | 0.1538 | 0.1528 | 0.15174 | 0.1113 | 0.13359 | 0.19708 | 0.31788 | 0.36169 | 0.37605 | 0 | 0.65482 | 0.48478 | 0.4283 | 0.35733 | 0.3692 | 0.3751 | 0.39862 | 0.42021 | 0.47783 | 0.51826 | 0.61217 | 0.61711 | 5.6742
LO3Slow | New | Fixtures | Residential | Lighting | 0.0028382 | 0.0033191 | 15.7827 | -109.2876 | Single Family | WA-Chandelier/Pendant_4000 to 7999 lumens | 3.6187e-05 | 9.0676e-05 | 0.00019755 | 0.00038316 | 0.00065705 | 0.0010138 | 0.0014688 | 0.0019979 | 0.0025806 | 0.0031647 | 0.0036002 | 0.0040259 | 0.0043929 | 0.0046672 | 0.0047615 | 0.0048458 | 0.0048607 | 0.0048062 | 0.0047705 | 0.0047073 | 0.057029 | 0.68273 | 0.60911 | 0.48129 | 0.28093 | 0.27911 | 0.27718 | 0.2033 | 0.24403 | 0.35999 | 0.58065 | 0.66066 | 0.68689 | 0 | 1.1961 | 0.88551 | 0.78234 | 0.65271 | 0.67439 | 0.68517 | 0.72813 | 0.76757 | 0.87281 | 0.94666 | 1.1182 | 1.1272 | 5.6742
LO3Slow | New | Fixtures | Residential | Lighting | 2.898e-05 | 2.7142e-05 | 0.22794 | 11.6324 | Single Family | WA-Linear Flush Mount_0 to 249 lumens | 9.5907e-08 | 2.4032e-07 | 5.2358e-07 | 1.0155e-06 | 1.7414e-06 | 2.687e-06 | 3.8929e-06 | 5.295e-06 | 6.8393e-06 | 8.3875e-06 | 9.5417e-06 | 1.067e-05 | 1.1643e-05 | 1.237e-05 | 1.2619e-05 | 1.2843e-05 | 1.2883e-05 | 1.2738e-05 | 1.2643e-05 | 1.2476e-05 | 0.00015115 | 0.007487 | 0.006459 | 0.0061971 | 0.0048257 | 0.0046285 | 0.0043584 | 0.0037415 | 0.0044261 | 0.0056027 | 0.0067528 | 0.0069007 | 0.0073306 | 0 | 0.015836 | 0.012314 | 0.01313 | 0.01134 | 0.011387 | 0.01209 | 0.011678 | 0.011986 | 0.01228 | 0.014988 | 0.015464 | 0.016735 | 1.5691
LO3Slow | New | Fixtures | Residential | Lighting | 5.6772e-05 | 5.3172e-05 | 0.44653 | 11.6324 | Single Family | WA-Linear Flush Mount_250 to 499 lumens | 2.7365e-06 | 6.8572e-06 | 1.4939e-05 | 2.8976e-05 | 4.9688e-05 | 7.6668e-05 | 0.00011108 | 0.00015108 | 0.00019515 | 0.00023932 | 0.00027225 | 0.00030445 | 0.0003322 | 0.00035295 | 0.00036007 | 0.00036645 | 0.00036758 | 0.00036346 | 0.00036076 | 0.00035598 | 0.0043126 | 0.014667 | 0.012653 | 0.01214 | 0.0094535 | 0.0090671 | 0.008538 | 0.0073295 | 0.0086706 | 0.010976 | 0.013229 | 0.013518 | 0.01436 | 0 | 0.031023 | 0.024123 | 0.025721 | 0.022214 | 0.022307 | 0.023685 | 0.022877 | 0.02348 | 0.024055 | 0.029361 | 0.030294 | 0.032784 | 1.5691
LO3Slow | New | Fixtures | Residential | Lighting | 0.00010893 | 0.00010202 | 0.85678 | 11.6324 | Single Family | WA-Linear Flush Mount_500 to 999 lumens | 5.3464e-05 | 0.00013397 | 0.00029188 | 0.00056611 | 0.00097076 | 0.0014979 | 0.0021701 | 0.0029517 | 0.0038127 | 0.0046757 | 0.0053191 | 0.0059481 | 0.0064903 | 0.0068956 | 0.0070348 | 0.0071594 | 0.0071815 | 0.007101 | 0.0070482 | 0.0069549 | 0.084257 | 0.028142 | 0.024278 | 0.023294 | 0.018139 | 0.017398 | 0.016382 | 0.014064 | 0.016637 | 0.021059 | 0.025382 | 0.025938 | 0.027554 | 0 | 0.059525 | 0.046286 | 0.049352 | 0.042623 | 0.042802 | 0.045445 | 0.043896 | 0.045053 | 0.046157 | 0.056337 | 0.058127 | 0.062904 | 1.5691
LO3Slow | New | Fixtures | Residential | Lighting | 0.0001997 | 0.00018703 | 1.5707 | 11.6324 | Single Family | WA-Linear Flush Mount_1000 to 1999 lumens | 8.7514e-05 | 0.00021929 | 0.00047777 | 0.00092665 | 0.001589 | 0.0024519 | 0.0035522 | 0.0048316 | 0.0062408 | 0.0076535 | 0.0087067 | 0.0097363 | 0.010624 | 0.011287 | 0.011515 | 0.011719 | 0.011755 | 0.011623 | 0.011537 | 0.011384 | 0.13792 | 0.051591 | 0.044508 | 0.042703 | 0.033253 | 0.031894 | 0.030033 | 0.025782 | 0.030499 | 0.038607 | 0.046532 | 0.047551 | 0.050513 | 0 | 0.10912 | 0.084852 | 0.090474 | 0.078139 | 0.078467 | 0.083312 | 0.080471 | 0.082593 | 0.084616 | 0.10328 | 0.10656 | 0.11532 | 1.5691
LO3Slow | New | Fixtures | Residential | Lighting | 0.00038704 | 0.00036249 | 3.0442 | 11.6324 | Single Family | WA-Linear Flush Mount_2000 to 3999 lumens | 3.2424e-05 | 8.1247e-05 | 0.00017701 | 0.00034332 | 0.00058872 | 0.0009084 | 0.0013161 | 0.0017901 | 0.0023122 | 0.0028356 | 0.0032258 | 0.0036073 | 0.0039361 | 0.0041819 | 0.0042663 | 0.0043418 | 0.0043552 | 0.0043064 | 0.0042744 | 0.0042178 | 0.051098 | 0.09999 | 0.086262 | 0.082764 | 0.064448 | 0.061814 | 0.058207 | 0.049968 | 0.059111 | 0.074825 | 0.090185 | 0.09216 | 0.097901 | 0 | 0.2115 | 0.16445 | 0.17535 | 0.15144 | 0.15208 | 0.16147 | 0.15596 | 0.16008 | 0.164 | 0.20017 | 0.20653 | 0.2235 | 1.5691
LO3Slow | New | Fixtures | Residential | Lighting | 0.00070697 | 0.00066213 | 5.5605 | 11.6324 | Single Family | WA-Linear Flush Mount_4000 to 7999 lumens | 3.7449e-06 | 9.384e-06 | 2.0445e-05 | 3.9653e-05 | 6.7998e-05 | 0.00010492 | 0.00015201 | 0.00020676 | 0.00026706 | 0.00032751 | 0.00037258 | 0.00041664 | 0.00045462 | 0.00048301 | 0.00049276 | 0.00050148 | 0.00050303 | 0.00049739 | 0.00049369 | 0.00048716 | 0.0059018 | 0.18264 | 0.15757 | 0.15118 | 0.11772 | 0.11291 | 0.10632 | 0.091273 | 0.10797 | 0.13668 | 0.16473 | 0.16834 | 0.17883 | 0 | 0.38632 | 0.3004 | 0.3203 | 0.27663 | 0.27779 | 0.29494 | 0.28488 | 0.2924 | 0.29956 | 0.36563 | 0.37725 | 0.40825 | 1.5691
LO3Slow | New | Fixtures | Residential | Lighting | 2.1873e-05 | 2.0242e-05 | 0.16937 | 20.5429 | Single Family | WA-Linear Shop_0 to 249 lumens | 2.2591e-08 | 5.661e-08 | 1.2333e-07 | 2.3921e-07 | 4.102e-07 | 6.3294e-07 | 9.1699e-07 | 1.2473e-06 | 1.611e-06 | 1.9757e-06 | 2.2476e-06 | 2.5134e-06 | 2.7425e-06 | 2.9138e-06 | 2.9726e-06 | 3.0252e-06 | 3.0346e-06 | 3.0005e-06 | 2.9782e-06 | 2.9388e-06 | 3.5603e-05 | 0.005564 | 0.0047565 | 0.0045372 | 0.0035372 | 0.0033056 | 0.0030843 | 0.0026418 | 0.0031239 | 0.0039762 | 0.0048523 | 0.0050398 | 0.005502 | 0 | 0.012457 | 0.0096407 | 0.010081 | 0.0086736 | 0.0083159 | 0.0086034 | 0.0082545 | 0.0084675 | 0.0088128 | 0.01107 | 0.011754 | 0.013315 | 1.2346
LO3Slow | New | Fixtures | Residential | Lighting | 4.2848e-05 | 3.9655e-05 | 0.33179 | 20.5429 | Single Family | WA-Linear Shop_250 to 499 lumens | 0 | 0 | 0 | 0 | 0 | 0 | 0 | 0 | 0 | 0 | 0 | 0 | 0 | 0 | 0 | 0 | 0 | 0 | 0 | 0 | 0 | 0.0109 | 0.0093179 | 0.0088884 | 0.0069294 | 0.0064756 | 0.0060422 | 0.0051753 | 0.0061197 | 0.0077893 | 0.0095056 | 0.0098729 | 0.010778 | 0 | 0.024402 | 0.018886 | 0.019749 | 0.016991 | 0.016291 | 0.016854 | 0.01617 | 0.016588 | 0.017264 | 0.021686 | 0.023026 | 0.026085 | 1.2346
LO3Slow | New | Fixtures | Residential | Lighting | 8.2216e-05 | 7.6087e-05 | 0.63662 | 20.5429 | Single Family | WA-Linear Shop_500 to 999 lumens | 3.5525e-08 | 8.9019e-08 | 1.9394e-07 | 3.7616e-07 | 6.4504e-07 | 9.9529e-07 | 1.442e-06 | 1.9613e-06 | 2.5334e-06 | 3.1068e-06 | 3.5344e-06 | 3.9523e-06 | 4.3126e-06 | 4.5819e-06 | 4.6744e-06 | 4.7572e-06 | 4.7719e-06 | 4.7184e-06 | 4.6833e-06 | 4.6213e-06 | 5.5986e-05 | 0.020914 | 0.017879 | 0.017055 | 0.013296 | 0.012425 | 0.011593 | 0.0099302 | 0.011742 | 0.014946 | 0.018239 | 0.018944 | 0.020681 | 0 | 0.046822 | 0.036238 | 0.037894 | 0.032602 | 0.031258 | 0.032339 | 0.031027 | 0.031828 | 0.033126 | 0.04161 | 0.044182 | 0.05005 | 1.2346
LO3Slow | New | Fixtures | Residential | Lighting | 0.00015072 | 0.00013949 | 1.1671 | 20.5429 | Single Family | WA-Linear Shop_1000 to 1999 lumens | 1.9924e-08 | 4.9924e-08 | 1.0877e-07 | 2.1096e-07 | 3.6176e-07 | 5.5819e-07 | 8.087e-07 | 1.1e-06 | 1.4208e-06 | 1.7424e-06 | 1.9822e-06 | 2.2166e-06 | 2.4186e-06 | 2.5697e-06 | 2.6215e-06 | 2.668e-06 | 2.6762e-06 | 2.6462e-06 | 2.6265e-06 | 2.5918e-06 | 3.1399e-05 | 0.03834 | 0.032776 | 0.031265 | 0.024374 | 0.022778 | 0.021254 | 0.018204 | 0.021526 | 0.027399 | 0.033436 | 0.034728 | 0.037913 | 0 | 0.085836 | 0.066432 | 0.069468 | 0.059768 | 0.057303 | 0.059284 | 0.05688 | 0.058347 | 0.060727 | 0.076281 | 0.080996 | 0.091754 | 1.2346
LO3Slow | New | Fixtures | Residential | Lighting | 0.00029211 | 0.00027034 | 2.2619 | 20.5429 | Single Family | WA-Linear Shop_2000 to 3999 lumens | 0 | 0 | 0 | 0 | 0 | 0 | 0 | 0 | 0 | 0 | 0 | 0 | 0 | 0 | 0 | 0 | 0 | 0 | 0 | 0 | 0 | 0.074308 | 0.063524 | 0.060596 | 0.04724 | 0.044147 | 0.041192 | 0.035282 | 0.04172 | 0.053103 | 0.064803 | 0.067307 | 0.07348 | 0 | 0.16636 | 0.12875 | 0.13464 | 0.11584 | 0.11106 | 0.1149 | 0.11024 | 0.11308 | 0.1177 | 0.14784 | 0.15698 | 0.17783 | 1.2346
LO3Slow | New | Fixtures | Residential | Lighting | 0.00053358 | 0.00049381 | 4.1317 | 20.5429 | Single Family | WA-Linear Shop_4000 to 7999 lumens | 2.8801e-07 | 7.217e-07 | 1.5723e-06 | 3.0496e-06 | 5.2295e-06 | 8.0691e-06 | 1.169e-05 | 1.5901e-05 | 2.0539e-05 | 2.5188e-05 | 2.8654e-05 | 3.2043e-05 | 3.4963e-05 | 3.7147e-05 | 3.7897e-05 | 3.8568e-05 | 3.8687e-05 | 3.8253e-05 | 3.7969e-05 | 3.7466e-05 | 0.00045389 | 0.13573 | 0.11603 | 0.11068 | 0.08629 | 0.080639 | 0.075242 | 0.064447 | 0.076207 | 0.096999 | 0.11837 | 0.12294 | 0.13422 | 0 | 0.30388 | 0.23518 | 0.24593 | 0.21159 | 0.20287 | 0.20988 | 0.20137 | 0.20656 | 0.21499 | 0.27005 | 0.28674 | 0.32483 | 1.2346
LO3Slow | New | Fixtures | Residential | Lighting | 0.00021426 | 0.00020326 | 1.7136 | -52.1552 | Single Family | WA-Track_0 to 249 lumens | 1.0756e-08 | 2.6953e-08 | 5.8722e-08 | 1.1389e-07 | 1.953e-07 | 3.0135e-07 | 4.366e-07 | 5.9385e-07 | 7.6705e-07 | 9.4069e-07 | 1.0701e-06 | 1.1967e-06 | 1.3058e-06 | 1.3873e-06 | 1.4153e-06 | 1.4404e-06 | 1.4448e-06 | 1.4286e-06 | 1.418e-06 | 1.3992e-06 | 1.6951e-05 | 0.056276 | 0.049013 | 0.047306 | 0.036794 | 0.036217 | 0.034405 | 0.029598 | 0.035027 | 0.044107 | 0.052524 | 0.052811 | 0.054523 | 0 | 0.11172 | 0.08735 | 0.095246 | 0.082612 | 0.087151 | 0.094937 | 0.09229 | 0.094775 | 0.095627 | 0.11339 | 0.11345 | 0.11644 | 5.0418
LO3Slow | New | Fixtures | Residential | Lighting | 0.00041973 | 0.00039818 | 3.3569 | -52.1552 | Single Family | WA-Track_250 to 499 lumens | 9.811e-07 | 2.4584e-06 | 5.3561e-06 | 1.0388e-05 | 1.7814e-05 | 2.7487e-05 | 3.9823e-05 | 5.4166e-05 | 6.9965e-05 | 8.5802e-05 | 9.7609e-05 | 0.00010915 | 0.0001191 | 0.00012654 | 0.00012909 | 0.00013138 | 0.00013179 | 0.00013031 | 0.00012934 | 0.00012763 | 0.0015462 | 0.11024 | 0.096016 | 0.092672 | 0.072079 | 0.070948 | 0.067399 | 0.057983 | 0.068618 | 0.086405 | 0.10289 | 0.10346 | 0.10681 | 0 | 0.21885 | 0.17112 | 0.18659 | 0.16184 | 0.17073 | 0.18598 | 0.1808 | 0.18566 | 0.18733 | 0.22212 | 0.22225 | 0.22811 | 5.0418
LO3Slow | New | Fixtures | Residential | Lighting | 0.00080537 | 0.00076401 | 6.4411 | -52.1552 | Single Family | WA-Track_500 to 999 lumens | 1.562e-05 | 3.9142e-05 | 8.5276e-05 | 0.0001654 | 0.00028362 | 0.00043763 | 0.00063404 | 0.0008624 | 0.0011139 | 0.0013661 | 0.0015541 | 0.0017378 | 0.0018962 | 0.0020147 | 0.0020553 | 0.0020917 | 0.0020982 | 0.0020747 | 0.0020592 | 0.002032 | 0.024617 | 0.21153 | 0.18423 | 0.17782 | 0.1383 | 0.13613 | 0.12932 | 0.11125 | 0.13166 | 0.16579 | 0.19743 | 0.19851 | 0.20494 | 0 | 0.41992 | 0.32833 | 0.35801 | 0.31052 | 0.32758 | 0.35685 | 0.3469 | 0.35624 | 0.35945 | 0.42619 | 0.42644 | 0.43769 | 5.0418
LO3Slow | New | Fixtures | Residential | Lighting | 0.0014764 | 0.0014006 | 11.808 | -52.1552 | Single Family | WA-Track_1000 to 1999 lumens | 2.2697e-05 | 5.6874e-05 | 0.00012391 | 0.00024033 | 0.00041212 | 0.0006359 | 0.00092128 | 0.0012531 | 0.0016186 | 0.001985 | 0.0022581 | 0.0025251 | 0.0027553 | 0.0029274 | 0.0029865 | 0.0030394 | 0.0030487 | 0.0030146 | 0.0029921 | 0.0029526 | 0.03577 | 0.38779 | 0.33774 | 0.32598 | 0.25354 | 0.24956 | 0.23708 | 0.20396 | 0.24137 | 0.30393 | 0.36193 | 0.36391 | 0.37571 | 0 | 0.76981 | 0.60191 | 0.65632 | 0.56926 | 0.60054 | 0.65419 | 0.63595 | 0.65307 | 0.65895 | 0.78131 | 0.78177 | 0.80238 | 5.0418
LO3Slow | New | Fixtures | Residential | Lighting | 0.0028615 | 0.0027146 | 22.8853 | -52.1552 | Single Family | WA-Track_2000 to 3999 lumens | 3.6248e-05 | 9.083e-05 | 0.00019789 | 0.00038381 | 0.00065816 | 0.0010155 | 0.0014713 | 0.0020012 | 0.0025849 | 0.0031701 | 0.0036063 | 0.0040327 | 0.0044003 | 0.0046751 | 0.0047695 | 0.004854 | 0.0048689 | 0.0048144 | 0.0047786 | 0.0047153 | 0.057125 | 0.75158 | 0.65458 | 0.63178 | 0.49139 | 0.48368 | 0.45948 | 0.39529 | 0.4678 | 0.58906 | 0.70147 | 0.7053 | 0.72817 | 0 | 1.492 | 1.1666 | 1.272 | 1.1033 | 1.1639 | 1.2679 | 1.2326 | 1.2657 | 1.2771 | 1.5143 | 1.5152 | 1.5551 | 5.0418
LO3Slow | New | Fixtures | Residential | Lighting | 0.0052269 | 0.0049585 | 41.8027 | -52.1552 | Single Family | WA-Track_4000 to 7999 lumens | 1.4582e-05 | 3.6541e-05 | 7.961e-05 | 0.00015441 | 0.00026478 | 0.00040855 | 0.00059191 | 0.00080509 | 0.0010399 | 0.0012753 | 0.0014508 | 0.0016224 | 0.0017702 | 0.0018808 | 0.0019188 | 0.0019527 | 0.0019588 | 0.0019368 | 0.0019224 | 0.001897 | 0.022981 | 1.3729 | 1.1957 | 1.154 | 0.89758 | 0.8835 | 0.8393 | 0.72205 | 0.85449 | 1.076 | 1.2813 | 1.2883 | 1.3301 | 0 | 2.7253 | 2.1309 | 2.3235 | 2.0153 | 2.126 | 2.316 | 2.2514 | 2.312 | 2.3328 | 2.766 | 2.7676 | 2.8406 | 5.0418
LO3Slow | New | Fixtures | Residential | Lighting | 9.9203e-05 | 9.4046e-05 | 0.7927 | -66.87 | Multifamily - Low Rise | ID/MT/OR-Floor/Table_0 to 249 lumens | 3.3357e-07 | 8.4868e-07 | 1.8766e-06 | 3.693e-06 | 6.4236e-06 | 1.0066e-05 | 1.4801e-05 | 2.0411e-05 | 2.6729e-05 | 3.3257e-05 | 3.8425e-05 | 4.3617e-05 | 4.8286e-05 | 5.209e-05 | 5.3963e-05 | 5.5782e-05 | 5.6795e-05 | 5.7067e-05 | 5.7543e-05 | 5.7723e-05 | 0.00063973 | 0.026033 | 0.022662 | 0.021866 | 0.017008 | 0.016719 | 0.015876 | 0.013656 | 0.016161 | 0.020356 | 0.024255 | 0.024407 | 0.025237 | 0 | 0.051857 | 0.040534 | 0.044144 | 0.03828 | 0.040278 | 0.043819 | 0.042584 | 0.043729 | 0.044156 | 0.052434 | 0.05255 | 0.054093 | 8.6572
LO3Slow | New | Fixtures | Residential | Lighting | 0.00019434 | 0.00018423 | 1.5529 | -66.87 | Multifamily - Low Rise | ID/MT/OR-Floor/Table_250 to 499 lumens | 2.3364e-06 | 5.9442e-06 | 1.3144e-05 | 2.5866e-05 | 4.4991e-05 | 7.0503e-05 | 0.00010367 | 0.00014296 | 0.00018721 | 0.00023293 | 0.00026913 | 0.00030549 | 0.0003382 | 0.00036484 | 0.00037796 | 0.0003907 | 0.00039779 | 0.0003997 | 0.00040304 | 0.0004043 | 0.0044807 | 0.050999 | 0.044395 | 0.042836 | 0.033319 | 0.032753 | 0.0311 | 0.026753 | 0.031659 | 0.039876 | 0.047515 | 0.047814 | 0.049438 | 0 | 0.10159 | 0.079407 | 0.086478 | 0.07499 | 0.078904 | 0.085841 | 0.083422 | 0.085665 | 0.086502 | 0.10272 | 0.10295 | 0.10597 | 8.6572
LO3Slow | New | Fixtures | Residential | Lighting | 0.00037289 | 0.0003535 | 2.9796 | -66.87 | Multifamily - Low Rise | ID/MT/OR-Floor/Table_500 to 999 lumens | 1.9838e-05 | 5.0471e-05 | 0.0001116 | 0.00021962 | 0.00038201 | 0.00059863 | 0.00088023 | 0.0012139 | 0.0015896 | 0.0019778 | 0.0022851 | 0.0025939 | 0.0028716 | 0.0030978 | 0.0032092 | 0.0033174 | 0.0033776 | 0.0033938 | 0.0034221 | 0.0034328 | 0.038045 | 0.097855 | 0.085183 | 0.082191 | 0.063931 | 0.062845 | 0.059674 | 0.051332 | 0.060746 | 0.076513 | 0.09117 | 0.091743 | 0.09486 | 0 | 0.19492 | 0.15236 | 0.16593 | 0.14389 | 0.1514 | 0.16471 | 0.16007 | 0.16437 | 0.16598 | 0.19709 | 0.19753 | 0.20333 | 8.6572
LO3Slow | New | Fixtures | Residential | Lighting | 0.00068359 | 0.00064805 | 5.4623 | -66.87 | Multifamily - Low Rise | ID/MT/OR-Floor/Table_1000 to 1999 lumens | 2.1822e-05 | 5.5521e-05 | 0.00012277 | 0.0002416 | 0.00042023 | 0.00065852 | 0.00096829 | 0.0013353 | 0.0017486 | 0.0021757 | 0.0025137 | 0.0028534 | 0.0031589 | 0.0034077 | 0.0035302 | 0.0036493 | 0.0037155 | 0.0037333 | 0.0037645 | 0.0037762 | 0.041851 | 0.17939 | 0.15616 | 0.15068 | 0.1172 | 0.11521 | 0.1094 | 0.094103 | 0.11136 | 0.14027 | 0.16713 | 0.16819 | 0.1739 | 0 | 0.35733 | 0.27931 | 0.30419 | 0.26378 | 0.27755 | 0.30195 | 0.29344 | 0.30133 | 0.30427 | 0.36131 | 0.36211 | 0.37274 | 8.6572
LO3Slow | New | Fixtures | Residential | Lighting | 0.0013249 | 0.001256 | 10.5866 | -66.87 | Multifamily - Low Rise | ID/MT/OR-Floor/Table_2000 to 3999 lumens | 6.0765e-06 | 1.546e-05 | 3.4185e-05 | 6.7273e-05 | 0.00011701 | 0.00018337 | 0.00026962 | 0.00037182 | 0.00048691 | 0.00060582 | 0.00069996 | 0.00079453 | 0.0008796 | 0.0009489 | 0.00098301 | 0.0010161 | 0.0010346 | 0.0010395 | 0.0010482 | 0.0010515 | 0.011654 | 0.34768 | 0.30266 | 0.29203 | 0.22715 | 0.22329 | 0.21202 | 0.18238 | 0.21583 | 0.27185 | 0.32393 | 0.32597 | 0.33704 | 0 | 0.69256 | 0.54135 | 0.58956 | 0.51124 | 0.53792 | 0.58522 | 0.56872 | 0.58401 | 0.58972 | 0.70027 | 0.70182 | 0.72242 | 8.6572
LO3Slow | New | Fixtures | Residential | Lighting | 0.0024201 | 0.0022942 | 19.3377 | -66.87 | Multifamily - Low Rise | ID/MT/OR-Floor/Table_4000 to 7999 lumens | 6.9967e-07 | 1.7801e-06 | 3.9361e-06 | 7.7461e-06 | 1.3473e-05 | 2.1114e-05 | 3.1045e-05 | 4.2813e-05 | 5.6065e-05 | 6.9757e-05 | 8.0596e-05 | 9.1486e-05 | 0.00010128 | 0.00010926 | 0.00011319 | 0.000117 | 0.00011913 | 0.0001197 | 0.0001207 | 0.00012107 | 0.0013418 | 0.63508 | 0.55284 | 0.53342 | 0.41491 | 0.40786 | 0.38729 | 0.33315 | 0.39425 | 0.49657 | 0.59169 | 0.59542 | 0.61564 | 0 | 1.265 | 0.98883 | 1.0769 | 0.93383 | 0.98258 | 1.069 | 1.0388 | 1.0668 | 1.0772 | 1.2791 | 1.282 | 1.3196 | 8.6572
LO3Slow | New | Fixtures | Residential | Lighting | 0.00013061 | 0.00012357 | 1.0409 | -37.1249 | Multifamily - Low Rise | ID/MT/OR-Ceiling and Wall Flush Mount _0 to 249 lumens | 1.8493e-07 | 4.7049e-07 | 1.0403e-06 | 2.0473e-06 | 3.5611e-06 | 5.5804e-06 | 8.2055e-06 | 1.1316e-05 | 1.4818e-05 | 1.8437e-05 | 2.1302e-05 | 2.418e-05 | 2.6769e-05 | 2.8878e-05 | 2.9916e-05 | 3.0925e-05 | 3.1486e-05 | 3.1637e-05 | 3.1901e-05 | 3.2001e-05 | 0.00035465 | 0.034185 | 0.029713 | 0.028642 | 0.022283 | 0.021815 | 0.020686 | 0.017788 | 0.02105 | 0.026535 | 0.031677 | 0.031958 | 0.033195 | 0 | 0.068809 | 0.053735 | 0.058303 | 0.050522 | 0.052738 | 0.057144 | 0.055478 | 0.056965 | 0.057658 | 0.068781 | 0.069277 | 0.071943 | 3.7716
LO3Slow | New | Fixtures | Residential | Lighting | 0.00025587 | 0.00024207 | 2.0391 | -37.1249 | Multifamily - Low Rise | ID/MT/OR-Ceiling and Wall Flush Mount _250 to 499 lumens | 2.258e-06 | 5.7448e-06 | 1.2703e-05 | 2.4998e-05 | 4.3482e-05 | 6.8138e-05 | 0.00010019 | 0.00013816 | 0.00018093 | 0.00022512 | 0.0002601 | 0.00029524 | 0.00032685 | 0.0003526 | 0.00036528 | 0.00037759 | 0.00038445 | 0.00038629 | 0.00038951 | 0.00039073 | 0.0043304 | 0.066968 | 0.058207 | 0.05611 | 0.043652 | 0.042735 | 0.040524 | 0.034847 | 0.041236 | 0.051981 | 0.062055 | 0.062605 | 0.065028 | 0 | 0.1348 | 0.10527 | 0.11422 | 0.098972 | 0.10331 | 0.11194 | 0.10868 | 0.11159 | 0.11295 | 0.13474 | 0.13571 | 0.14094 | 3.7716
LO3Slow | New | Fixtures | Residential | Lighting | 0.00049096 | 0.00046447 | 3.9125 | -37.1249 | Multifamily - Low Rise | ID/MT/OR-Ceiling and Wall Flush Mount _500 to 999 lumens | 2.1104e-05 | 5.3692e-05 | 0.00011872 | 0.00023364 | 0.00040639 | 0.00063683 | 0.0009364 | 0.0012913 | 0.001691 | 0.002104 | 0.0024309 | 0.0027594 | 0.0030548 | 0.0032955 | 0.003414 | 0.0035291 | 0.0035931 | 0.0036103 | 0.0036405 | 0.0036519 | 0.040473 | 0.1285 | 0.11169 | 0.10766 | 0.083758 | 0.081999 | 0.077756 | 0.066864 | 0.079122 | 0.099739 | 0.11907 | 0.12012 | 0.12477 | 0 | 0.25864 | 0.20198 | 0.21915 | 0.1899 | 0.19823 | 0.21479 | 0.20853 | 0.21412 | 0.21673 | 0.25854 | 0.2604 | 0.27042 | 3.7716
LO3Slow | New | Fixtures | Residential | Lighting | 0.00090004 | 0.00085147 | 7.1725 | -37.1249 | Multifamily - Low Rise | ID/MT/OR-Ceiling and Wall Flush Mount _1000 to 1999 lumens | 2.6069e-05 | 6.6326e-05 | 0.00014666 | 0.00028862 | 0.00050202 | 0.00078669 | 0.0011567 | 0.0015952 | 0.002089 | 0.0025991 | 0.003003 | 0.0034087 | 0.0037737 | 0.004071 | 0.0042173 | 0.0043595 | 0.0044386 | 0.0044599 | 0.0044971 | 0.0045112 | 0.049996 | 0.23556 | 0.20475 | 0.19737 | 0.15355 | 0.15032 | 0.14254 | 0.12258 | 0.14505 | 0.18284 | 0.21828 | 0.22022 | 0.22874 | 0 | 0.47414 | 0.37028 | 0.40175 | 0.34814 | 0.36341 | 0.39377 | 0.38228 | 0.39253 | 0.39731 | 0.47396 | 0.47737 | 0.49574 | 3.7716
LO3Slow | New | Fixtures | Residential | Lighting | 0.0017444 | 0.0016503 | 13.9011 | -37.1249 | Multifamily - Low Rise | ID/MT/OR-Ceiling and Wall Flush Mount _2000 to 3999 lumens | 2.0618e-05 | 5.2456e-05 | 0.00011599 | 0.00022826 | 0.00039703 | 0.00062217 | 0.00091484 | 0.0012616 | 0.0016521 | 0.0020556 | 0.002375 | 0.0026959 | 0.0029845 | 0.0032196 | 0.0033354 | 0.0034478 | 0.0035104 | 0.0035272 | 0.0035567 | 0.0035678 | 0.039541 | 0.45655 | 0.39682 | 0.38252 | 0.29759 | 0.29134 | 0.27627 | 0.23757 | 0.28112 | 0.35437 | 0.42305 | 0.42681 | 0.44332 | 0 | 0.91895 | 0.71764 | 0.77865 | 0.67473 | 0.70433 | 0.76317 | 0.74092 | 0.76078 | 0.77003 | 0.91859 | 0.9252 | 0.96082 | 3.7716
LO3Slow | New | Fixtures | Residential | Lighting | 0.0031863 | 0.0030144 | 25.3921 | -37.1249 | Multifamily - Low Rise | ID/MT/OR-Ceiling and Wall Flush Mount _4000 to 7999 lumens | 6.2501e-06 | 1.5901e-05 | 3.5161e-05 | 6.9195e-05 | 0.00012036 | 0.0001886 | 0.00027732 | 0.00038244 | 0.00050082 | 0.00062313 | 0.00071995 | 0.00081723 | 0.00090472 | 0.000976 | 0.0010111 | 0.0010452 | 0.0010641 | 0.0010692 | 0.0010782 | 0.0010815 | 0.011986 | 0.83394 | 0.72484 | 0.69872 | 0.54359 | 0.53218 | 0.50464 | 0.43395 | 0.5135 | 0.64731 | 0.77276 | 0.77961 | 0.80978 | 0 | 1.6786 | 1.3109 | 1.4223 | 1.2325 | 1.2865 | 1.394 | 1.3534 | 1.3896 | 1.4066 | 1.6779 | 1.69 | 1.755 | 3.7716
LO3Slow | New | Fixtures | Residential | Lighting | 0.00010381 | 9.7994e-05 | 0.82491 | -111.0448 | Multifamily - Low Rise | ID/MT/OR-Downlight Fixture_0 to 249 lumens | 8.497e-09 | 2.1618e-08 | 4.7802e-08 | 9.4071e-08 | 1.6363e-07 | 2.5641e-07 | 3.7702e-07 | 5.1993e-07 | 6.8087e-07 | 8.4715e-07 | 9.7878e-07 | 1.111e-06 | 1.23e-06 | 1.3269e-06 | 1.3746e-06 | 1.4209e-06 | 1.4467e-06 | 1.4536e-06 | 1.4658e-06 | 1.4704e-06 | 1.6296e-05 | 0.027093 | 0.02351 | 0.02264 | 0.017617 | 0.017171 | 0.016259 | 0.013976 | 0.016537 | 0.020865 | 0.024959 | 0.02525 | 0.026356 | 0 | 0.055138 | 0.043017 | 0.046492 | 0.040257 | 0.041668 | 0.044953 | 0.043595 | 0.044759 | 0.045421 | 0.054451 | 0.055134 | 0.05779 | 10.4664
LO3Slow | New | Fixtures | Residential | Lighting | 0.00020337 | 0.00019197 | 1.616 | -111.0448 | Multifamily - Low Rise | ID/MT/OR-Downlight Fixture_250 to 499 lumens | 1.4035e-06 | 3.5709e-06 | 7.8958e-06 | 1.5538e-05 | 2.7027e-05 | 4.2353e-05 | 6.2276e-05 | 8.5881e-05 | 0.00011247 | 0.00013993 | 0.00016167 | 0.00018352 | 0.00020317 | 0.00021917 | 0.00022705 | 0.00023471 | 0.00023897 | 0.00024011 | 0.00024212 | 0.00024287 | 0.0026917 | 0.053074 | 0.046056 | 0.044351 | 0.034511 | 0.033638 | 0.03185 | 0.027379 | 0.032396 | 0.040874 | 0.048895 | 0.049464 | 0.051631 | 0 | 0.10801 | 0.08427 | 0.091077 | 0.078864 | 0.081627 | 0.088062 | 0.085402 | 0.087683 | 0.088979 | 0.10667 | 0.10801 | 0.11321 | 10.4664
LO3Slow | New | Fixtures | Residential | Lighting | 0.00039021 | 0.00036834 | 3.1007 | -111.0448 | Multifamily - Low Rise | ID/MT/OR-Downlight Fixture_500 to 999 lumens | 4.9291e-05 | 0.00012541 | 0.00027729 | 0.0005457 | 0.00094918 | 0.0014874 | 0.0021871 | 0.0030161 | 0.0039497 | 0.0049143 | 0.0056778 | 0.006445 | 0.007135 | 0.0076971 | 0.0079739 | 0.0082427 | 0.0083923 | 0.0084325 | 0.0085029 | 0.0085295 | 0.09453 | 0.10184 | 0.08837 | 0.085099 | 0.066219 | 0.064544 | 0.061113 | 0.052533 | 0.06216 | 0.078427 | 0.093817 | 0.09491 | 0.099067 | 0 | 0.20725 | 0.16169 | 0.17476 | 0.15132 | 0.15662 | 0.16897 | 0.16387 | 0.16824 | 0.17073 | 0.20467 | 0.20724 | 0.21722 | 10.4664
LO3Slow | New | Fixtures | Residential | Lighting | 0.00071535 | 0.00067525 | 5.6843 | -111.0448 | Multifamily - Low Rise | ID/MT/OR-Downlight Fixture_1000 to 1999 lumens | 1.5047e-05 | 3.8283e-05 | 8.4651e-05 | 0.00016659 | 0.00028976 | 0.00045407 | 0.00066766 | 0.00092073 | 0.0012057 | 0.0015002 | 0.0017333 | 0.0019675 | 0.0021781 | 0.0023497 | 0.0024342 | 0.0025163 | 0.002562 | 0.0025742 | 0.0025957 | 0.0026038 | 0.028858 | 0.18669 | 0.162 | 0.15601 | 0.12139 | 0.11832 | 0.11203 | 0.096306 | 0.11395 | 0.14377 | 0.17199 | 0.17399 | 0.18161 | 0 | 0.37995 | 0.29642 | 0.32037 | 0.2774 | 0.28712 | 0.30976 | 0.3004 | 0.30843 | 0.31298 | 0.37521 | 0.37992 | 0.39822 | 10.4664
LO3Slow | New | Fixtures | Residential | Lighting | 0.0013864 | 0.0013087 | 11.0168 | -111.0448 | Multifamily - Low Rise | ID/MT/OR-Downlight Fixture_2000 to 3999 lumens | 4.4783e-06 | 1.1394e-05 | 2.5194e-05 | 4.958e-05 | 8.6239e-05 | 0.00013514 | 0.00019871 | 0.00027403 | 0.00035885 | 0.00044649 | 0.00051586 | 0.00058557 | 0.00064826 | 0.00069933 | 0.00072447 | 0.00074889 | 0.00076249 | 0.00076614 | 0.00077254 | 0.00077496 | 0.0085886 | 0.36183 | 0.31398 | 0.30236 | 0.23528 | 0.22933 | 0.21714 | 0.18665 | 0.22086 | 0.27865 | 0.33333 | 0.33722 | 0.35199 | 0 | 0.73638 | 0.5745 | 0.62091 | 0.53764 | 0.55648 | 0.60035 | 0.58222 | 0.59777 | 0.6066 | 0.72721 | 0.73633 | 0.7718 | 10.4664
LO3Slow | New | Fixtures | Residential | Lighting | 0.0025325 | 0.0023905 | 20.1235 | -111.0448 | Multifamily - Low Rise | ID/MT/OR-Downlight Fixture_4000 to 7999 lumens | 1.4104e-06 | 3.5884e-06 | 7.9346e-06 | 1.5615e-05 | 2.716e-05 | 4.2562e-05 | 6.2582e-05 | 8.6303e-05 | 0.00011302 | 0.00014062 | 0.00016247 | 0.00018442 | 0.00020416 | 0.00022025 | 0.00022817 | 0.00023586 | 0.00024014 | 0.00024129 | 0.00024331 | 0.00024407 | 0.0027049 | 0.66092 | 0.57353 | 0.5523 | 0.42976 | 0.41889 | 0.39662 | 0.34094 | 0.40342 | 0.50899 | 0.60887 | 0.61597 | 0.64295 | 0 | 1.3451 | 1.0494 | 1.1342 | 0.98207 | 1.0165 | 1.0966 | 1.0635 | 1.0919 | 1.108 | 1.3283 | 1.345 | 1.4098 | 10.4664
LO3Slow | New | Fixtures | Residential | Lighting | 0.00015581 | 0.00017678 | 0.87246 | -72.4583 | Multifamily - Low Rise | ID/MT/OR-Exterior Porch_0 to 249 lumens | 1.1059e-10 | 2.8135e-10 | 6.2212e-10 | 1.2243e-09 | 2.1295e-09 | 3.3371e-09 | 4.9068e-09 | 6.7667e-09 | 8.8613e-09 | 1.1025e-08 | 1.2738e-08 | 1.446e-08 | 1.6008e-08 | 1.7269e-08 | 1.789e-08 | 1.8493e-08 | 1.8828e-08 | 1.8919e-08 | 1.9077e-08 | 1.9136e-08 | 2.1208e-07 | 0.036904 | 0.032436 | 0.025702 | 0.015347 | 0.014385 | 0.013998 | 0.010224 | 0.012259 | 0.018285 | 0.029961 | 0.034755 | 0.037568 | 0 | 0.0721 | 0.053403 | 0.046961 | 0.039095 | 0.036499 | 0.035078 | 0.036685 | 0.038622 | 0.045202 | 0.052172 | 0.064052 | 0.070763 | 10.5821
LO3Slow | New | Fixtures | Residential | Lighting | 0.00030523 | 0.0003463 | 1.7091 | -72.4583 | Multifamily - Low Rise | ID/MT/OR-Exterior Porch_250 to 499 lumens | 3.505e-08 | 8.9175e-08 | 1.9718e-07 | 3.8804e-07 | 6.7496e-07 | 1.0577e-06 | 1.5552e-06 | 2.1447e-06 | 2.8086e-06 | 3.4945e-06 | 4.0375e-06 | 4.583e-06 | 5.0737e-06 | 5.4734e-06 | 5.6702e-06 | 5.8613e-06 | 5.9677e-06 | 5.9963e-06 | 6.0464e-06 | 6.0653e-06 | 6.722e-05 | 0.072295 | 0.063542 | 0.050349 | 0.030064 | 0.02818 | 0.027422 | 0.020028 | 0.024016 | 0.035821 | 0.058693 | 0.068085 | 0.073595 | 0 | 0.14124 | 0.10462 | 0.091996 | 0.076587 | 0.071502 | 0.068718 | 0.071865 | 0.075661 | 0.08855 | 0.1022 | 0.12548 | 0.13862 | 10.5821
LO3Slow | New | Fixtures | Residential | Lighting | 0.00058566 | 0.00066447 | 3.2794 | -72.4583 | Multifamily - Low Rise | ID/MT/OR-Exterior Porch_500 to 999 lumens | 1.7523e-06 | 4.4582e-06 | 9.8578e-06 | 1.9399e-05 | 3.3743e-05 | 5.2878e-05 | 7.7751e-05 | 0.00010722 | 0.00014041 | 0.0001747 | 0.00020185 | 0.00022912 | 0.00025365 | 0.00027363 | 0.00028347 | 0.00029303 | 0.00029835 | 0.00029977 | 0.00030228 | 0.00030322 | 0.0033605 | 0.13872 | 0.12192 | 0.096608 | 0.057686 | 0.05407 | 0.052616 | 0.038428 | 0.04608 | 0.068732 | 0.11262 | 0.13064 | 0.14121 | 0 | 0.27101 | 0.20073 | 0.17652 | 0.14695 | 0.13719 | 0.13185 | 0.13789 | 0.14517 | 0.16991 | 0.1961 | 0.24076 | 0.26599 | 10.5821
LO3Slow | New | Fixtures | Residential | Lighting | 0.0010737 | 0.0012181 | 6.0119 | -72.4583 | Multifamily - Low Rise | ID/MT/OR-Exterior Porch_1000 to 1999 lumens | 3.4318e-06 | 8.7313e-06 | 1.9306e-05 | 3.7994e-05 | 6.6086e-05 | 0.00010356 | 0.00015227 | 0.00020999 | 0.00027499 | 0.00034215 | 0.00039531 | 0.00044873 | 0.00049677 | 0.00053591 | 0.00055517 | 0.00057389 | 0.00058431 | 0.0005871 | 0.00059201 | 0.00059386 | 0.0065816 | 0.2543 | 0.22351 | 0.17711 | 0.10575 | 0.099122 | 0.096458 | 0.070448 | 0.084476 | 0.126 | 0.20645 | 0.23949 | 0.25887 | 0 | 0.49683 | 0.36799 | 0.3236 | 0.2694 | 0.25151 | 0.24172 | 0.25279 | 0.26614 | 0.31148 | 0.35951 | 0.44137 | 0.48762 | 10.5821
LO3Slow | New | Fixtures | Residential | Lighting | 0.0020809 | 0.0023609 | 11.6518 | -72.4583 | Multifamily - Low Rise | ID/MT/OR-Exterior Porch_2000 to 3999 lumens | 3.2469e-06 | 8.2608e-06 | 1.8266e-05 | 3.5946e-05 | 6.2525e-05 | 9.7979e-05 | 0.00014407 | 0.00019868 | 0.00026017 | 0.00032371 | 0.00037401 | 0.00042455 | 0.00047 | 0.00050703 | 0.00052525 | 0.00054296 | 0.00055282 | 0.00055547 | 0.0005601 | 0.00056186 | 0.0062269 | 0.49286 | 0.43319 | 0.34325 | 0.20496 | 0.19211 | 0.18695 | 0.13654 | 0.16372 | 0.24421 | 0.40013 | 0.46416 | 0.50172 | 0 | 0.96291 | 0.7132 | 0.62717 | 0.52212 | 0.48746 | 0.46848 | 0.48994 | 0.51581 | 0.60368 | 0.69677 | 0.85543 | 0.94506 | 10.5821
LO3Slow | New | Fixtures | Residential | Lighting | 0.003801 | 0.0043124 | 21.2835 | -72.4583 | Multifamily - Low Rise | ID/MT/OR-Exterior Porch_4000 to 7999 lumens | 1.4227e-07 | 3.6197e-07 | 8.0039e-07 | 1.5751e-06 | 2.7397e-06 | 4.2933e-06 | 6.3128e-06 | 8.7056e-06 | 1.14e-05 | 1.4185e-05 | 1.6389e-05 | 1.8603e-05 | 2.0595e-05 | 2.2217e-05 | 2.3016e-05 | 2.3792e-05 | 2.4224e-05 | 2.434e-05 | 2.4543e-05 | 2.462e-05 | 0.00027285 | 0.90028 | 0.79127 | 0.62699 | 0.37439 | 0.35091 | 0.34148 | 0.2494 | 0.29906 | 0.44607 | 0.73089 | 0.84785 | 0.91646 | 0 | 1.7589 | 1.3027 | 1.1456 | 0.95372 | 0.8904 | 0.85573 | 0.89492 | 0.94219 | 1.1027 | 1.2727 | 1.5625 | 1.7263 | 10.5821
LO3Slow | New | Fixtures | Residential | Lighting | 0.00017263 | 0.00020188 | 0.95994 | -89.0984 | Multifamily - Low Rise | ID/MT/OR-Chandelier/Pendant_0 to 249 lumens | 9.2496e-08 | 2.3533e-07 | 5.2035e-07 | 1.024e-06 | 1.7812e-06 | 2.7912e-06 | 4.1042e-06 | 5.6598e-06 | 7.4117e-06 | 9.2218e-06 | 1.0655e-05 | 1.2094e-05 | 1.3389e-05 | 1.4444e-05 | 1.4963e-05 | 1.5468e-05 | 1.5749e-05 | 1.5824e-05 | 1.5956e-05 | 1.6006e-05 | 0.00017739 | 0.041526 | 0.037048 | 0.029273 | 0.017087 | 0.016976 | 0.016859 | 0.012365 | 0.014842 | 0.021896 | 0.035317 | 0.040183 | 0.041778 | 0 | 0.07275 | 0.053859 | 0.047584 | 0.0397 | 0.041018 | 0.041674 | 0.044287 | 0.046685 | 0.053087 | 0.057578 | 0.068012 | 0.068561 | 6.1235
LO3Slow | New | Fixtures | Residential | Lighting | 0.00033817 | 0.00039547 | 1.8805 | -89.0984 | Multifamily - Low Rise | ID/MT/OR-Chandelier/Pendant_250 to 499 lumens | 7.4767e-07 | 1.9022e-06 | 4.2062e-06 | 8.2775e-06 | 1.4398e-05 | 2.2562e-05 | 3.3175e-05 | 4.575e-05 | 5.9912e-05 | 7.4543e-05 | 8.6125e-05 | 9.7762e-05 | 0.00010823 | 0.00011676 | 0.00012095 | 0.00012503 | 0.0001273 | 0.00012791 | 0.00012898 | 0.00012938 | 0.0014339 | 0.081348 | 0.072576 | 0.057345 | 0.033473 | 0.033257 | 0.033026 | 0.024223 | 0.029076 | 0.042893 | 0.069185 | 0.078718 | 0.081844 | 0 | 0.14252 | 0.10551 | 0.093216 | 0.077771 | 0.080353 | 0.081638 | 0.086757 | 0.091456 | 0.104 | 0.1128 | 0.13323 | 0.13431 | 6.1235
LO3Slow | New | Fixtures | Residential | Lighting | 0.00064887 | 0.00075881 | 3.6083 | -89.0984 | Multifamily - Low Rise | ID/MT/OR-Chandelier/Pendant_500 to 999 lumens | 5.4965e-06 | 1.3984e-05 | 3.0922e-05 | 6.0852e-05 | 0.00010585 | 0.00016587 | 0.00024389 | 0.00033633 | 0.00044044 | 0.000548 | 0.00063314 | 0.0007187 | 0.00079564 | 0.00085832 | 0.00088918 | 0.00091916 | 0.00093584 | 0.00094032 | 0.00094818 | 0.00095114 | 0.010541 | 0.15609 | 0.13926 | 0.11003 | 0.064226 | 0.063811 | 0.063369 | 0.046477 | 0.055789 | 0.082302 | 0.13275 | 0.15104 | 0.15704 | 0 | 0.27345 | 0.20245 | 0.17886 | 0.14922 | 0.15418 | 0.15664 | 0.16647 | 0.17548 | 0.19954 | 0.21643 | 0.25564 | 0.25771 | 6.1235
LO3Slow | New | Fixtures | Residential | Lighting | 0.0011895 | 0.0013911 | 6.6148 | -89.0984 | Multifamily - Low Rise | ID/MT/OR-Chandelier/Pendant_1000 to 1999 lumens | 9.3114e-06 | 2.369e-05 | 5.2383e-05 | 0.00010309 | 0.00017931 | 0.00028099 | 0.00041316 | 0.00056976 | 0.00074613 | 0.00092834 | 0.0010726 | 0.0012175 | 0.0013479 | 0.0014541 | 0.0015063 | 0.0015571 | 0.0015854 | 0.001593 | 0.0016063 | 0.0016113 | 0.017858 | 0.28614 | 0.25529 | 0.20171 | 0.11774 | 0.11698 | 0.11617 | 0.085204 | 0.10227 | 0.15088 | 0.24336 | 0.27689 | 0.28789 | 0 | 0.5013 | 0.37113 | 0.32789 | 0.27356 | 0.28264 | 0.28717 | 0.30517 | 0.3217 | 0.36581 | 0.39676 | 0.46866 | 0.47244 | 6.1235
LO3Slow | New | Fixtures | Residential | Lighting | 0.0023054 | 0.0026961 | 12.8202 | -89.0984 | Multifamily - Low Rise | ID/MT/OR-Chandelier/Pendant_2000 to 3999 lumens | 1.3425e-05 | 3.4157e-05 | 7.5528e-05 | 0.00014863 | 0.00025853 | 0.00040513 | 0.00059571 | 0.0008215 | 0.0010758 | 0.0013385 | 0.0015465 | 0.0017554 | 0.0019434 | 0.0020965 | 0.0021719 | 0.0022451 | 0.0022858 | 0.0022968 | 0.002316 | 0.0023232 | 0.025748 | 0.55458 | 0.49478 | 0.39095 | 0.2282 | 0.22672 | 0.22515 | 0.16514 | 0.19822 | 0.29242 | 0.47166 | 0.53665 | 0.55796 | 0 | 0.97159 | 0.7193 | 0.63549 | 0.5302 | 0.5478 | 0.55656 | 0.59146 | 0.62349 | 0.70898 | 0.76897 | 0.90831 | 0.91564 | 6.1235
LO3Slow | New | Fixtures | Residential | Lighting | 0.0042112 | 0.0049247 | 23.4176 | -89.0984 | Multifamily - Low Rise | ID/MT/OR-Chandelier/Pendant_4000 to 7999 lumens | 8.0652e-06 | 2.052e-05 | 4.5372e-05 | 8.929e-05 | 0.00015531 | 0.00024338 | 0.00035786 | 0.0004935 | 0.00064627 | 0.00080409 | 0.00092903 | 0.0010546 | 0.0011675 | 0.0012594 | 0.0013047 | 0.0013487 | 0.0013732 | 0.0013798 | 0.0013913 | 0.0013956 | 0.015467 | 1.013 | 0.90377 | 0.71411 | 0.41683 | 0.41414 | 0.41126 | 0.30164 | 0.36207 | 0.53414 | 0.86154 | 0.98026 | 1.0192 | 0 | 1.7747 | 1.3139 | 1.1608 | 0.96847 | 1.0006 | 1.0166 | 1.0804 | 1.1389 | 1.295 | 1.4046 | 1.6591 | 1.6725 | 6.1235
LO3Slow | New | Fixtures | Residential | Lighting | 2.898e-05 | 2.7142e-05 | 0.22794 | 11.6324 | Multifamily - Low Rise | ID/MT/OR-Linear Flush Mount_0 to 249 lumens | 1.4406e-08 | 3.6653e-08 | 8.1046e-08 | 1.5949e-07 | 2.7742e-07 | 4.3473e-07 | 6.3923e-07 | 8.8152e-07 | 1.1544e-06 | 1.4363e-06 | 1.6595e-06 | 1.8837e-06 | 2.0854e-06 | 2.2497e-06 | 2.3305e-06 | 2.4091e-06 | 2.4529e-06 | 2.4646e-06 | 2.4852e-06 | 2.4929e-06 | 2.7629e-05 | 0.007487 | 0.006459 | 0.0061971 | 0.0048257 | 0.0046285 | 0.0043584 | 0.0037415 | 0.0044261 | 0.0056027 | 0.0067528 | 0.0069007 | 0.0073306 | 0 | 0.015836 | 0.012314 | 0.01313 | 0.01134 | 0.011387 | 0.01209 | 0.011678 | 0.011986 | 0.01228 | 0.014988 | 0.015464 | 0.016735 | 1.5691
LO3Slow | New | Fixtures | Residential | Lighting | 5.6772e-05 | 5.3172e-05 | 0.44653 | 11.6324 | Multifamily - Low Rise | ID/MT/OR-Linear Flush Mount_250 to 499 lumens | 4.1106e-07 | 1.0458e-06 | 2.3125e-06 | 4.5508e-06 | 7.9157e-06 | 1.2404e-05 | 1.8239e-05 | 2.5152e-05 | 3.2938e-05 | 4.0982e-05 | 4.735e-05 | 5.3748e-05 | 5.9502e-05 | 6.419e-05 | 6.6498e-05 | 6.8739e-05 | 6.9987e-05 | 7.0322e-05 | 7.091e-05 | 7.1132e-05 | 0.00078833 | 0.014667 | 0.012653 | 0.01214 | 0.0094535 | 0.0090671 | 0.008538 | 0.0073295 | 0.0086706 | 0.010976 | 0.013229 | 0.013518 | 0.01436 | 0 | 0.031023 | 0.024123 | 0.025721 | 0.022214 | 0.022307 | 0.023685 | 0.022877 | 0.02348 | 0.024055 | 0.029361 | 0.030294 | 0.032784 | 1.5691
LO3Slow | New | Fixtures | Residential | Lighting | 0.00010893 | 0.00010202 | 0.85678 | 11.6324 | Multifamily - Low Rise | ID/MT/OR-Linear Flush Mount_500 to 999 lumens | 8.0309e-06 | 2.0432e-05 | 4.518e-05 | 8.8911e-05 | 0.00015465 | 0.00024235 | 0.00035634 | 0.00049141 | 0.00064352 | 0.00080068 | 0.00092509 | 0.0010501 | 0.0011625 | 0.0012541 | 0.0012992 | 0.001343 | 0.0013674 | 0.0013739 | 0.0013854 | 0.0013897 | 0.015402 | 0.028142 | 0.024278 | 0.023294 | 0.018139 | 0.017398 | 0.016382 | 0.014064 | 0.016637 | 0.021059 | 0.025382 | 0.025938 | 0.027554 | 0 | 0.059525 | 0.046286 | 0.049352 | 0.042623 | 0.042802 | 0.045445 | 0.043896 | 0.045053 | 0.046157 | 0.056337 | 0.058127 | 0.062904 | 1.5691
LO3Slow | New | Fixtures | Residential | Lighting | 0.0001997 | 0.00018703 | 1.5707 | 11.6324 | Multifamily - Low Rise | ID/MT/OR-Linear Flush Mount_1000 to 1999 lumens | 1.3146e-05 | 3.3445e-05 | 7.3954e-05 | 0.00014554 | 0.00025314 | 0.00039669 | 0.00058329 | 0.00080438 | 0.0010534 | 0.0013106 | 0.0015143 | 0.0017189 | 0.0019029 | 0.0020528 | 0.0021266 | 0.0021983 | 0.0022382 | 0.0022489 | 0.0022677 | 0.0022748 | 0.025211 | 0.051591 | 0.044508 | 0.042703 | 0.033253 | 0.031894 | 0.030033 | 0.025782 | 0.030499 | 0.038607 | 0.046532 | 0.047551 | 0.050513 | 0 | 0.10912 | 0.084852 | 0.090474 | 0.078139 | 0.078467 | 0.083312 | 0.080471 | 0.082593 | 0.084616 | 0.10328 | 0.10656 | 0.11532 | 1.5691
LO3Slow | New | Fixtures | Residential | Lighting | 0.00038704 | 0.00036249 | 3.0442 | 11.6324 | Multifamily - Low Rise | ID/MT/OR-Linear Flush Mount_2000 to 3999 lumens | 4.8704e-06 | 1.2391e-05 | 2.7399e-05 | 5.392e-05 | 9.3789e-05 | 0.00014697 | 0.00021611 | 0.00029802 | 0.00039027 | 0.00048558 | 0.00056102 | 0.00063683 | 0.00070501 | 0.00076055 | 0.0007879 | 0.00081446 | 0.00082924 | 0.00083321 | 0.00084017 | 0.0008428 | 0.0093405 | 0.09999 | 0.086262 | 0.082764 | 0.064448 | 0.061814 | 0.058207 | 0.049968 | 0.059111 | 0.074825 | 0.090185 | 0.09216 | 0.097901 | 0 | 0.2115 | 0.16445 | 0.17535 | 0.15144 | 0.15208 | 0.16147 | 0.15596 | 0.16008 | 0.164 | 0.20017 | 0.20653 | 0.2235 | 1.5691
LO3Slow | New | Fixtures | Residential | Lighting | 0.00070697 | 0.00066213 | 5.5605 | 11.6324 | Multifamily - Low Rise | ID/MT/OR-Linear Flush Mount_4000 to 7999 lumens | 5.6253e-07 | 1.4312e-06 | 3.1646e-06 | 6.2278e-06 | 1.0833e-05 | 1.6975e-05 | 2.496e-05 | 3.4421e-05 | 4.5076e-05 | 5.6084e-05 | 6.4798e-05 | 7.3554e-05 | 8.1429e-05 | 8.7844e-05 | 9.1002e-05 | 9.407e-05 | 9.5778e-05 | 9.6236e-05 | 9.704e-05 | 9.7343e-05 | 0.0010788 | 0.18264 | 0.15757 | 0.15118 | 0.11772 | 0.11291 | 0.10632 | 0.091273 | 0.10797 | 0.13668 | 0.16473 | 0.16834 | 0.17883 | 0 | 0.38632 | 0.3004 | 0.3203 | 0.27663 | 0.27779 | 0.29494 | 0.28488 | 0.2924 | 0.29956 | 0.36563 | 0.37725 | 0.40825 | 1.5691
LO3Slow | New | Fixtures | Residential | Lighting | 2.1873e-05 | 2.0242e-05 | 0.16937 | 20.5429 | Multifamily - Low Rise | ID/MT/OR-Linear Shop_0 to 249 lumens | 3.3935e-09 | 8.6338e-09 | 1.9091e-08 | 3.7569e-08 | 6.5348e-08 | 1.024e-07 | 1.5057e-07 | 2.0765e-07 | 2.7192e-07 | 3.3833e-07 | 3.909e-07 | 4.4372e-07 | 4.9122e-07 | 5.2992e-07 | 5.4897e-07 | 5.6748e-07 | 5.7778e-07 | 5.8055e-07 | 5.854e-07 | 5.8723e-07 | 6.5081e-06 | 0.005564 | 0.0047565 | 0.0045372 | 0.0035372 | 0.0033056 | 0.0030843 | 0.0026418 | 0.0031239 | 0.0039762 | 0.0048523 | 0.0050398 | 0.005502 | 0 | 0.012457 | 0.0096407 | 0.010081 | 0.0086736 | 0.0083159 | 0.0086034 | 0.0082545 | 0.0084675 | 0.0088128 | 0.01107 | 0.011754 | 0.013315 | 1.2346
LO3Slow | New | Fixtures | Residential | Lighting | 4.2848e-05 | 3.9655e-05 | 0.33179 | 20.5429 | Multifamily - Low Rise | ID/MT/OR-Linear Shop_250 to 499 lumens | 0 | 0 | 0 | 0 | 0 | 0 | 0 | 0 | 0 | 0 | 0 | 0 | 0 | 0 | 0 | 0 | 0 | 0 | 0 | 0 | 0 | 0.0109 | 0.0093179 | 0.0088884 | 0.0069294 | 0.0064756 | 0.0060422 | 0.0051753 | 0.0061197 | 0.0077893 | 0.0095056 | 0.0098729 | 0.010778 | 0 | 0.024402 | 0.018886 | 0.019749 | 0.016991 | 0.016291 | 0.016854 | 0.01617 | 0.016588 | 0.017264 | 0.021686 | 0.023026 | 0.026085 | 1.2346
LO3Slow | New | Fixtures | Residential | Lighting | 8.2216e-05 | 7.6087e-05 | 0.63662 | 20.5429 | Multifamily - Low Rise | ID/MT/OR-Linear Shop_500 to 999 lumens | 5.3363e-09 | 1.3577e-08 | 3.002e-08 | 5.9078e-08 | 1.0276e-07 | 1.6103e-07 | 2.3678e-07 | 3.2653e-07 | 4.276e-07 | 5.3203e-07 | 6.1469e-07 | 6.9775e-07 | 7.7245e-07 | 8.3331e-07 | 8.6326e-07 | 8.9236e-07 | 9.0857e-07 | 9.1291e-07 | 9.2054e-07 | 9.2342e-07 | 1.0234e-05 | 0.020914 | 0.017879 | 0.017055 | 0.013296 | 0.012425 | 0.011593 | 0.0099302 | 0.011742 | 0.014946 | 0.018239 | 0.018944 | 0.020681 | 0 | 0.046822 | 0.036238 | 0.037894 | 0.032602 | 0.031258 | 0.032339 | 0.031027 | 0.031828 | 0.033126 | 0.04161 | 0.044182 | 0.05005 | 1.2346
LO3Slow | New | Fixtures | Residential | Lighting | 0.00015072 | 0.00013949 | 1.1671 | 20.5429 | Multifamily - Low Rise | ID/MT/OR-Linear Shop_1000 to 1999 lumens | 2.9927e-09 | 7.6142e-09 | 1.6836e-08 | 3.3133e-08 | 5.7631e-08 | 9.031e-08 | 1.3279e-07 | 1.8312e-07 | 2.3981e-07 | 2.9837e-07 | 3.4474e-07 | 3.9132e-07 | 4.3321e-07 | 4.6734e-07 | 4.8414e-07 | 5.0046e-07 | 5.0955e-07 | 5.1199e-07 | 5.1626e-07 | 5.1788e-07 | 5.7395e-06 | 0.03834 | 0.032776 | 0.031265 | 0.024374 | 0.022778 | 0.021254 | 0.018204 | 0.021526 | 0.027399 | 0.033436 | 0.034728 | 0.037913 | 0 | 0.085836 | 0.066432 | 0.069468 | 0.059768 | 0.057303 | 0.059284 | 0.05688 | 0.058347 | 0.060727 | 0.076281 | 0.080996 | 0.091754 | 1.2346
LO3Slow | New | Fixtures | Residential | Lighting | 0.00029211 | 0.00027034 | 2.2619 | 20.5429 | Multifamily - Low Rise | ID/MT/OR-Linear Shop_2000 to 3999 lumens | 0 | 0 | 0 | 0 | 0 | 0 | 0 | 0 | 0 | 0 | 0 | 0 | 0 | 0 | 0 | 0 | 0 | 0 | 0 | 0 | 0 | 0.074308 | 0.063524 | 0.060596 | 0.04724 | 0.044147 | 0.041192 | 0.035282 | 0.04172 | 0.053103 | 0.064803 | 0.067307 | 0.07348 | 0 | 0.16636 | 0.12875 | 0.13464 | 0.11584 | 0.11106 | 0.1149 | 0.11024 | 0.11308 | 0.1177 | 0.14784 | 0.15698 | 0.17783 | 1.2346
LO3Slow | New | Fixtures | Residential | Lighting | 0.00053358 | 0.00049381 | 4.1317 | 20.5429 | Multifamily - Low Rise | ID/MT/OR-Linear Shop_4000 to 7999 lumens | 4.3263e-08 | 1.1007e-07 | 2.4338e-07 | 4.7896e-07 | 8.331e-07 | 1.3055e-06 | 1.9196e-06 | 2.6472e-06 | 3.4667e-06 | 4.3133e-06 | 4.9835e-06 | 5.6568e-06 | 6.2625e-06 | 6.7558e-06 | 6.9987e-06 | 7.2346e-06 | 7.366e-06 | 7.4012e-06 | 7.4631e-06 | 7.4864e-06 | 8.297e-05 | 0.13573 | 0.11603 | 0.11068 | 0.08629 | 0.080639 | 0.075242 | 0.064447 | 0.076207 | 0.096999 | 0.11837 | 0.12294 | 0.13422 | 0 | 0.30388 | 0.23518 | 0.24593 | 0.21159 | 0.20287 | 0.20988 | 0.20137 | 0.20656 | 0.21499 | 0.27005 | 0.28674 | 0.32483 | 1.2346
LO3Slow | New | Fixtures | Residential | Lighting | 0.00025527 | 0.00024217 | 2.0416 | -46.277 | Multifamily - Low Rise | ID/MT/OR-Track_0 to 249 lumens | 1.925e-09 | 4.8976e-09 | 1.0829e-08 | 2.1312e-08 | 3.7069e-08 | 5.8089e-08 | 8.5414e-08 | 1.1779e-07 | 1.5425e-07 | 1.9192e-07 | 2.2174e-07 | 2.517e-07 | 2.7865e-07 | 3.006e-07 | 3.1141e-07 | 3.2191e-07 | 3.2775e-07 | 3.2932e-07 | 3.3207e-07 | 3.3311e-07 | 3.6918e-06 | 0.067048 | 0.058395 | 0.056361 | 0.043837 | 0.043149 | 0.04099 | 0.035264 | 0.041732 | 0.05255 | 0.062578 | 0.06292 | 0.06496 | 0 | 0.1331 | 0.10407 | 0.11348 | 0.098426 | 0.10383 | 0.11311 | 0.10996 | 0.11292 | 0.11393 | 0.13509 | 0.13517 | 0.13873 | 3.6929
LO3Slow | New | Fixtures | Residential | Lighting | 0.00050008 | 0.0004744 | 3.9995 | -46.277 | Multifamily - Low Rise | ID/MT/OR-Track_250 to 499 lumens | 1.7558e-07 | 4.4672e-07 | 9.8778e-07 | 1.9439e-06 | 3.3812e-06 | 5.2985e-06 | 7.7908e-06 | 1.0744e-05 | 1.407e-05 | 1.7506e-05 | 2.0225e-05 | 2.2958e-05 | 2.5416e-05 | 2.7419e-05 | 2.8404e-05 | 2.9362e-05 | 2.9895e-05 | 3.0038e-05 | 3.0289e-05 | 3.0384e-05 | 0.00033673 | 0.13135 | 0.11439 | 0.11041 | 0.085876 | 0.084528 | 0.0803 | 0.069081 | 0.081753 | 0.10294 | 0.12259 | 0.12326 | 0.12726 | 0 | 0.26074 | 0.20387 | 0.2223 | 0.19281 | 0.20341 | 0.22158 | 0.2154 | 0.2212 | 0.22319 | 0.26464 | 0.26479 | 0.27177 | 3.6929
LO3Slow | New | Fixtures | Residential | Lighting | 0.00095953 | 0.00091026 | 7.674 | -46.2769 | Multifamily - Low Rise | ID/MT/OR-Track_500 to 999 lumens | 2.7955e-06 | 7.1123e-06 | 1.5727e-05 | 3.0949e-05 | 5.3833e-05 | 8.4358e-05 | 0.00012404 | 0.00017106 | 0.000224 | 0.00027871 | 0.00032201 | 0.00036553 | 0.00040466 | 0.00043654 | 0.00045223 | 0.00046748 | 0.00047597 | 0.00047824 | 0.00048224 | 0.00048375 | 0.0053612 | 0.25202 | 0.2195 | 0.21185 | 0.16478 | 0.16219 | 0.15408 | 0.13255 | 0.15686 | 0.19752 | 0.23522 | 0.2365 | 0.24417 | 0 | 0.5003 | 0.39118 | 0.42654 | 0.36996 | 0.39029 | 0.42516 | 0.41331 | 0.42443 | 0.42825 | 0.50777 | 0.50807 | 0.52147 | 3.6929
LO3Slow | New | Fixtures | Residential | Lighting | 0.001759 | 0.0016687 | 14.0682 | -46.2769 | Multifamily - Low Rise | ID/MT/OR-Track_1000 to 1999 lumens | 4.062e-06 | 1.0335e-05 | 2.2851e-05 | 4.497e-05 | 7.8221e-05 | 0.00012258 | 0.00018023 | 0.00024855 | 0.00032549 | 0.00040498 | 0.0004679 | 0.00053112 | 0.00058799 | 0.00063431 | 0.00065711 | 0.00067927 | 0.0006916 | 0.00069491 | 0.00070071 | 0.0007029 | 0.0077901 | 0.46202 | 0.40239 | 0.38837 | 0.30207 | 0.29733 | 0.28246 | 0.243 | 0.28757 | 0.36211 | 0.43121 | 0.43357 | 0.44763 | 0 | 0.91716 | 0.71713 | 0.78195 | 0.67823 | 0.71549 | 0.77941 | 0.75769 | 0.77808 | 0.78508 | 0.93087 | 0.93141 | 0.95597 | 3.6929
LO3Slow | New | Fixtures | Residential | Lighting | 0.0034092 | 0.0032342 | 27.2659 | -46.2769 | Multifamily - Low Rise | ID/MT/OR-Track_2000 to 3999 lumens | 6.4871e-06 | 1.6505e-05 | 3.6494e-05 | 7.1819e-05 | 0.00012492 | 0.00019576 | 0.00028784 | 0.00039694 | 0.00051981 | 0.00064676 | 0.00074725 | 0.00084822 | 0.00093903 | 0.001013 | 0.0010494 | 0.0010848 | 0.0011045 | 0.0011098 | 0.0011191 | 0.0011226 | 0.012441 | 0.89545 | 0.77987 | 0.75272 | 0.58545 | 0.57626 | 0.54744 | 0.47096 | 0.55734 | 0.70181 | 0.83574 | 0.84031 | 0.86756 | 0 | 1.7776 | 1.3899 | 1.5155 | 1.3145 | 1.3867 | 1.5106 | 1.4685 | 1.508 | 1.5216 | 1.8041 | 1.8052 | 1.8528 | 3.6929
LO3Slow | New | Fixtures | Residential | Lighting | 0.0062274 | 0.0059076 | 49.8044 | -46.2769 | Multifamily - Low Rise | ID/MT/OR-Track_4000 to 7999 lumens | 2.6097e-06 | 6.6397e-06 | 1.4682e-05 | 2.8892e-05 | 5.0255e-05 | 7.8753e-05 | 0.0001158 | 0.00015969 | 0.00020912 | 0.00026019 | 0.00030062 | 0.00034124 | 0.00037777 | 0.00040753 | 0.00042218 | 0.00043642 | 0.00044434 | 0.00044647 | 0.0004502 | 0.0004516 | 0.005005 | 1.6356 | 1.4245 | 1.3749 | 1.0694 | 1.0526 | 0.99995 | 0.86026 | 1.018 | 1.2819 | 1.5266 | 1.5349 | 1.5847 | 0 | 3.2469 | 2.5388 | 2.7683 | 2.4011 | 2.533 | 2.7593 | 2.6824 | 2.7546 | 2.7793 | 3.2955 | 3.2974 | 3.3844 | 3.6929
LO3Slow | New | Fixtures | Residential | Lighting | 7.0455e-05 | 6.6792e-05 | 0.56298 | -73.9725 | Multifamily - Low Rise | WA-Floor/Table_0 to 249 lumens | 2.6715e-07 | 6.7969e-07 | 1.5029e-06 | 2.9576e-06 | 5.1445e-06 | 8.0616e-06 | 1.1854e-05 | 1.6347e-05 | 2.1407e-05 | 2.6635e-05 | 3.0773e-05 | 3.4931e-05 | 3.8671e-05 | 4.1718e-05 | 4.3217e-05 | 4.4674e-05 | 4.5485e-05 | 4.5703e-05 | 4.6085e-05 | 4.6229e-05 | 0.00051234 | 0.018489 | 0.016095 | 0.015529 | 0.012079 | 0.011874 | 0.011275 | 0.0096988 | 0.011478 | 0.014457 | 0.017226 | 0.017334 | 0.017923 | 0 | 0.036829 | 0.028788 | 0.031352 | 0.027187 | 0.028606 | 0.031121 | 0.030243 | 0.031057 | 0.03136 | 0.037239 | 0.037321 | 0.038417 | 10.5207
LO3Slow | New | Fixtures | Residential | Lighting | 0.00013802 | 0.00013084 | 1.1029 | -73.9724 | Multifamily - Low Rise | WA-Floor/Table_250 to 499 lumens | 1.8711e-06 | 4.7605e-06 | 1.0526e-05 | 2.0715e-05 | 3.6032e-05 | 5.6464e-05 | 8.3024e-05 | 0.00011449 | 0.00014993 | 0.00018655 | 0.00021554 | 0.00024466 | 0.00027085 | 0.00029219 | 0.0003027 | 0.0003129 | 0.00031858 | 0.00032011 | 0.00032278 | 0.00032379 | 0.0035885 | 0.03622 | 0.031529 | 0.030422 | 0.023663 | 0.023261 | 0.022088 | 0.019 | 0.022485 | 0.02832 | 0.033745 | 0.033958 | 0.035111 | 0 | 0.072148 | 0.056395 | 0.061417 | 0.053258 | 0.056038 | 0.060965 | 0.059247 | 0.06084 | 0.061434 | 0.072951 | 0.073112 | 0.075259 | 10.5207
LO3Slow | New | Fixtures | Residential | Lighting | 0.00026483 | 0.00025106 | 2.1161 | -73.9724 | Multifamily - Low Rise | WA-Floor/Table_500 to 999 lumens | 1.5887e-05 | 4.0421e-05 | 8.9378e-05 | 0.00017589 | 0.00030594 | 0.00047943 | 0.00070495 | 0.00097215 | 0.0012731 | 0.001584 | 0.0018301 | 0.0020774 | 0.0022998 | 0.002481 | 0.0025701 | 0.0026568 | 0.002705 | 0.002718 | 0.0027407 | 0.0027492 | 0.030469 | 0.069497 | 0.060497 | 0.058373 | 0.045404 | 0.044633 | 0.042381 | 0.036456 | 0.043142 | 0.05434 | 0.064749 | 0.065157 | 0.06737 | 0 | 0.13843 | 0.10821 | 0.11785 | 0.10219 | 0.10752 | 0.11698 | 0.11368 | 0.11674 | 0.11788 | 0.13997 | 0.14028 | 0.1444 | 10.5207
LO3Slow | New | Fixtures | Residential | Lighting | 0.00048549 | 0.00046025 | 3.8794 | -73.9724 | Multifamily - Low Rise | WA-Floor/Table_1000 to 1999 lumens | 1.7477e-05 | 4.4465e-05 | 9.832e-05 | 0.00019349 | 0.00033655 | 0.00052739 | 0.00077547 | 0.0010694 | 0.0014004 | 0.0017424 | 0.0020132 | 0.0022852 | 0.0025299 | 0.0027292 | 0.0028273 | 0.0029226 | 0.0029756 | 0.0029899 | 0.0030149 | 0.0030243 | 0.033517 | 0.1274 | 0.11091 | 0.10701 | 0.083236 | 0.081822 | 0.077694 | 0.066833 | 0.07909 | 0.099617 | 0.1187 | 0.11945 | 0.1235 | 0 | 0.25378 | 0.19837 | 0.21604 | 0.18734 | 0.19712 | 0.21445 | 0.2084 | 0.214 | 0.2161 | 0.25661 | 0.25717 | 0.26472 | 10.5207
LO3Slow | New | Fixtures | Residential | Lighting | 0.00094094 | 0.00089202 | 7.5187 | -73.9724 | Multifamily - Low Rise | WA-Floor/Table_2000 to 3999 lumens | 4.8665e-06 | 1.2381e-05 | 2.7377e-05 | 5.3877e-05 | 9.3713e-05 | 0.00014685 | 0.00021593 | 0.00029778 | 0.00038995 | 0.00048519 | 0.00056057 | 0.00063632 | 0.00070445 | 0.00075994 | 0.00078726 | 0.0008138 | 0.00082858 | 0.00083254 | 0.0008395 | 0.00084212 | 0.009333 | 0.24692 | 0.21495 | 0.2074 | 0.16132 | 0.15858 | 0.15058 | 0.12953 | 0.15329 | 0.19307 | 0.23006 | 0.2315 | 0.23937 | 0 | 0.49186 | 0.38447 | 0.41871 | 0.36308 | 0.38204 | 0.41562 | 0.40391 | 0.41477 | 0.41882 | 0.49734 | 0.49843 | 0.51307 | 10.5207
LO3Slow | New | Fixtures | Residential | Lighting | 0.0017187 | 0.0016294 | 13.7338 | -73.9725 | Multifamily - Low Rise | WA-Floor/Table_4000 to 7999 lumens | 5.6035e-07 | 1.4256e-06 | 3.1523e-06 | 6.2036e-06 | 1.0791e-05 | 1.6909e-05 | 2.4863e-05 | 3.4287e-05 | 4.4901e-05 | 5.5866e-05 | 6.4547e-05 | 7.3268e-05 | 8.1113e-05 | 8.7503e-05 | 9.0648e-05 | 9.3704e-05 | 9.5406e-05 | 9.5862e-05 | 9.6663e-05 | 9.6965e-05 | 0.0010746 | 0.45104 | 0.39263 | 0.37884 | 0.29467 | 0.28967 | 0.27505 | 0.2366 | 0.28 | 0.35267 | 0.42022 | 0.42287 | 0.43723 | 0 | 0.89844 | 0.70227 | 0.76482 | 0.66321 | 0.69783 | 0.75918 | 0.73778 | 0.75762 | 0.76503 | 0.90844 | 0.91045 | 0.93718 | 10.5207
LO3Slow | New | Fixtures | Residential | Lighting | 0.00011143 | 0.00010541 | 0.88796 | -37.3815 | Multifamily - Low Rise | WA-Ceiling and Wall Flush Mount _0 to 249 lumens | 1.779e-07 | 4.5261e-07 | 1.0008e-06 | 1.9695e-06 | 3.4257e-06 | 5.3683e-06 | 7.8935e-06 | 1.0885e-05 | 1.4255e-05 | 1.7736e-05 | 2.0492e-05 | 2.3261e-05 | 2.5751e-05 | 2.778e-05 | 2.8779e-05 | 2.9749e-05 | 3.0289e-05 | 3.0434e-05 | 3.0688e-05 | 3.0784e-05 | 0.00034117 | 0.029163 | 0.025348 | 0.024434 | 0.019009 | 0.01861 | 0.017647 | 0.015175 | 0.017957 | 0.022636 | 0.027023 | 0.027263 | 0.028318 | 0 | 0.058699 | 0.04584 | 0.049737 | 0.0431 | 0.04499 | 0.048748 | 0.047327 | 0.048596 | 0.049187 | 0.058676 | 0.059099 | 0.061374 | 3.6094
LO3Slow | New | Fixtures | Residential | Lighting | 0.00021828 | 0.0002065 | 1.7395 | -37.3815 | Multifamily - Low Rise | WA-Ceiling and Wall Flush Mount _250 to 499 lumens | 2.1721e-06 | 5.5264e-06 | 1.222e-05 | 2.4048e-05 | 4.1829e-05 | 6.5548e-05 | 9.6381e-05 | 0.00013291 | 0.00017406 | 0.00021656 | 0.00025021 | 0.00028402 | 0.00031443 | 0.0003392 | 0.00035139 | 0.00036324 | 0.00036983 | 0.0003716 | 0.00037471 | 0.00037588 | 0.0041658 | 0.057129 | 0.049656 | 0.047866 | 0.037239 | 0.036457 | 0.03457 | 0.029728 | 0.035178 | 0.044344 | 0.052938 | 0.053408 | 0.055475 | 0 | 0.11499 | 0.089801 | 0.097435 | 0.084432 | 0.088135 | 0.095497 | 0.092713 | 0.095198 | 0.096357 | 0.11495 | 0.11577 | 0.12023 | 3.6094
LO3Slow | New | Fixtures | Residential | Lighting | 0.00041883 | 0.00039623 | 3.3377 | -37.3815 | Multifamily - Low Rise | WA-Ceiling and Wall Flush Mount _500 to 999 lumens | 2.0301e-05 | 5.1651e-05 | 0.00011421 | 0.00022476 | 0.00039094 | 0.00061263 | 0.0009008 | 0.0012422 | 0.0016268 | 0.002024 | 0.0023385 | 0.0026545 | 0.0029387 | 0.0031702 | 0.0032842 | 0.0033949 | 0.0034566 | 0.0034731 | 0.0035021 | 0.0035131 | 0.038934 | 0.10962 | 0.095277 | 0.091844 | 0.071452 | 0.069952 | 0.066332 | 0.05704 | 0.067498 | 0.085085 | 0.10158 | 0.10248 | 0.10644 | 0 | 0.22064 | 0.17231 | 0.18695 | 0.162 | 0.16911 | 0.18324 | 0.17789 | 0.18266 | 0.18489 | 0.22055 | 0.22214 | 0.23069 | 3.6094
LO3Slow | New | Fixtures | Residential | Lighting | 0.00076781 | 0.00072638 | 6.1187 | -37.3815 | Multifamily - Low Rise | WA-Ceiling and Wall Flush Mount _1000 to 1999 lumens | 2.5079e-05 | 6.3805e-05 | 0.00014108 | 0.00027764 | 0.00048293 | 0.00075678 | 0.0011128 | 0.0015345 | 0.0020096 | 0.0025003 | 0.0028888 | 0.0032791 | 0.0036302 | 0.0039162 | 0.004057 | 0.0041938 | 0.0042699 | 0.0042904 | 0.0043262 | 0.0043397 | 0.048096 | 0.20095 | 0.17466 | 0.16837 | 0.13099 | 0.12824 | 0.1216 | 0.10457 | 0.12374 | 0.15598 | 0.18621 | 0.18786 | 0.19513 | 0 | 0.40449 | 0.31588 | 0.34273 | 0.29699 | 0.31002 | 0.33591 | 0.32612 | 0.33486 | 0.33894 | 0.40433 | 0.40724 | 0.42291 | 3.6094
LO3Slow | New | Fixtures | Residential | Lighting | 0.0014881 | 0.0014078 | 11.8588 | -37.3815 | Multifamily - Low Rise | WA-Ceiling and Wall Flush Mount _2000 to 3999 lumens | 1.9834e-05 | 5.0462e-05 | 0.00011158 | 0.00021958 | 0.00038194 | 0.00059852 | 0.00088007 | 0.0012136 | 0.0015893 | 0.0019775 | 0.0022847 | 0.0025934 | 0.0028711 | 0.0030973 | 0.0032086 | 0.0033168 | 0.003377 | 0.0033932 | 0.0034215 | 0.0034322 | 0.038038 | 0.38947 | 0.33852 | 0.32632 | 0.25387 | 0.24854 | 0.23568 | 0.20267 | 0.23982 | 0.30231 | 0.3609 | 0.3641 | 0.37819 | 0 | 0.78394 | 0.61221 | 0.66425 | 0.5756 | 0.60085 | 0.65104 | 0.63206 | 0.64901 | 0.6569 | 0.78363 | 0.78928 | 0.81966 | 3.6094
LO3Slow | New | Fixtures | Residential | Lighting | 0.0027182 | 0.0025715 | 21.6616 | -37.3815 | Multifamily - Low Rise | WA-Ceiling and Wall Flush Mount _4000 to 7999 lumens | 4.7282e-06 | 1.203e-05 | 2.66e-05 | 5.2346e-05 | 9.1051e-05 | 0.00014268 | 0.0002098 | 0.00028932 | 0.00037888 | 0.0004714 | 0.00054465 | 0.00061824 | 0.00068443 | 0.00073835 | 0.0007649 | 0.00079068 | 0.00080504 | 0.00080889 | 0.00081564 | 0.0008182 | 0.0090678 | 0.71142 | 0.61835 | 0.59607 | 0.46373 | 0.45399 | 0.4305 | 0.37019 | 0.43806 | 0.55221 | 0.65923 | 0.66507 | 0.69081 | 0 | 1.432 | 1.1183 | 1.2133 | 1.0514 | 1.0975 | 1.1892 | 1.1545 | 1.1855 | 1.1999 | 1.4314 | 1.4417 | 1.4972 | 3.6094
LO3Slow | New | Fixtures | Residential | Lighting | 7.9543e-05 | 7.5085e-05 | 0.63206 | -112.4296 | Multifamily - Low Rise | WA-Downlight Fixture_0 to 249 lumens | 5.7736e-09 | 1.4689e-08 | 3.248e-08 | 6.3919e-08 | 1.1118e-07 | 1.7423e-07 | 2.5618e-07 | 3.5328e-07 | 4.6264e-07 | 5.7562e-07 | 6.6506e-07 | 7.5492e-07 | 8.3575e-07 | 9.0159e-07 | 9.34e-07 | 9.6549e-07 | 9.8302e-07 | 9.8772e-07 | 9.9597e-07 | 9.9909e-07 | 1.1073e-05 | 0.020759 | 0.018014 | 0.017347 | 0.013498 | 0.013157 | 0.012458 | 0.010709 | 0.012671 | 0.015987 | 0.019124 | 0.019347 | 0.020194 | 0 | 0.042248 | 0.032961 | 0.035623 | 0.030846 | 0.031927 | 0.034444 | 0.033403 | 0.034296 | 0.034802 | 0.041722 | 0.042245 | 0.04428 | 9.5904
LO3Slow | New | Fixtures | Residential | Lighting | 0.00015582 | 0.00014709 | 1.2382 | -112.4296 | Multifamily - Low Rise | WA-Downlight Fixture_250 to 499 lumens | 9.5366e-07 | 2.4263e-06 | 5.365e-06 | 1.0558e-05 | 1.8365e-05 | 2.8778e-05 | 4.2315e-05 | 5.8354e-05 | 7.6418e-05 | 9.508e-05 | 0.00010985 | 0.0001247 | 0.00013805 | 0.00014892 | 0.00015428 | 0.00015948 | 0.00016237 | 0.00016315 | 0.00016451 | 0.00016503 | 0.001829 | 0.040667 | 0.035289 | 0.033983 | 0.026443 | 0.025774 | 0.024404 | 0.020978 | 0.024823 | 0.031318 | 0.037464 | 0.037901 | 0.039561 | 0 | 0.082764 | 0.06457 | 0.069785 | 0.060427 | 0.062544 | 0.067475 | 0.065437 | 0.067185 | 0.068177 | 0.081733 | 0.082758 | 0.086744 | 9.5904
LO3Slow | New | Fixtures | Residential | Lighting | 0.00029899 | 0.00028223 | 2.3758 | -112.4296 | Multifamily - Low Rise | WA-Downlight Fixture_500 to 999 lumens | 3.3492e-05 | 8.5211e-05 | 0.00018842 | 0.00037079 | 0.00064495 | 0.0010107 | 0.0014861 | 0.0020494 | 0.0026837 | 0.0033391 | 0.003858 | 0.0043793 | 0.0048481 | 0.0052301 | 0.0054181 | 0.0056007 | 0.0057024 | 0.0057297 | 0.0057776 | 0.0057956 | 0.064231 | 0.07803 | 0.067711 | 0.065205 | 0.050738 | 0.049455 | 0.046826 | 0.040252 | 0.047629 | 0.060092 | 0.071884 | 0.072722 | 0.075907 | 0 | 0.1588 | 0.12389 | 0.1339 | 0.11594 | 0.12001 | 0.12947 | 0.12556 | 0.12891 | 0.13082 | 0.15683 | 0.15879 | 0.16644 | 9.5904
LO3Slow | New | Fixtures | Residential | Lighting | 0.00054811 | 0.0005174 | 4.3554 | -112.4296 | Multifamily - Low Rise | WA-Downlight Fixture_1000 to 1999 lumens | 1.0224e-05 | 2.6013e-05 | 5.7519e-05 | 0.00011319 | 0.00019689 | 0.00030853 | 0.00045366 | 0.00062562 | 0.00081928 | 0.0010194 | 0.0011777 | 0.0013369 | 0.00148 | 0.0015966 | 0.001654 | 0.0017098 | 0.0017408 | 0.0017491 | 0.0017637 | 0.0017693 | 0.019608 | 0.14305 | 0.12413 | 0.11954 | 0.093015 | 0.090662 | 0.085843 | 0.073792 | 0.087314 | 0.11016 | 0.13178 | 0.13332 | 0.13916 | 0 | 0.29112 | 0.22713 | 0.24547 | 0.21255 | 0.22 | 0.23734 | 0.23018 | 0.23632 | 0.23982 | 0.2875 | 0.2911 | 0.30513 | 9.5904
LO3Slow | New | Fixtures | Residential | Lighting | 0.0010623 | 0.0010028 | 8.4413 | -112.4296 | Multifamily - Low Rise | WA-Downlight Fixture_2000 to 3999 lumens | 3.0429e-06 | 7.7419e-06 | 1.7119e-05 | 3.3688e-05 | 5.8598e-05 | 9.1825e-05 | 0.00013502 | 0.0001862 | 0.00024383 | 0.00030338 | 0.00035052 | 0.00039788 | 0.00044048 | 0.00047518 | 0.00049226 | 0.00050886 | 0.0005181 | 0.00052058 | 0.00052492 | 0.00052657 | 0.0058358 | 0.27724 | 0.24058 | 0.23168 | 0.18027 | 0.17571 | 0.16637 | 0.14302 | 0.16923 | 0.21351 | 0.25541 | 0.25838 | 0.2697 | 0 | 0.56423 | 0.4402 | 0.47576 | 0.41196 | 0.42639 | 0.46 | 0.44611 | 0.45803 | 0.46479 | 0.5572 | 0.56419 | 0.59137 | 9.5904
LO3Slow | New | Fixtures | Residential | Lighting | 0.0019404 | 0.0018317 | 15.4191 | -112.4296 | Multifamily - Low Rise | WA-Downlight Fixture_4000 to 7999 lumens | 9.5835e-07 | 2.4383e-06 | 5.3914e-06 | 1.061e-05 | 1.8455e-05 | 2.892e-05 | 4.2523e-05 | 5.8641e-05 | 7.6793e-05 | 9.5547e-05 | 0.00011039 | 0.00012531 | 0.00013873 | 0.00014965 | 0.00015504 | 0.00016026 | 0.00016317 | 0.00016395 | 0.00016532 | 0.00016584 | 0.0018379 | 0.50641 | 0.43945 | 0.42318 | 0.32929 | 0.32096 | 0.3039 | 0.26124 | 0.30911 | 0.39 | 0.46653 | 0.47197 | 0.49264 | 0 | 1.0306 | 0.80407 | 0.86902 | 0.75248 | 0.77885 | 0.84025 | 0.81487 | 0.83664 | 0.849 | 1.0178 | 1.0306 | 1.0802 | 9.5904
LO3Slow | New | Fixtures | Residential | Lighting | 0.00014232 | 0.00016147 | 0.7969 | -73.9245 | Multifamily - Low Rise | WA-Exterior Porch_0 to 249 lumens | 8.9573e-11 | 2.2789e-10 | 5.0391e-10 | 9.9167e-10 | 1.7249e-09 | 2.703e-09 | 3.9745e-09 | 5.481e-09 | 7.1776e-09 | 8.9304e-09 | 1.0318e-08 | 1.1712e-08 | 1.2966e-08 | 1.3988e-08 | 1.4491e-08 | 1.4979e-08 | 1.5251e-08 | 1.5324e-08 | 1.5452e-08 | 1.55e-08 | 1.7179e-07 | 0.033708 | 0.029627 | 0.023476 | 0.014018 | 0.013139 | 0.012786 | 0.0093382 | 0.011198 | 0.016702 | 0.027366 | 0.031745 | 0.034314 | 0 | 0.065856 | 0.048778 | 0.042894 | 0.035709 | 0.033338 | 0.032041 | 0.033508 | 0.035278 | 0.041287 | 0.047654 | 0.058505 | 0.064635 | 12.2733
LO3Slow | New | Fixtures | Residential | Lighting | 0.0002788 | 0.00031631 | 1.5611 | -73.9245 | Multifamily - Low Rise | WA-Exterior Porch_250 to 499 lumens | 2.839e-08 | 7.2231e-08 | 1.5972e-07 | 3.1431e-07 | 5.4671e-07 | 8.5672e-07 | 1.2597e-06 | 1.7372e-06 | 2.2749e-06 | 2.8305e-06 | 3.2703e-06 | 3.7122e-06 | 4.1096e-06 | 4.4334e-06 | 4.5928e-06 | 4.7476e-06 | 4.8338e-06 | 4.857e-06 | 4.8975e-06 | 4.9128e-06 | 5.4448e-05 | 0.066034 | 0.058039 | 0.045989 | 0.027461 | 0.025739 | 0.025047 | 0.018293 | 0.021936 | 0.032719 | 0.05361 | 0.062189 | 0.067221 | 0 | 0.12901 | 0.095555 | 0.084029 | 0.069954 | 0.06531 | 0.062767 | 0.065642 | 0.069108 | 0.080881 | 0.093353 | 0.11461 | 0.12662 | 12.2733
LO3Slow | New | Fixtures | Residential | Lighting | 0.00053494 | 0.00060693 | 2.9954 | -73.9245 | Multifamily - Low Rise | WA-Exterior Porch_500 to 999 lumens | 1.4193e-06 | 3.6111e-06 | 7.9847e-06 | 1.5713e-05 | 2.7332e-05 | 4.283e-05 | 6.2978e-05 | 8.6848e-05 | 0.00011373 | 0.00014151 | 0.00016349 | 0.00018559 | 0.00020545 | 0.00022164 | 0.00022961 | 0.00023735 | 0.00024166 | 0.00024281 | 0.00024484 | 0.00024561 | 0.002722 | 0.1267 | 0.11136 | 0.088242 | 0.052691 | 0.049387 | 0.04806 | 0.0351 | 0.04209 | 0.062779 | 0.10286 | 0.11933 | 0.12898 | 0 | 0.24754 | 0.18335 | 0.16123 | 0.13423 | 0.12531 | 0.12043 | 0.12595 | 0.1326 | 0.15519 | 0.17912 | 0.21991 | 0.24295 | 12.2733
LO3Slow | New | Fixtures | Residential | Lighting | 0.00098067 | 0.0011126 | 5.4913 | -73.9245 | Multifamily - Low Rise | WA-Exterior Porch_1000 to 1999 lumens | 2.7798e-06 | 7.0723e-06 | 1.5638e-05 | 3.0775e-05 | 5.3529e-05 | 8.3883e-05 | 0.00012334 | 0.00017009 | 0.00022274 | 0.00027714 | 0.0003202 | 0.00036347 | 0.00040238 | 0.00043408 | 0.00044969 | 0.00046485 | 0.00047329 | 0.00047555 | 0.00047952 | 0.00048102 | 0.005331 | 0.23228 | 0.20415 | 0.16177 | 0.096594 | 0.090538 | 0.088105 | 0.064347 | 0.07716 | 0.11509 | 0.18857 | 0.21875 | 0.23645 | 0 | 0.4538 | 0.33612 | 0.29557 | 0.24607 | 0.22973 | 0.22079 | 0.2309 | 0.24309 | 0.2845 | 0.32837 | 0.40315 | 0.44539 | 12.2733
LO3Slow | New | Fixtures | Residential | Lighting | 0.0019007 | 0.0021564 | 10.6428 | -73.9245 | Multifamily - Low Rise | WA-Exterior Porch_2000 to 3999 lumens | 2.63e-06 | 6.6912e-06 | 1.4795e-05 | 2.9116e-05 | 5.0645e-05 | 7.9363e-05 | 0.00011669 | 0.00016093 | 0.00021074 | 0.00026221 | 0.00030295 | 0.00034388 | 0.0003807 | 0.00041069 | 0.00042545 | 0.0004398 | 0.00044778 | 0.00044992 | 0.00045368 | 0.0004551 | 0.0050438 | 0.45018 | 0.39568 | 0.31353 | 0.18721 | 0.17547 | 0.17076 | 0.12471 | 0.14955 | 0.22306 | 0.36548 | 0.42397 | 0.45827 | 0 | 0.87952 | 0.65144 | 0.57286 | 0.47691 | 0.44524 | 0.42791 | 0.44751 | 0.47114 | 0.5514 | 0.63642 | 0.78135 | 0.86322 | 12.2733
LO3Slow | New | Fixtures | Residential | Lighting | 0.0034718 | 0.003939 | 19.4403 | -73.9245 | Multifamily - Low Rise | WA-Exterior Porch_4000 to 7999 lumens | 1.1524e-07 | 2.932e-07 | 6.4831e-07 | 1.2758e-06 | 2.2192e-06 | 3.4776e-06 | 5.1134e-06 | 7.0515e-06 | 9.2343e-06 | 1.1489e-05 | 1.3275e-05 | 1.5068e-05 | 1.6682e-05 | 1.7996e-05 | 1.8643e-05 | 1.9271e-05 | 1.9621e-05 | 1.9715e-05 | 1.988e-05 | 1.9942e-05 | 0.00022101 | 0.82231 | 0.72275 | 0.57269 | 0.34196 | 0.32052 | 0.31191 | 0.2278 | 0.27316 | 0.40744 | 0.66759 | 0.77442 | 0.83709 | 0 | 1.6066 | 1.1899 | 1.0464 | 0.87113 | 0.81329 | 0.78163 | 0.81742 | 0.86059 | 1.0072 | 1.1625 | 1.4272 | 1.5768 | 12.2733
LO3Slow | New | Fixtures | Residential | Lighting | 0.00011634 | 0.00013606 | 0.64697 | -109.2876 | Multifamily - Low Rise | WA-Chandelier/Pendant_0 to 249 lumens | 5.5282e-08 | 1.4065e-07 | 3.11e-07 | 6.1203e-07 | 1.0646e-06 | 1.6682e-06 | 2.4529e-06 | 3.3827e-06 | 4.4298e-06 | 5.5116e-06 | 6.3679e-06 | 7.2284e-06 | 8.0023e-06 | 8.6327e-06 | 8.9431e-06 | 9.2445e-06 | 9.4124e-06 | 9.4574e-06 | 9.5364e-06 | 9.5663e-06 | 0.00010602 | 0.027987 | 0.024969 | 0.019729 | 0.011516 | 0.011442 | 0.011362 | 0.0083335 | 0.010003 | 0.014757 | 0.023802 | 0.027082 | 0.028157 | 0 | 0.049031 | 0.036299 | 0.03207 | 0.026756 | 0.027645 | 0.028087 | 0.029848 | 0.031464 | 0.035779 | 0.038806 | 0.045838 | 0.046208 | 5.6742
LO3Slow | New | Fixtures | Residential | Lighting | 0.00022792 | 0.00026653 | 1.2674 | -109.2876 | Multifamily - Low Rise | WA-Chandelier/Pendant_250 to 499 lumens | 4.4686e-07 | 1.1369e-06 | 2.5139e-06 | 4.9472e-06 | 8.6051e-06 | 1.3485e-05 | 1.9828e-05 | 2.7343e-05 | 3.5807e-05 | 4.4552e-05 | 5.1474e-05 | 5.8429e-05 | 6.4685e-05 | 6.9781e-05 | 7.229e-05 | 7.4727e-05 | 7.6083e-05 | 7.6448e-05 | 7.7086e-05 | 7.7327e-05 | 0.000857 | 0.054826 | 0.048914 | 0.038649 | 0.022559 | 0.022414 | 0.022258 | 0.016325 | 0.019596 | 0.028909 | 0.046628 | 0.053053 | 0.05516 | 0 | 0.096051 | 0.071109 | 0.062825 | 0.052415 | 0.054155 | 0.055022 | 0.058472 | 0.061638 | 0.07009 | 0.07602 | 0.089796 | 0.09052 | 5.6742
LO3Slow | New | Fixtures | Residential | Lighting | 0.00043732 | 0.00051142 | 2.4318 | -109.2876 | Multifamily - Low Rise | WA-Chandelier/Pendant_500 to 999 lumens | 3.2851e-06 | 8.358e-06 | 1.8481e-05 | 3.6369e-05 | 6.326e-05 | 9.9132e-05 | 0.00014576 | 0.00020101 | 0.00026324 | 0.00032752 | 0.00037841 | 0.00042954 | 0.00047553 | 0.00051299 | 0.00053144 | 0.00054935 | 0.00055932 | 0.000562 | 0.0005667 | 0.00056847 | 0.0063002 | 0.1052 | 0.093854 | 0.074158 | 0.043286 | 0.043007 | 0.042708 | 0.031324 | 0.0376 | 0.055468 | 0.089468 | 0.1018 | 0.10584 | 0 | 0.1843 | 0.13644 | 0.12055 | 0.10057 | 0.10391 | 0.10557 | 0.11219 | 0.11827 | 0.13449 | 0.14586 | 0.1723 | 0.17369 | 5.6742
LO3Slow | New | Fixtures | Residential | Lighting | 0.0008017 | 0.00093754 | 4.4581 | -109.2876 | Multifamily - Low Rise | WA-Chandelier/Pendant_1000 to 1999 lumens | 5.5651e-06 | 1.4159e-05 | 3.1308e-05 | 6.1612e-05 | 0.00010717 | 0.00016794 | 0.00024693 | 0.00034053 | 0.00044594 | 0.00055484 | 0.00064105 | 0.00072767 | 0.00080558 | 0.00086904 | 0.00090028 | 0.00093063 | 0.00094753 | 0.00095207 | 0.00096002 | 0.00096302 | 0.010673 | 0.19285 | 0.17206 | 0.13595 | 0.079354 | 0.078841 | 0.078294 | 0.057425 | 0.06893 | 0.10169 | 0.16402 | 0.18662 | 0.19403 | 0 | 0.33786 | 0.25013 | 0.22099 | 0.18437 | 0.19049 | 0.19354 | 0.20567 | 0.21681 | 0.24654 | 0.2674 | 0.31586 | 0.31841 | 5.6742
LO3Slow | New | Fixtures | Residential | Lighting | 0.0015538 | 0.0018171 | 8.6404 | -109.2876 | Multifamily - Low Rise | WA-Chandelier/Pendant_2000 to 3999 lumens | 8.024e-06 | 2.0415e-05 | 4.5141e-05 | 8.8834e-05 | 0.00015452 | 0.00024214 | 0.00035603 | 0.00049098 | 0.00064297 | 0.00079999 | 0.00092429 | 0.0010492 | 0.0011615 | 0.001253 | 0.0012981 | 0.0013418 | 0.0013662 | 0.0013727 | 0.0013842 | 0.0013885 | 0.015388 | 0.37377 | 0.33347 | 0.26348 | 0.1538 | 0.1528 | 0.15174 | 0.1113 | 0.13359 | 0.19708 | 0.31788 | 0.36169 | 0.37605 | 0 | 0.65482 | 0.48478 | 0.4283 | 0.35733 | 0.3692 | 0.3751 | 0.39862 | 0.42021 | 0.47783 | 0.51826 | 0.61217 | 0.61711 | 5.6742
LO3Slow | New | Fixtures | Residential | Lighting | 0.0028382 | 0.0033191 | 15.7827 | -109.2876 | Multifamily - Low Rise | WA-Chandelier/Pendant_4000 to 7999 lumens | 4.8203e-06 | 1.2264e-05 | 2.7118e-05 | 5.3366e-05 | 9.2824e-05 | 0.00014546 | 0.00021388 | 0.00029495 | 0.00038625 | 0.00048058 | 0.00055525 | 0.00063028 | 0.00069776 | 0.00075273 | 0.00077979 | 0.00080608 | 0.00082071 | 0.00082464 | 0.00083153 | 0.00083413 | 0.0092444 | 0.68273 | 0.60911 | 0.48129 | 0.28093 | 0.27911 | 0.27718 | 0.2033 | 0.24403 | 0.35999 | 0.58065 | 0.66066 | 0.68689 | 0 | 1.1961 | 0.88551 | 0.78234 | 0.65271 | 0.67439 | 0.68517 | 0.72813 | 0.76757 | 0.87281 | 0.94666 | 1.1182 | 1.1272 | 5.6742
LO3Slow | New | Fixtures | Residential | Lighting | 2.898e-05 | 2.7142e-05 | 0.22794 | 11.6324 | Multifamily - Low Rise | WA-Linear Flush Mount_0 to 249 lumens | 1.2775e-08 | 3.2503e-08 | 7.1871e-08 | 1.4144e-07 | 2.4601e-07 | 3.8552e-07 | 5.6686e-07 | 7.8172e-07 | 1.0237e-06 | 1.2737e-06 | 1.4716e-06 | 1.6705e-06 | 1.8493e-06 | 1.995e-06 | 2.0667e-06 | 2.1364e-06 | 2.1752e-06 | 2.1856e-06 | 2.2038e-06 | 2.2107e-06 | 2.4501e-05 | 0.007487 | 0.006459 | 0.0061971 | 0.0048257 | 0.0046285 | 0.0043584 | 0.0037415 | 0.0044261 | 0.0056027 | 0.0067528 | 0.0069007 | 0.0073306 | 0 | 0.015836 | 0.012314 | 0.01313 | 0.01134 | 0.011387 | 0.01209 | 0.011678 | 0.011986 | 0.01228 | 0.014988 | 0.015464 | 0.016735 | 1.5691
LO3Slow | New | Fixtures | Residential | Lighting | 5.6772e-05 | 5.3172e-05 | 0.44653 | 11.6324 | Multifamily - Low Rise | WA-Linear Flush Mount_250 to 499 lumens | 3.6452e-07 | 9.2742e-07 | 2.0507e-06 | 4.0356e-06 | 7.0196e-06 | 1.1e-05 | 1.6174e-05 | 2.2305e-05 | 2.9209e-05 | 3.6343e-05 | 4.199e-05 | 4.7663e-05 | 5.2766e-05 | 5.6923e-05 | 5.897e-05 | 6.0958e-05 | 6.2064e-05 | 6.2361e-05 | 6.2882e-05 | 6.3079e-05 | 0.00069909 | 0.014667 | 0.012653 | 0.01214 | 0.0094535 | 0.0090671 | 0.008538 | 0.0073295 | 0.0086706 | 0.010976 | 0.013229 | 0.013518 | 0.01436 | 0 | 0.031023 | 0.024123 | 0.025721 | 0.022214 | 0.022307 | 0.023685 | 0.022877 | 0.02348 | 0.024055 | 0.029361 | 0.030294 | 0.032784 | 1.5691
LO3Slow | New | Fixtures | Residential | Lighting | 0.00010893 | 0.00010202 | 0.85678 | 11.6324 | Multifamily - Low Rise | WA-Linear Flush Mount_500 to 999 lumens | 7.1218e-06 | 1.8119e-05 | 4.0065e-05 | 7.8845e-05 | 0.00013714 | 0.00021491 | 0.000316 | 0.00043578 | 0.00057067 | 0.00071004 | 0.00082036 | 0.00093121 | 0.0010309 | 0.0011121 | 0.0011521 | 0.0011909 | 0.0012126 | 0.0012184 | 0.0012285 | 0.0012324 | 0.013658 | 0.028142 | 0.024278 | 0.023294 | 0.018139 | 0.017398 | 0.016382 | 0.014064 | 0.016637 | 0.021059 | 0.025382 | 0.025938 | 0.027554 | 0 | 0.059525 | 0.046286 | 0.049352 | 0.042623 | 0.042802 | 0.045445 | 0.043896 | 0.045053 | 0.046157 | 0.056337 | 0.058127 | 0.062904 | 1.5691
LO3Slow | New | Fixtures | Residential | Lighting | 0.0001997 | 0.00018703 | 1.5707 | 11.6324 | Multifamily - Low Rise | WA-Linear Flush Mount_1000 to 1999 lumens | 1.1657e-05 | 2.9659e-05 | 6.5582e-05 | 0.00012906 | 0.00022449 | 0.00035178 | 0.00051726 | 0.00071332 | 0.00093412 | 0.0011622 | 0.0013428 | 0.0015243 | 0.0016875 | 0.0018204 | 0.0018859 | 0.0019494 | 0.0019848 | 0.0019943 | 0.002011 | 0.0020173 | 0.022357 | 0.051591 | 0.044508 | 0.042703 | 0.033253 | 0.031894 | 0.030033 | 0.025782 | 0.030499 | 0.038607 | 0.046532 | 0.047551 | 0.050513 | 0 | 0.10912 | 0.084852 | 0.090474 | 0.078139 | 0.078467 | 0.083312 | 0.080471 | 0.082593 | 0.084616 | 0.10328 | 0.10656 | 0.11532 | 1.5691
LO3Slow | New | Fixtures | Residential | Lighting | 0.00038704 | 0.00036249 | 3.0442 | 11.6324 | Multifamily - Low Rise | WA-Linear Flush Mount_2000 to 3999 lumens | 4.319e-06 | 1.0989e-05 | 2.4298e-05 | 4.7816e-05 | 8.3171e-05 | 0.00013033 | 0.00019164 | 0.00026428 | 0.00034609 | 0.00043061 | 0.00049751 | 0.00056474 | 0.0006252 | 0.00067445 | 0.0006987 | 0.00072225 | 0.00073537 | 0.00073889 | 0.00074506 | 0.00074739 | 0.0082831 | 0.09999 | 0.086262 | 0.082764 | 0.064448 | 0.061814 | 0.058207 | 0.049968 | 0.059111 | 0.074825 | 0.090185 | 0.09216 | 0.097901 | 0 | 0.2115 | 0.16445 | 0.17535 | 0.15144 | 0.15208 | 0.16147 | 0.15596 | 0.16008 | 0.164 | 0.20017 | 0.20653 | 0.2235 | 1.5691
LO3Slow | New | Fixtures | Residential | Lighting | 0.00070697 | 0.00066213 | 5.5605 | 11.6324 | Multifamily - Low Rise | WA-Linear Flush Mount_4000 to 7999 lumens | 4.9885e-07 | 1.2692e-06 | 2.8064e-06 | 5.5228e-06 | 9.6063e-06 | 1.5054e-05 | 2.2135e-05 | 3.0524e-05 | 3.9973e-05 | 4.9735e-05 | 5.7463e-05 | 6.5227e-05 | 7.2211e-05 | 7.7899e-05 | 8.07e-05 | 8.342e-05 | 8.4935e-05 | 8.5342e-05 | 8.6054e-05 | 8.6323e-05 | 0.0009567 | 0.18264 | 0.15757 | 0.15118 | 0.11772 | 0.11291 | 0.10632 | 0.091273 | 0.10797 | 0.13668 | 0.16473 | 0.16834 | 0.17883 | 0 | 0.38632 | 0.3004 | 0.3203 | 0.27663 | 0.27779 | 0.29494 | 0.28488 | 0.2924 | 0.29956 | 0.36563 | 0.37725 | 0.40825 | 1.5691
LO3Slow | New | Fixtures | Residential | Lighting | 2.1873e-05 | 2.0242e-05 | 0.16937 | 20.5429 | Multifamily - Low Rise | WA-Linear Shop_0 to 249 lumens | 3.0093e-09 | 7.6564e-09 | 1.693e-08 | 3.3316e-08 | 5.795e-08 | 9.0811e-08 | 1.3353e-07 | 1.8414e-07 | 2.4114e-07 | 3.0003e-07 | 3.4665e-07 | 3.9348e-07 | 4.3561e-07 | 4.6993e-07 | 4.8683e-07 | 5.0324e-07 | 5.1237e-07 | 5.1483e-07 | 5.1913e-07 | 5.2075e-07 | 5.7713e-06 | 0.005564 | 0.0047565 | 0.0045372 | 0.0035372 | 0.0033056 | 0.0030843 | 0.0026418 | 0.0031239 | 0.0039762 | 0.0048523 | 0.0050398 | 0.005502 | 0 | 0.012457 | 0.0096407 | 0.010081 | 0.0086736 | 0.0083159 | 0.0086034 | 0.0082545 | 0.0084675 | 0.0088128 | 0.01107 | 0.011754 | 0.013315 | 1.2346
LO3Slow | New | Fixtures | Residential | Lighting | 4.2848e-05 | 3.9655e-05 | 0.33179 | 20.5429 | Multifamily - Low Rise | WA-Linear Shop_250 to 499 lumens | 0 | 0 | 0 | 0 | 0 | 0 | 0 | 0 | 0 | 0 | 0 | 0 | 0 | 0 | 0 | 0 | 0 | 0 | 0 | 0 | 0 | 0.0109 | 0.0093179 | 0.0088884 | 0.0069294 | 0.0064756 | 0.0060422 | 0.0051753 | 0.0061197 | 0.0077893 | 0.0095056 | 0.0098729 | 0.010778 | 0 | 0.024402 | 0.018886 | 0.019749 | 0.016991 | 0.016291 | 0.016854 | 0.01617 | 0.016588 | 0.017264 | 0.021686 | 0.023026 | 0.026085 | 1.2346
LO3Slow | New | Fixtures | Residential | Lighting | 8.2216e-05 | 7.6087e-05 | 0.63662 | 20.5429 | Multifamily - Low Rise | WA-Linear Shop_500 to 999 lumens | 4.7322e-09 | 1.204e-08 | 2.6622e-08 | 5.239e-08 | 9.1127e-08 | 1.428e-07 | 2.0997e-07 | 2.8956e-07 | 3.7919e-07 | 4.718e-07 | 5.451e-07 | 6.1876e-07 | 6.85e-07 | 7.3897e-07 | 7.6553e-07 | 7.9134e-07 | 8.0571e-07 | 8.0957e-07 | 8.1633e-07 | 8.1888e-07 | 9.0754e-06 | 0.020914 | 0.017879 | 0.017055 | 0.013296 | 0.012425 | 0.011593 | 0.0099302 | 0.011742 | 0.014946 | 0.018239 | 0.018944 | 0.020681 | 0 | 0.046822 | 0.036238 | 0.037894 | 0.032602 | 0.031258 | 0.032339 | 0.031027 | 0.031828 | 0.033126 | 0.04161 | 0.044182 | 0.05005 | 1.2346
LO3Slow | New | Fixtures | Residential | Lighting | 0.00015072 | 0.00013949 | 1.1671 | 20.5429 | Multifamily - Low Rise | WA-Linear Shop_1000 to 1999 lumens | 2.6539e-09 | 6.7522e-09 | 1.493e-08 | 2.9382e-08 | 5.1107e-08 | 8.0087e-08 | 1.1776e-07 | 1.6239e-07 | 2.1266e-07 | 2.646e-07 | 3.0571e-07 | 3.4702e-07 | 3.8417e-07 | 4.1443e-07 | 4.2933e-07 | 4.4381e-07 | 4.5186e-07 | 4.5403e-07 | 4.5782e-07 | 4.5925e-07 | 5.0898e-06 | 0.03834 | 0.032776 | 0.031265 | 0.024374 | 0.022778 | 0.021254 | 0.018204 | 0.021526 | 0.027399 | 0.033436 | 0.034728 | 0.037913 | 0 | 0.085836 | 0.066432 | 0.069468 | 0.059768 | 0.057303 | 0.059284 | 0.05688 | 0.058347 | 0.060727 | 0.076281 | 0.080996 | 0.091754 | 1.2346
LO3Slow | New | Fixtures | Residential | Lighting | 0.00029211 | 0.00027034 | 2.2619 | 20.5429 | Multifamily - Low Rise | WA-Linear Shop_2000 to 3999 lumens | 0 | 0 | 0 | 0 | 0 | 0 | 0 | 0 | 0 | 0 | 0 | 0 | 0 | 0 | 0 | 0 | 0 | 0 | 0 | 0 | 0 | 0.074308 | 0.063524 | 0.060596 | 0.04724 | 0.044147 | 0.041192 | 0.035282 | 0.04172 | 0.053103 | 0.064803 | 0.067307 | 0.07348 | 0 | 0.16636 | 0.12875 | 0.13464 | 0.11584 | 0.11106 | 0.1149 | 0.11024 | 0.11308 | 0.1177 | 0.14784 | 0.15698 | 0.17783 | 1.2346
LO3Slow | New | Fixtures | Residential | Lighting | 0.00053358 | 0.00049381 | 4.1317 | 20.5429 | Multifamily - Low Rise | WA-Linear Shop_4000 to 7999 lumens | 3.8365e-08 | 9.7609e-08 | 2.1583e-07 | 4.2474e-07 | 7.3879e-07 | 1.1577e-06 | 1.7023e-06 | 2.3475e-06 | 3.0742e-06 | 3.825e-06 | 4.4193e-06 | 5.0164e-06 | 5.5535e-06 | 5.991e-06 | 6.2064e-06 | 6.4156e-06 | 6.5321e-06 | 6.5634e-06 | 6.6182e-06 | 6.6389e-06 | 7.3577e-05 | 0.13573 | 0.11603 | 0.11068 | 0.08629 | 0.080639 | 0.075242 | 0.064447 | 0.076207 | 0.096999 | 0.11837 | 0.12294 | 0.13422 | 0 | 0.30388 | 0.23518 | 0.24593 | 0.21159 | 0.20287 | 0.20988 | 0.20137 | 0.20656 | 0.21499 | 0.27005 | 0.28674 | 0.32483 | 1.2346
LO3Slow | New | Fixtures | Residential | Lighting | 0.00021426 | 0.00020326 | 1.7136 | -52.1552 | Multifamily - Low Rise | WA-Track_0 to 249 lumens | 1.4328e-09 | 3.6454e-09 | 8.0605e-09 | 1.5863e-08 | 2.7591e-08 | 4.3237e-08 | 6.3575e-08 | 8.7673e-08 | 1.1481e-07 | 1.4285e-07 | 1.6505e-07 | 1.8735e-07 | 2.074e-07 | 2.2374e-07 | 2.3179e-07 | 2.396e-07 | 2.4395e-07 | 2.4512e-07 | 2.4717e-07 | 2.4794e-07 | 2.7478e-06 | 0.056276 | 0.049013 | 0.047306 | 0.036794 | 0.036217 | 0.034405 | 0.029598 | 0.035027 | 0.044107 | 0.052524 | 0.052811 | 0.054523 | 0 | 0.11172 | 0.08735 | 0.095246 | 0.082612 | 0.087151 | 0.094937 | 0.09229 | 0.094775 | 0.095627 | 0.11339 | 0.11345 | 0.11644 | 5.0418
LO3Slow | New | Fixtures | Residential | Lighting | 0.00041973 | 0.00039818 | 3.3569 | -52.1552 | Multifamily - Low Rise | WA-Track_250 to 499 lumens | 1.3069e-07 | 3.325e-07 | 7.3522e-07 | 1.4469e-06 | 2.5167e-06 | 3.9437e-06 | 5.7989e-06 | 7.9968e-06 | 1.0472e-05 | 1.303e-05 | 1.5054e-05 | 1.7088e-05 | 1.8918e-05 | 2.0408e-05 | 2.1142e-05 | 2.1855e-05 | 2.2251e-05 | 2.2358e-05 | 2.2545e-05 | 2.2615e-05 | 0.00025064 | 0.11024 | 0.096016 | 0.092672 | 0.072079 | 0.070948 | 0.067399 | 0.057983 | 0.068618 | 0.086405 | 0.10289 | 0.10346 | 0.10681 | 0 | 0.21885 | 0.17112 | 0.18659 | 0.16184 | 0.17073 | 0.18598 | 0.1808 | 0.18566 | 0.18733 | 0.22212 | 0.22225 | 0.22811 | 5.0418
LO3Slow | New | Fixtures | Residential | Lighting | 0.00080537 | 0.00076401 | 6.4411 | -52.1552 | Multifamily - Low Rise | WA-Track_500 to 999 lumens | 2.0807e-06 | 5.2938e-06 | 1.1706e-05 | 2.3036e-05 | 4.0069e-05 | 6.2789e-05 | 9.2325e-05 | 0.00012732 | 0.00016673 | 0.00020745 | 0.00023968 | 0.00027207 | 0.0003012 | 0.00032492 | 0.00033661 | 0.00034795 | 0.00035427 | 0.00035597 | 0.00035894 | 0.00036006 | 0.0039905 | 0.21153 | 0.18423 | 0.17782 | 0.1383 | 0.13613 | 0.12932 | 0.11125 | 0.13166 | 0.16579 | 0.19743 | 0.19851 | 0.20494 | 0 | 0.41992 | 0.32833 | 0.35801 | 0.31052 | 0.32758 | 0.35685 | 0.3469 | 0.35624 | 0.35945 | 0.42619 | 0.42644 | 0.43769 | 5.0418
LO3Slow | New | Fixtures | Residential | Lighting | 0.0014764 | 0.0014006 | 11.808 | -52.1552 | Multifamily - Low Rise | WA-Track_1000 to 1999 lumens | 3.0234e-06 | 7.6922e-06 | 1.7009e-05 | 3.3472e-05 | 5.8221e-05 | 9.1235e-05 | 0.00013415 | 0.000185 | 0.00024227 | 0.00030143 | 0.00034827 | 0.00039532 | 0.00043765 | 0.00047213 | 0.0004891 | 0.00050559 | 0.00051477 | 0.00051723 | 0.00052155 | 0.00052318 | 0.0057983 | 0.38779 | 0.33774 | 0.32598 | 0.25354 | 0.24956 | 0.23708 | 0.20396 | 0.24137 | 0.30393 | 0.36193 | 0.36391 | 0.37571 | 0 | 0.76981 | 0.60191 | 0.65632 | 0.56926 | 0.60054 | 0.65419 | 0.63595 | 0.65307 | 0.65895 | 0.78131 | 0.78177 | 0.80238 | 5.0418
LO3Slow | New | Fixtures | Residential | Lighting | 0.0028615 | 0.0027146 | 22.8853 | -52.1552 | Multifamily - Low Rise | WA-Track_2000 to 3999 lumens | 4.8284e-06 | 1.2285e-05 | 2.7163e-05 | 5.3456e-05 | 9.2981e-05 | 0.00014571 | 0.00021424 | 0.00029545 | 0.00038691 | 0.00048139 | 0.00055619 | 0.00063134 | 0.00069894 | 0.000754 | 0.00078111 | 0.00080744 | 0.0008221 | 0.00082604 | 0.00083293 | 0.00083554 | 0.0092601 | 0.75158 | 0.65458 | 0.63178 | 0.49139 | 0.48368 | 0.45948 | 0.39529 | 0.4678 | 0.58906 | 0.70147 | 0.7053 | 0.72817 | 0 | 1.492 | 1.1666 | 1.272 | 1.1033 | 1.1639 | 1.2679 | 1.2326 | 1.2657 | 1.2771 | 1.5143 | 1.5152 | 1.5551 | 5.0418
LO3Slow | New | Fixtures | Residential | Lighting | 0.0052269 | 0.0049585 | 41.8027 | -52.1552 | Multifamily - Low Rise | WA-Track_4000 to 7999 lumens | 1.9425e-06 | 4.9421e-06 | 1.0928e-05 | 2.1505e-05 | 3.7406e-05 | 5.8617e-05 | 8.619e-05 | 0.00011886 | 0.00015565 | 0.00019366 | 0.00022376 | 0.00025399 | 0.00028118 | 0.00030333 | 0.00031424 | 0.00032483 | 0.00033073 | 0.00033231 | 0.00033509 | 0.00033614 | 0.0037253 | 1.3729 | 1.1957 | 1.154 | 0.89758 | 0.8835 | 0.8393 | 0.72205 | 0.85449 | 1.076 | 1.2813 | 1.2883 | 1.3301 | 0 | 2.7253 | 2.1309 | 2.3235 | 2.0153 | 2.126 | 2.316 | 2.2514 | 2.312 | 2.3328 | 2.766 | 2.7676 | 2.8406 | 5.0418
LO3Slow | New | Fixtures | Residential | Lighting | 9.9203e-05 | 9.4046e-05 | 0.7927 | -66.87 | Multifamily - High Rise | ID/MT/OR-Floor/Table_0 to 249 lumens | 9.7151e-08 | 2.4571e-07 | 5.4443e-07 | 1.0757e-06 | 1.8817e-06 | 2.9566e-06 | 4.363e-06 | 6.0516e-06 | 7.9524e-06 | 9.9119e-06 | 1.1429e-05 | 1.2951e-05 | 1.4342e-05 | 1.5454e-05 | 1.5984e-05 | 1.6503e-05 | 1.6789e-05 | 1.6805e-05 | 1.6851e-05 | 1.6835e-05 | 0.00018902 | 0.026033 | 0.022662 | 0.021866 | 0.017008 | 0.016719 | 0.015876 | 0.013656 | 0.016161 | 0.020356 | 0.024255 | 0.024407 | 0.025237 | 0 | 0.051857 | 0.040534 | 0.044144 | 0.03828 | 0.040278 | 0.043819 | 0.042584 | 0.043729 | 0.044156 | 0.052434 | 0.05255 | 0.054093 | 8.6572
LO3Slow | New | Fixtures | Residential | Lighting | 0.00019434 | 0.00018423 | 1.5529 | -66.87 | Multifamily - High Rise | ID/MT/OR-Floor/Table_250 to 499 lumens | 6.8045e-07 | 1.721e-06 | 3.8132e-06 | 7.5343e-06 | 1.318e-05 | 2.0708e-05 | 3.0558e-05 | 4.2386e-05 | 5.5699e-05 | 6.9423e-05 | 8.0046e-05 | 9.071e-05 | 0.00010045 | 0.00010824 | 0.00011195 | 0.00011559 | 0.00011759 | 0.0001177 | 0.00011802 | 0.00011791 | 0.0013239 | 0.050999 | 0.044395 | 0.042836 | 0.033319 | 0.032753 | 0.0311 | 0.026753 | 0.031659 | 0.039876 | 0.047515 | 0.047814 | 0.049438 | 0 | 0.10159 | 0.079407 | 0.086478 | 0.07499 | 0.078904 | 0.085841 | 0.083422 | 0.085665 | 0.086502 | 0.10272 | 0.10295 | 0.10597 | 8.6572
LO3Slow | New | Fixtures | Residential | Lighting | 0.00037289 | 0.0003535 | 2.9796 | -66.87 | Multifamily - High Rise | ID/MT/OR-Floor/Table_500 to 999 lumens | 5.7776e-06 | 1.4612e-05 | 3.2377e-05 | 6.3972e-05 | 0.00011191 | 0.00017583 | 0.00025947 | 0.00035989 | 0.00047293 | 0.00058946 | 0.00067966 | 0.0007702 | 0.00085294 | 0.00091904 | 0.00095058 | 0.00098144 | 0.00099846 | 0.0009994 | 0.0010021 | 0.0010012 | 0.011241 | 0.097855 | 0.085183 | 0.082191 | 0.063931 | 0.062845 | 0.059674 | 0.051332 | 0.060746 | 0.076513 | 0.09117 | 0.091743 | 0.09486 | 0 | 0.19492 | 0.15236 | 0.16593 | 0.14389 | 0.1514 | 0.16471 | 0.16007 | 0.16437 | 0.16598 | 0.19709 | 0.19753 | 0.20333 | 8.6572
LO3Slow | New | Fixtures | Residential | Lighting | 0.00068359 | 0.00064805 | 5.4623 | -66.87 | Multifamily - High Rise | ID/MT/OR-Floor/Table_1000 to 1999 lumens | 6.3556e-06 | 1.6074e-05 | 3.5616e-05 | 7.0372e-05 | 0.0001231 | 0.00019342 | 0.00028542 | 0.00039589 | 0.00052025 | 0.00064843 | 0.00074765 | 0.00084725 | 0.00093827 | 0.001011 | 0.0010457 | 0.0010796 | 0.0010983 | 0.0010994 | 0.0011024 | 0.0011014 | 0.012366 | 0.17939 | 0.15616 | 0.15068 | 0.1172 | 0.11521 | 0.1094 | 0.094103 | 0.11136 | 0.14027 | 0.16713 | 0.16819 | 0.1739 | 0 | 0.35733 | 0.27931 | 0.30419 | 0.26378 | 0.27755 | 0.30195 | 0.29344 | 0.30133 | 0.30427 | 0.36131 | 0.36211 | 0.37274 | 8.6572
LO3Slow | New | Fixtures | Residential | Lighting | 0.0013249 | 0.001256 | 10.5866 | -66.87 | Multifamily - High Rise | ID/MT/OR-Floor/Table_2000 to 3999 lumens | 1.7697e-06 | 4.4759e-06 | 9.9174e-06 | 1.9595e-05 | 3.4278e-05 | 5.3858e-05 | 7.9477e-05 | 0.00011024 | 0.00014486 | 0.00018056 | 0.00020819 | 0.00023592 | 0.00026126 | 0.00028151 | 0.00029117 | 0.00030063 | 0.00030584 | 0.00030613 | 0.00030696 | 0.00030668 | 0.0034433 | 0.34768 | 0.30266 | 0.29203 | 0.22715 | 0.22329 | 0.21202 | 0.18238 | 0.21583 | 0.27185 | 0.32393 | 0.32597 | 0.33704 | 0 | 0.69256 | 0.54135 | 0.58956 | 0.51124 | 0.53792 | 0.58522 | 0.56872 | 0.58401 | 0.58972 | 0.70027 | 0.70182 | 0.72242 | 8.6572
LO3Slow | New | Fixtures | Residential | Lighting | 0.0024201 | 0.0022942 | 19.3377 | -66.87 | Multifamily - High Rise | ID/MT/OR-Floor/Table_4000 to 7999 lumens | 2.0377e-07 | 5.1538e-07 | 1.1419e-06 | 2.2563e-06 | 3.9469e-06 | 6.2014e-06 | 9.1513e-06 | 1.2693e-05 | 1.668e-05 | 2.079e-05 | 2.3971e-05 | 2.7165e-05 | 3.0083e-05 | 3.2414e-05 | 3.3527e-05 | 3.4615e-05 | 3.5215e-05 | 3.5249e-05 | 3.5345e-05 | 3.5312e-05 | 0.00039648 | 0.63508 | 0.55284 | 0.53342 | 0.41491 | 0.40786 | 0.38729 | 0.33315 | 0.39425 | 0.49657 | 0.59169 | 0.59542 | 0.61564 | 0 | 1.265 | 0.98883 | 1.0769 | 0.93383 | 0.98258 | 1.069 | 1.0388 | 1.0668 | 1.0772 | 1.2791 | 1.282 | 1.3196 | 8.6572
LO3Slow | New | Fixtures | Residential | Lighting | 0.00013061 | 0.00012357 | 1.0409 | -37.1249 | Multifamily - High Rise | ID/MT/OR-Ceiling and Wall Flush Mount _0 to 249 lumens | 5.3858e-08 | 1.3622e-07 | 3.0182e-07 | 5.9635e-07 | 1.0432e-06 | 1.6391e-06 | 2.4187e-06 | 3.3549e-06 | 4.4087e-06 | 5.495e-06 | 6.3358e-06 | 7.1798e-06 | 7.9511e-06 | 8.5673e-06 | 8.8612e-06 | 9.149e-06 | 9.3076e-06 | 9.3164e-06 | 9.3418e-06 | 9.3331e-06 | 0.00010479 | 0.034185 | 0.029713 | 0.028642 | 0.022283 | 0.021815 | 0.020686 | 0.017788 | 0.02105 | 0.026535 | 0.031677 | 0.031958 | 0.033195 | 0 | 0.068809 | 0.053735 | 0.058303 | 0.050522 | 0.052738 | 0.057144 | 0.055478 | 0.056965 | 0.057658 | 0.068781 | 0.069277 | 0.071943 | 3.7716
LO3Slow | New | Fixtures | Residential | Lighting | 0.00025587 | 0.00024207 | 2.0391 | -37.1249 | Multifamily - High Rise | ID/MT/OR-Ceiling and Wall Flush Mount _250 to 499 lumens | 6.5762e-07 | 1.6632e-06 | 3.6852e-06 | 7.2815e-06 | 1.2737e-05 | 2.0013e-05 | 2.9533e-05 | 4.0963e-05 | 5.383e-05 | 6.7094e-05 | 7.7361e-05 | 8.7666e-05 | 9.7084e-05 | 0.00010461 | 0.0001082 | 0.00011171 | 0.00011365 | 0.00011375 | 0.00011406 | 0.00011396 | 0.0012795 | 0.066968 | 0.058207 | 0.05611 | 0.043652 | 0.042735 | 0.040524 | 0.034847 | 0.041236 | 0.051981 | 0.062055 | 0.062605 | 0.065028 | 0 | 0.1348 | 0.10527 | 0.11422 | 0.098972 | 0.10331 | 0.11194 | 0.10868 | 0.11159 | 0.11295 | 0.13474 | 0.13571 | 0.14094 | 3.7716
LO3Slow | New | Fixtures | Residential | Lighting | 0.00049096 | 0.00046447 | 3.9125 | -37.1249 | Multifamily - High Rise | ID/MT/OR-Ceiling and Wall Flush Mount _500 to 999 lumens | 6.1462e-06 | 1.5545e-05 | 3.4443e-05 | 6.8054e-05 | 0.00011905 | 0.00018705 | 0.00027602 | 0.00038285 | 0.00050311 | 0.00062708 | 0.00072303 | 0.00081935 | 0.00090737 | 0.00097769 | 0.0010112 | 0.0010441 | 0.0010622 | 0.0010632 | 0.0010661 | 0.0010651 | 0.011959 | 0.1285 | 0.11169 | 0.10766 | 0.083758 | 0.081999 | 0.077756 | 0.066864 | 0.079122 | 0.099739 | 0.11907 | 0.12012 | 0.12477 | 0 | 0.25864 | 0.20198 | 0.21915 | 0.1899 | 0.19823 | 0.21479 | 0.20853 | 0.21412 | 0.21673 | 0.25854 | 0.2604 | 0.27042 | 3.7716
LO3Slow | New | Fixtures | Residential | Lighting | 0.00090004 | 0.00085147 | 7.1725 | -37.1249 | Multifamily - High Rise | ID/MT/OR-Ceiling and Wall Flush Mount _1000 to 1999 lumens | 7.5925e-06 | 1.9203e-05 | 4.2548e-05 | 8.4068e-05 | 0.00014706 | 0.00023106 | 0.00034097 | 0.00047294 | 0.0006215 | 0.00077463 | 0.00089317 | 0.0010122 | 0.0011209 | 0.0012077 | 0.0012492 | 0.0012897 | 0.0013121 | 0.0013133 | 0.0013169 | 0.0013157 | 0.014773 | 0.23556 | 0.20475 | 0.19737 | 0.15355 | 0.15032 | 0.14254 | 0.12258 | 0.14505 | 0.18284 | 0.21828 | 0.22022 | 0.22874 | 0 | 0.47414 | 0.37028 | 0.40175 | 0.34814 | 0.36341 | 0.39377 | 0.38228 | 0.39253 | 0.39731 | 0.47396 | 0.47737 | 0.49574 | 3.7716
LO3Slow | New | Fixtures | Residential | Lighting | 0.0017444 | 0.0016503 | 13.9011 | -37.1249 | Multifamily - High Rise | ID/MT/OR-Ceiling and Wall Flush Mount _2000 to 3999 lumens | 6.0048e-06 | 1.5187e-05 | 3.365e-05 | 6.6488e-05 | 0.00011631 | 0.00018274 | 0.00026967 | 0.00037404 | 0.00049153 | 0.00061264 | 0.00070639 | 0.00080049 | 0.00088648 | 0.00095518 | 0.00098796 | 0.00102 | 0.0010377 | 0.0010387 | 0.0010415 | 0.0010406 | 0.011683 | 0.45655 | 0.39682 | 0.38252 | 0.29759 | 0.29134 | 0.27627 | 0.23757 | 0.28112 | 0.35437 | 0.42305 | 0.42681 | 0.44332 | 0 | 0.91895 | 0.71764 | 0.77865 | 0.67473 | 0.70433 | 0.76317 | 0.74092 | 0.76078 | 0.77003 | 0.91859 | 0.9252 | 0.96082 | 3.7716
LO3Slow | New | Fixtures | Residential | Lighting | 0.0031863 | 0.0030144 | 25.3921 | -37.1249 | Multifamily - High Rise | ID/MT/OR-Ceiling and Wall Flush Mount _4000 to 7999 lumens | 1.8203e-06 | 4.6038e-06 | 1.0201e-05 | 2.0155e-05 | 3.5257e-05 | 5.5396e-05 | 8.1747e-05 | 0.00011339 | 0.000149 | 0.00018572 | 0.00021413 | 0.00024266 | 0.00026873 | 0.00028955 | 0.00029949 | 0.00030921 | 0.00031457 | 0.00031487 | 0.00031573 | 0.00031544 | 0.0035417 | 0.83394 | 0.72484 | 0.69872 | 0.54359 | 0.53218 | 0.50464 | 0.43395 | 0.5135 | 0.64731 | 0.77276 | 0.77961 | 0.80978 | 0 | 1.6786 | 1.3109 | 1.4223 | 1.2325 | 1.2865 | 1.394 | 1.3534 | 1.3896 | 1.4066 | 1.6779 | 1.69 | 1.755 | 3.7716
LO3Slow | New | Fixtures | Residential | Lighting | 0.00010381 | 9.7994e-05 | 0.82491 | -111.0448 | Multifamily - High Rise | ID/MT/OR-Downlight Fixture_0 to 249 lumens | 2.4747e-09 | 6.2589e-09 | 1.3868e-08 | 2.7401e-08 | 4.7933e-08 | 7.5311e-08 | 1.1114e-07 | 1.5415e-07 | 2.0257e-07 | 2.5248e-07 | 2.9112e-07 | 3.299e-07 | 3.6534e-07 | 3.9365e-07 | 4.0716e-07 | 4.2038e-07 | 4.2767e-07 | 4.2807e-07 | 4.2924e-07 | 4.2884e-07 | 4.8149e-06 | 0.027093 | 0.02351 | 0.02264 | 0.017617 | 0.017171 | 0.016259 | 0.013976 | 0.016537 | 0.020865 | 0.024959 | 0.02525 | 0.026356 | 0 | 0.055138 | 0.043017 | 0.046492 | 0.040257 | 0.041668 | 0.044953 | 0.043595 | 0.044759 | 0.045421 | 0.054451 | 0.055134 | 0.05779 | 10.4664
LO3Slow | New | Fixtures | Residential | Lighting | 0.00020337 | 0.00019197 | 1.616 | -111.0448 | Multifamily - High Rise | ID/MT/OR-Downlight Fixture_250 to 499 lumens | 4.0876e-07 | 1.0338e-06 | 2.2907e-06 | 4.526e-06 | 7.9174e-06 | 1.244e-05 | 1.8357e-05 | 2.5462e-05 | 3.346e-05 | 4.1705e-05 | 4.8086e-05 | 5.4492e-05 | 6.0346e-05 | 6.5022e-05 | 6.7253e-05 | 6.9437e-05 | 7.0641e-05 | 7.0708e-05 | 7.0901e-05 | 7.0834e-05 | 0.00079532 | 0.053074 | 0.046056 | 0.044351 | 0.034511 | 0.033638 | 0.03185 | 0.027379 | 0.032396 | 0.040874 | 0.048895 | 0.049464 | 0.051631 | 0 | 0.10801 | 0.08427 | 0.091077 | 0.078864 | 0.081627 | 0.088062 | 0.085402 | 0.087683 | 0.088979 | 0.10667 | 0.10801 | 0.11321 | 10.4664
LO3Slow | New | Fixtures | Residential | Lighting | 0.00039021 | 0.00036834 | 3.1007 | -111.0448 | Multifamily - High Rise | ID/MT/OR-Downlight Fixture_500 to 999 lumens | 1.4355e-05 | 3.6307e-05 | 8.0447e-05 | 0.00015895 | 0.00027805 | 0.00043688 | 0.00064469 | 0.00089421 | 0.0011751 | 0.0014646 | 0.0016887 | 0.0019137 | 0.0021193 | 0.0022835 | 0.0023619 | 0.0024386 | 0.0024809 | 0.0024832 | 0.00249 | 0.0024877 | 0.027931 | 0.10184 | 0.08837 | 0.085099 | 0.066219 | 0.064544 | 0.061113 | 0.052533 | 0.06216 | 0.078427 | 0.093817 | 0.09491 | 0.099067 | 0 | 0.20725 | 0.16169 | 0.17476 | 0.15132 | 0.15662 | 0.16897 | 0.16387 | 0.16824 | 0.17073 | 0.20467 | 0.20724 | 0.21722 | 10.4664
LO3Slow | New | Fixtures | Residential | Lighting | 0.00071535 | 0.00067525 | 5.6843 | -111.0448 | Multifamily - High Rise | ID/MT/OR-Downlight Fixture_1000 to 1999 lumens | 4.3824e-06 | 1.1084e-05 | 2.4558e-05 | 4.8524e-05 | 8.4882e-05 | 0.00013337 | 0.00019681 | 0.00027298 | 0.00035873 | 0.00044711 | 0.00051553 | 0.00058421 | 0.00064697 | 0.00069711 | 0.00072102 | 0.00074443 | 0.00075734 | 0.00075806 | 0.00076012 | 0.00075942 | 0.0085266 | 0.18669 | 0.162 | 0.15601 | 0.12139 | 0.11832 | 0.11203 | 0.096306 | 0.11395 | 0.14377 | 0.17199 | 0.17399 | 0.18161 | 0 | 0.37995 | 0.29642 | 0.32037 | 0.2774 | 0.28712 | 0.30976 | 0.3004 | 0.30843 | 0.31298 | 0.37521 | 0.37992 | 0.39822 | 10.4664
LO3Slow | New | Fixtures | Residential | Lighting | 0.0013864 | 0.0013087 | 11.0168 | -111.0448 | Multifamily - High Rise | ID/MT/OR-Downlight Fixture_2000 to 3999 lumens | 1.3043e-06 | 3.2987e-06 | 7.3091e-06 | 1.4442e-05 | 2.5263e-05 | 3.9693e-05 | 5.8574e-05 | 8.1245e-05 | 0.00010676 | 0.00013307 | 0.00015343 | 0.00017387 | 0.00019255 | 0.00020747 | 0.00021459 | 0.00022156 | 0.0002254 | 0.00022561 | 0.00022623 | 0.00022602 | 0.0025377 | 0.36183 | 0.31398 | 0.30236 | 0.23528 | 0.22933 | 0.21714 | 0.18665 | 0.22086 | 0.27865 | 0.33333 | 0.33722 | 0.35199 | 0 | 0.73638 | 0.5745 | 0.62091 | 0.53764 | 0.55648 | 0.60035 | 0.58222 | 0.59777 | 0.6066 | 0.72721 | 0.73633 | 0.7718 | 10.4664
LO3Slow | New | Fixtures | Residential | Lighting | 0.0025325 | 0.0023905 | 20.1235 | -111.0448 | Multifamily - High Rise | ID/MT/OR-Downlight Fixture_4000 to 7999 lumens | 4.1077e-07 | 1.0389e-06 | 2.3019e-06 | 4.5483e-06 | 7.9563e-06 | 1.2501e-05 | 1.8448e-05 | 2.5587e-05 | 3.3625e-05 | 4.191e-05 | 4.8322e-05 | 5.476e-05 | 6.0642e-05 | 6.5342e-05 | 6.7584e-05 | 6.9778e-05 | 7.0988e-05 | 7.1055e-05 | 7.1249e-05 | 7.1183e-05 | 0.00079923 | 0.66092 | 0.57353 | 0.5523 | 0.42976 | 0.41889 | 0.39662 | 0.34094 | 0.40342 | 0.50899 | 0.60887 | 0.61597 | 0.64295 | 0 | 1.3451 | 1.0494 | 1.1342 | 0.98207 | 1.0165 | 1.0966 | 1.0635 | 1.0919 | 1.108 | 1.3283 | 1.345 | 1.4098 | 10.4664
LO3Slow | New | Fixtures | Residential | Lighting | 0.00015581 | 0.00017678 | 0.87246 | -72.4583 | Multifamily - High Rise | ID/MT/OR-Exterior Porch_0 to 249 lumens | 3.2207e-11 | 8.1457e-11 | 1.8049e-10 | 3.5661e-10 | 6.2382e-10 | 9.8015e-10 | 1.4464e-09 | 2.0062e-09 | 2.6364e-09 | 3.286e-09 | 3.7888e-09 | 4.2935e-09 | 4.7547e-09 | 5.1232e-09 | 5.299e-09 | 5.471e-09 | 5.5659e-09 | 5.5712e-09 | 5.5863e-09 | 5.5811e-09 | 6.2664e-08 | 0.036904 | 0.032436 | 0.025702 | 0.015347 | 0.014385 | 0.013998 | 0.010224 | 0.012259 | 0.018285 | 0.029961 | 0.034755 | 0.037568 | 0 | 0.0721 | 0.053403 | 0.046961 | 0.039095 | 0.036499 | 0.035078 | 0.036685 | 0.038622 | 0.045202 | 0.052172 | 0.064052 | 0.070763 | 10.5821
LO3Slow | New | Fixtures | Residential | Lighting | 0.00030523 | 0.0003463 | 1.7091 | -72.4583 | Multifamily - High Rise | ID/MT/OR-Exterior Porch_250 to 499 lumens | 1.0208e-08 | 2.5818e-08 | 5.7205e-08 | 1.1303e-07 | 1.9772e-07 | 3.1066e-07 | 4.5844e-07 | 6.3587e-07 | 8.356e-07 | 1.0415e-06 | 1.2009e-06 | 1.3608e-06 | 1.507e-06 | 1.6238e-06 | 1.6795e-06 | 1.7341e-06 | 1.7641e-06 | 1.7658e-06 | 1.7706e-06 | 1.769e-06 | 1.9862e-05 | 0.072295 | 0.063542 | 0.050349 | 0.030064 | 0.02818 | 0.027422 | 0.020028 | 0.024016 | 0.035821 | 0.058693 | 0.068085 | 0.073595 | 0 | 0.14124 | 0.10462 | 0.091996 | 0.076587 | 0.071502 | 0.068718 | 0.071865 | 0.075661 | 0.08855 | 0.1022 | 0.12548 | 0.13862 | 10.5821
LO3Slow | New | Fixtures | Residential | Lighting | 0.00058566 | 0.00066447 | 3.2794 | -72.4583 | Multifamily - High Rise | ID/MT/OR-Exterior Porch_500 to 999 lumens | 5.1033e-07 | 1.2907e-06 | 2.8599e-06 | 5.6507e-06 | 9.8847e-06 | 1.5531e-05 | 2.2919e-05 | 3.1789e-05 | 4.1774e-05 | 5.2067e-05 | 6.0035e-05 | 6.8032e-05 | 7.5341e-05 | 8.1179e-05 | 8.3965e-05 | 8.6691e-05 | 8.8194e-05 | 8.8277e-05 | 8.8518e-05 | 8.8436e-05 | 0.00099295 | 0.13872 | 0.12192 | 0.096608 | 0.057686 | 0.05407 | 0.052616 | 0.038428 | 0.04608 | 0.068732 | 0.11262 | 0.13064 | 0.14121 | 0 | 0.27101 | 0.20073 | 0.17652 | 0.14695 | 0.13719 | 0.13185 | 0.13789 | 0.14517 | 0.16991 | 0.1961 | 0.24076 | 0.26599 | 10.5821
LO3Slow | New | Fixtures | Residential | Lighting | 0.0010737 | 0.0012181 | 6.0119 | -72.4583 | Multifamily - High Rise | ID/MT/OR-Exterior Porch_1000 to 1999 lumens | 9.9949e-07 | 2.5279e-06 | 5.6011e-06 | 1.1067e-05 | 1.9359e-05 | 3.0417e-05 | 4.4886e-05 | 6.2259e-05 | 8.1815e-05 | 0.00010197 | 0.00011758 | 0.00013324 | 0.00014755 | 0.00015899 | 0.00016444 | 0.00016978 | 0.00017273 | 0.00017289 | 0.00017336 | 0.0001732 | 0.0019447 | 0.2543 | 0.22351 | 0.17711 | 0.10575 | 0.099122 | 0.096458 | 0.070448 | 0.084476 | 0.126 | 0.20645 | 0.23949 | 0.25887 | 0 | 0.49683 | 0.36799 | 0.3236 | 0.2694 | 0.25151 | 0.24172 | 0.25279 | 0.26614 | 0.31148 | 0.35951 | 0.44137 | 0.48762 | 10.5821
LO3Slow | New | Fixtures | Residential | Lighting | 0.0020809 | 0.0023609 | 11.6518 | -72.4583 | Multifamily - High Rise | ID/MT/OR-Exterior Porch_2000 to 3999 lumens | 9.4563e-07 | 2.3916e-06 | 5.2992e-06 | 1.047e-05 | 1.8316e-05 | 2.8778e-05 | 4.2467e-05 | 5.8904e-05 | 7.7406e-05 | 9.6478e-05 | 0.00011124 | 0.00012606 | 0.0001396 | 0.00015042 | 0.00015558 | 0.00016063 | 0.00016342 | 0.00016357 | 0.00016402 | 0.00016387 | 0.0018399 | 0.49286 | 0.43319 | 0.34325 | 0.20496 | 0.19211 | 0.18695 | 0.13654 | 0.16372 | 0.24421 | 0.40013 | 0.46416 | 0.50172 | 0 | 0.96291 | 0.7132 | 0.62717 | 0.52212 | 0.48746 | 0.46848 | 0.48994 | 0.51581 | 0.60368 | 0.69677 | 0.85543 | 0.94506 | 10.5821
LO3Slow | New | Fixtures | Residential | Lighting | 0.003801 | 0.0043124 | 21.2835 | -72.4583 | Multifamily - High Rise | ID/MT/OR-Exterior Porch_4000 to 7999 lumens | 4.1436e-08 | 1.048e-07 | 2.322e-07 | 4.588e-07 | 8.0258e-07 | 1.261e-06 | 1.8609e-06 | 2.5811e-06 | 3.3918e-06 | 4.2275e-06 | 4.8744e-06 | 5.5238e-06 | 6.1172e-06 | 6.5912e-06 | 6.8174e-06 | 7.0387e-06 | 7.1608e-06 | 7.1675e-06 | 7.1871e-06 | 7.1804e-06 | 8.0621e-05 | 0.90028 | 0.79127 | 0.62699 | 0.37439 | 0.35091 | 0.34148 | 0.2494 | 0.29906 | 0.44607 | 0.73089 | 0.84785 | 0.91646 | 0 | 1.7589 | 1.3027 | 1.1456 | 0.95372 | 0.8904 | 0.85573 | 0.89492 | 0.94219 | 1.1027 | 1.2727 | 1.5625 | 1.7263 | 10.5821
LO3Slow | New | Fixtures | Residential | Lighting | 0.00017263 | 0.00020188 | 0.95994 | -89.0984 | Multifamily - High Rise | ID/MT/OR-Chandelier/Pendant_0 to 249 lumens | 2.6939e-08 | 6.8132e-08 | 1.5096e-07 | 2.9828e-07 | 5.2178e-07 | 8.1981e-07 | 1.2098e-06 | 1.678e-06 | 2.2051e-06 | 2.7484e-06 | 3.169e-06 | 3.5912e-06 | 3.9769e-06 | 4.2851e-06 | 4.4322e-06 | 4.5761e-06 | 4.6554e-06 | 4.6598e-06 | 4.6725e-06 | 4.6682e-06 | 5.2414e-05 | 0.041526 | 0.037048 | 0.029273 | 0.017087 | 0.016976 | 0.016859 | 0.012365 | 0.014842 | 0.021896 | 0.035317 | 0.040183 | 0.041778 | 0 | 0.07275 | 0.053859 | 0.047584 | 0.0397 | 0.041018 | 0.041674 | 0.044287 | 0.046685 | 0.053087 | 0.057578 | 0.068012 | 0.068561 | 6.1235
LO3Slow | New | Fixtures | Residential | Lighting | 0.00033817 | 0.00039547 | 1.8805 | -89.0984 | Multifamily - High Rise | ID/MT/OR-Chandelier/Pendant_250 to 499 lumens | 2.1775e-07 | 5.5073e-07 | 1.2203e-06 | 2.4111e-06 | 4.2177e-06 | 6.6268e-06 | 9.7792e-06 | 1.3564e-05 | 1.7825e-05 | 2.2217e-05 | 2.5616e-05 | 2.9029e-05 | 3.2147e-05 | 3.4638e-05 | 3.5827e-05 | 3.699e-05 | 3.7631e-05 | 3.7667e-05 | 3.777e-05 | 3.7734e-05 | 0.00042368 | 0.081348 | 0.072576 | 0.057345 | 0.033473 | 0.033257 | 0.033026 | 0.024223 | 0.029076 | 0.042893 | 0.069185 | 0.078718 | 0.081844 | 0 | 0.14252 | 0.10551 | 0.093216 | 0.077771 | 0.080353 | 0.081638 | 0.086757 | 0.091456 | 0.104 | 0.1128 | 0.13323 | 0.13431 | 6.1235
LO3Slow | New | Fixtures | Residential | Lighting | 0.00064887 | 0.00075881 | 3.6083 | -89.0984 | Multifamily - High Rise | ID/MT/OR-Chandelier/Pendant_500 to 999 lumens | 1.6008e-06 | 4.0487e-06 | 8.9708e-06 | 1.7725e-05 | 3.1006e-05 | 4.8717e-05 | 7.1891e-05 | 9.9716e-05 | 0.00013104 | 0.00016332 | 0.00018832 | 0.0002134 | 0.00023633 | 0.00025464 | 0.00026338 | 0.00027193 | 0.00027665 | 0.00027691 | 0.00027766 | 0.0002774 | 0.0031146 | 0.15609 | 0.13926 | 0.11003 | 0.064226 | 0.063811 | 0.063369 | 0.046477 | 0.055789 | 0.082302 | 0.13275 | 0.15104 | 0.15704 | 0 | 0.27345 | 0.20245 | 0.17886 | 0.14922 | 0.15418 | 0.15664 | 0.16647 | 0.17548 | 0.19954 | 0.21643 | 0.25564 | 0.25771 | 6.1235
LO3Slow | New | Fixtures | Residential | Lighting | 0.0011895 | 0.0013911 | 6.6148 | -89.0984 | Multifamily - High Rise | ID/MT/OR-Chandelier/Pendant_1000 to 1999 lumens | 2.7119e-06 | 6.8588e-06 | 1.5197e-05 | 3.0027e-05 | 5.2527e-05 | 8.2529e-05 | 0.00012179 | 0.00016892 | 0.00022198 | 0.00027668 | 0.00031902 | 0.00036152 | 0.00040035 | 0.00043138 | 0.00044618 | 0.00046067 | 0.00046866 | 0.0004691 | 0.00047038 | 0.00046994 | 0.0052764 | 0.28614 | 0.25529 | 0.20171 | 0.11774 | 0.11698 | 0.11617 | 0.085204 | 0.10227 | 0.15088 | 0.24336 | 0.27689 | 0.28789 | 0 | 0.5013 | 0.37113 | 0.32789 | 0.27356 | 0.28264 | 0.28717 | 0.30517 | 0.3217 | 0.36581 | 0.39676 | 0.46866 | 0.47244 | 6.1235
LO3Slow | New | Fixtures | Residential | Lighting | 0.0023054 | 0.0026961 | 12.8202 | -89.0984 | Multifamily - High Rise | ID/MT/OR-Chandelier/Pendant_2000 to 3999 lumens | 3.9101e-06 | 9.8892e-06 | 2.1912e-05 | 4.3294e-05 | 7.5734e-05 | 0.00011899 | 0.0001756 | 0.00024356 | 0.00032006 | 0.00039893 | 0.00045997 | 0.00052125 | 0.00057724 | 0.00062198 | 0.00064332 | 0.0006642 | 0.00067572 | 0.00067636 | 0.0006782 | 0.00067757 | 0.0076077 | 0.55458 | 0.49478 | 0.39095 | 0.2282 | 0.22672 | 0.22515 | 0.16514 | 0.19822 | 0.29242 | 0.47166 | 0.53665 | 0.55796 | 0 | 0.97159 | 0.7193 | 0.63549 | 0.5302 | 0.5478 | 0.55656 | 0.59146 | 0.62349 | 0.70898 | 0.76897 | 0.90831 | 0.91564 | 6.1235
LO3Slow | New | Fixtures | Residential | Lighting | 0.0042112 | 0.0049247 | 23.4176 | -89.0984 | Multifamily - High Rise | ID/MT/OR-Chandelier/Pendant_4000 to 7999 lumens | 2.3489e-06 | 5.9408e-06 | 1.3163e-05 | 2.6008e-05 | 4.5496e-05 | 7.1484e-05 | 0.00010549 | 0.00014632 | 0.00019227 | 0.00023965 | 0.00027632 | 0.00031313 | 0.00034677 | 0.00037364 | 0.00038646 | 0.00039901 | 0.00040593 | 0.00040631 | 0.00040742 | 0.00040704 | 0.0045702 | 1.013 | 0.90377 | 0.71411 | 0.41683 | 0.41414 | 0.41126 | 0.30164 | 0.36207 | 0.53414 | 0.86154 | 0.98026 | 1.0192 | 0 | 1.7747 | 1.3139 | 1.1608 | 0.96847 | 1.0006 | 1.0166 | 1.0804 | 1.1389 | 1.295 | 1.4046 | 1.6591 | 1.6725 | 6.1235
LO3Slow | New | Fixtures | Residential | Lighting | 2.898e-05 | 2.7142e-05 | 0.22794 | 11.6324 | Multifamily - High Rise | ID/MT/OR-Linear Flush Mount_0 to 249 lumens | 4.1957e-09 | 1.0612e-08 | 2.3513e-08 | 4.6457e-08 | 8.1268e-08 | 1.2769e-07 | 1.8843e-07 | 2.6136e-07 | 3.4345e-07 | 4.2807e-07 | 4.9358e-07 | 5.5933e-07 | 6.1941e-07 | 6.6742e-07 | 6.9032e-07 | 7.1273e-07 | 7.2509e-07 | 7.2577e-07 | 7.2775e-07 | 7.2707e-07 | 8.1635e-06 | 0.007487 | 0.006459 | 0.0061971 | 0.0048257 | 0.0046285 | 0.0043584 | 0.0037415 | 0.0044261 | 0.0056027 | 0.0067528 | 0.0069007 | 0.0073306 | 0 | 0.015836 | 0.012314 | 0.01313 | 0.01134 | 0.011387 | 0.01209 | 0.011678 | 0.011986 | 0.01228 | 0.014988 | 0.015464 | 0.016735 | 1.5691
LO3Slow | New | Fixtures | Residential | Lighting | 5.6772e-05 | 5.3172e-05 | 0.44653 | 11.6324 | Multifamily - High Rise | ID/MT/OR-Linear Flush Mount_250 to 499 lumens | 1.1972e-07 | 3.0278e-07 | 6.7089e-07 | 1.3256e-06 | 2.3188e-06 | 3.6433e-06 | 5.3764e-06 | 7.4573e-06 | 9.7996e-06 | 1.2214e-05 | 1.4083e-05 | 1.5959e-05 | 1.7674e-05 | 1.9043e-05 | 1.9697e-05 | 2.0336e-05 | 2.0689e-05 | 2.0709e-05 | 2.0765e-05 | 2.0746e-05 | 0.00023293 | 0.014667 | 0.012653 | 0.01214 | 0.0094535 | 0.0090671 | 0.008538 | 0.0073295 | 0.0086706 | 0.010976 | 0.013229 | 0.013518 | 0.01436 | 0 | 0.031023 | 0.024123 | 0.025721 | 0.022214 | 0.022307 | 0.023685 | 0.022877 | 0.02348 | 0.024055 | 0.029361 | 0.030294 | 0.032784 | 1.5691
LO3Slow | New | Fixtures | Residential | Lighting | 0.00010893 | 0.00010202 | 0.85678 | 11.6324 | Multifamily - High Rise | ID/MT/OR-Linear Flush Mount_500 to 999 lumens | 2.3389e-06 | 5.9156e-06 | 1.3107e-05 | 2.5898e-05 | 4.5303e-05 | 7.118e-05 | 0.00010504 | 0.00014569 | 0.00019146 | 0.00023863 | 0.00027515 | 0.0003118 | 0.0003453 | 0.00037206 | 0.00038482 | 0.00039732 | 0.00040421 | 0.00040459 | 0.00040569 | 0.00040531 | 0.0045508 | 0.028142 | 0.024278 | 0.023294 | 0.018139 | 0.017398 | 0.016382 | 0.014064 | 0.016637 | 0.021059 | 0.025382 | 0.025938 | 0.027554 | 0 | 0.059525 | 0.046286 | 0.049352 | 0.042623 | 0.042802 | 0.045445 | 0.043896 | 0.045053 | 0.046157 | 0.056337 | 0.058127 | 0.062904 | 1.5691
LO3Slow | New | Fixtures | Residential | Lighting | 0.0001997 | 0.00018703 | 1.5707 | 11.6324 | Multifamily - High Rise | ID/MT/OR-Linear Flush Mount_1000 to 1999 lumens | 3.8286e-06 | 9.6831e-06 | 2.1455e-05 | 4.2392e-05 | 7.4156e-05 | 0.00011651 | 0.00017194 | 0.00023848 | 0.00031339 | 0.00039061 | 0.00045038 | 0.00051038 | 0.00056521 | 0.00060901 | 0.00062991 | 0.00065036 | 0.00066164 | 0.00066226 | 0.00066407 | 0.00066345 | 0.0074491 | 0.051591 | 0.044508 | 0.042703 | 0.033253 | 0.031894 | 0.030033 | 0.025782 | 0.030499 | 0.038607 | 0.046532 | 0.047551 | 0.050513 | 0 | 0.10912 | 0.084852 | 0.090474 | 0.078139 | 0.078467 | 0.083312 | 0.080471 | 0.082593 | 0.084616 | 0.10328 | 0.10656 | 0.11532 | 1.5691
LO3Slow | New | Fixtures | Residential | Lighting | 0.00038704 | 0.00036249 | 3.0442 | 11.6324 | Multifamily - High Rise | ID/MT/OR-Linear Flush Mount_2000 to 3999 lumens | 1.4185e-06 | 3.5875e-06 | 7.949e-06 | 1.5706e-05 | 2.7474e-05 | 4.3168e-05 | 6.3702e-05 | 8.8357e-05 | 0.00011611 | 0.00014472 | 0.00016686 | 0.00018909 | 0.00020941 | 0.00022564 | 0.00023338 | 0.00024096 | 0.00024513 | 0.00024536 | 0.00024603 | 0.0002458 | 0.0027599 | 0.09999 | 0.086262 | 0.082764 | 0.064448 | 0.061814 | 0.058207 | 0.049968 | 0.059111 | 0.074825 | 0.090185 | 0.09216 | 0.097901 | 0 | 0.2115 | 0.16445 | 0.17535 | 0.15144 | 0.15208 | 0.16147 | 0.15596 | 0.16008 | 0.164 | 0.20017 | 0.20653 | 0.2235 | 1.5691
LO3Slow | New | Fixtures | Residential | Lighting | 0.00070697 | 0.00066213 | 5.5605 | 11.6324 | Multifamily - High Rise | ID/MT/OR-Linear Flush Mount_4000 to 7999 lumens | 1.6383e-07 | 4.1436e-07 | 9.1811e-07 | 1.814e-06 | 3.1733e-06 | 4.9859e-06 | 7.3576e-06 | 1.0205e-05 | 1.3411e-05 | 1.6715e-05 | 1.9273e-05 | 2.184e-05 | 2.4187e-05 | 2.6061e-05 | 2.6955e-05 | 2.783e-05 | 2.8313e-05 | 2.834e-05 | 2.8417e-05 | 2.839e-05 | 0.00031876 | 0.18264 | 0.15757 | 0.15118 | 0.11772 | 0.11291 | 0.10632 | 0.091273 | 0.10797 | 0.13668 | 0.16473 | 0.16834 | 0.17883 | 0 | 0.38632 | 0.3004 | 0.3203 | 0.27663 | 0.27779 | 0.29494 | 0.28488 | 0.2924 | 0.29956 | 0.36563 | 0.37725 | 0.40825 | 1.5691
LO3Slow | New | Fixtures | Residential | Lighting | 2.1873e-05 | 2.0242e-05 | 0.16937 | 20.5429 | Multifamily - High Rise | ID/MT/OR-Linear Shop_0 to 249 lumens | 9.8833e-10 | 2.4996e-09 | 5.5385e-09 | 1.0943e-08 | 1.9143e-08 | 3.0077e-08 | 4.4385e-08 | 6.1564e-08 | 8.0901e-08 | 1.0083e-07 | 1.1626e-07 | 1.3175e-07 | 1.4591e-07 | 1.5721e-07 | 1.6261e-07 | 1.6789e-07 | 1.708e-07 | 1.7096e-07 | 1.7143e-07 | 1.7127e-07 | 1.923e-06 | 0.005564 | 0.0047565 | 0.0045372 | 0.0035372 | 0.0033056 | 0.0030843 | 0.0026418 | 0.0031239 | 0.0039762 | 0.0048523 | 0.0050398 | 0.005502 | 0 | 0.012457 | 0.0096407 | 0.010081 | 0.0086736 | 0.0083159 | 0.0086034 | 0.0082545 | 0.0084675 | 0.0088128 | 0.01107 | 0.011754 | 0.013315 | 1.2346
LO3Slow | New | Fixtures | Residential | Lighting | 4.2848e-05 | 3.9655e-05 | 0.33179 | 20.5429 | Multifamily - High Rise | ID/MT/OR-Linear Shop_250 to 499 lumens | 0 | 0 | 0 | 0 | 0 | 0 | 0 | 0 | 0 | 0 | 0 | 0 | 0 | 0 | 0 | 0 | 0 | 0 | 0 | 0 | 0 | 0.0109 | 0.0093179 | 0.0088884 | 0.0069294 | 0.0064756 | 0.0060422 | 0.0051753 | 0.0061197 | 0.0077893 | 0.0095056 | 0.0098729 | 0.010778 | 0 | 0.024402 | 0.018886 | 0.019749 | 0.016991 | 0.016291 | 0.016854 | 0.01617 | 0.016588 | 0.017264 | 0.021686 | 0.023026 | 0.026085 | 1.2346
LO3Slow | New | Fixtures | Residential | Lighting | 8.2216e-05 | 7.6087e-05 | 0.63662 | 20.5429 | Multifamily - High Rise | ID/MT/OR-Linear Shop_500 to 999 lumens | 1.5541e-09 | 3.9307e-09 | 8.7093e-09 | 1.7208e-08 | 3.0102e-08 | 4.7297e-08 | 6.9796e-08 | 9.6809e-08 | 1.2722e-07 | 1.5856e-07 | 1.8283e-07 | 2.0718e-07 | 2.2944e-07 | 2.4722e-07 | 2.557e-07 | 2.64e-07 | 2.6858e-07 | 2.6884e-07 | 2.6957e-07 | 2.6932e-07 | 3.0239e-06 | 0.020914 | 0.017879 | 0.017055 | 0.013296 | 0.012425 | 0.011593 | 0.0099302 | 0.011742 | 0.014946 | 0.018239 | 0.018944 | 0.020681 | 0 | 0.046822 | 0.036238 | 0.037894 | 0.032602 | 0.031258 | 0.032339 | 0.031027 | 0.031828 | 0.033126 | 0.04161 | 0.044182 | 0.05005 | 1.2346
LO3Slow | New | Fixtures | Residential | Lighting | 0.00015072 | 0.00013949 | 1.1671 | 20.5429 | Multifamily - High Rise | ID/MT/OR-Linear Shop_1000 to 1999 lumens | 8.7161e-10 | 2.2044e-09 | 4.8844e-09 | 9.6509e-09 | 1.6882e-08 | 2.6525e-08 | 3.9143e-08 | 5.4293e-08 | 7.1347e-08 | 8.8927e-08 | 1.0253e-07 | 1.1619e-07 | 1.2868e-07 | 1.3865e-07 | 1.434e-07 | 1.4806e-07 | 1.5063e-07 | 1.5077e-07 | 1.5118e-07 | 1.5104e-07 | 1.6959e-06 | 0.03834 | 0.032776 | 0.031265 | 0.024374 | 0.022778 | 0.021254 | 0.018204 | 0.021526 | 0.027399 | 0.033436 | 0.034728 | 0.037913 | 0 | 0.085836 | 0.066432 | 0.069468 | 0.059768 | 0.057303 | 0.059284 | 0.05688 | 0.058347 | 0.060727 | 0.076281 | 0.080996 | 0.091754 | 1.2346
LO3Slow | New | Fixtures | Residential | Lighting | 0.00029211 | 0.00027034 | 2.2619 | 20.5429 | Multifamily - High Rise | ID/MT/OR-Linear Shop_2000 to 3999 lumens | 0 | 0 | 0 | 0 | 0 | 0 | 0 | 0 | 0 | 0 | 0 | 0 | 0 | 0 | 0 | 0 | 0 | 0 | 0 | 0 | 0 | 0.074308 | 0.063524 | 0.060596 | 0.04724 | 0.044147 | 0.041192 | 0.035282 | 0.04172 | 0.053103 | 0.064803 | 0.067307 | 0.07348 | 0 | 0.16636 | 0.12875 | 0.13464 | 0.11584 | 0.11106 | 0.1149 | 0.11024 | 0.11308 | 0.1177 | 0.14784 | 0.15698 | 0.17783 | 1.2346
LO3Slow | New | Fixtures | Residential | Lighting | 0.00053358 | 0.00049381 | 4.1317 | 20.5429 | Multifamily - High Rise | ID/MT/OR-Linear Shop_4000 to 7999 lumens | 1.26e-08 | 3.1867e-08 | 7.0609e-08 | 1.3951e-07 | 2.4405e-07 | 3.8345e-07 | 5.6585e-07 | 7.8486e-07 | 1.0314e-06 | 1.2855e-06 | 1.4822e-06 | 1.6797e-06 | 1.8601e-06 | 2.0043e-06 | 2.073e-06 | 2.1404e-06 | 2.1775e-06 | 2.1795e-06 | 2.1855e-06 | 2.1834e-06 | 2.4515e-05 | 0.13573 | 0.11603 | 0.11068 | 0.08629 | 0.080639 | 0.075242 | 0.064447 | 0.076207 | 0.096999 | 0.11837 | 0.12294 | 0.13422 | 0 | 0.30388 | 0.23518 | 0.24593 | 0.21159 | 0.20287 | 0.20988 | 0.20137 | 0.20656 | 0.21499 | 0.27005 | 0.28674 | 0.32483 | 1.2346
LO3Slow | New | Fixtures | Residential | Lighting | 0.00025527 | 0.00024217 | 2.0416 | -46.277 | Multifamily - High Rise | ID/MT/OR-Track_0 to 249 lumens | 5.6064e-10 | 1.4179e-09 | 3.1418e-09 | 6.2077e-09 | 1.0859e-08 | 1.7062e-08 | 2.5178e-08 | 3.4923e-08 | 4.5892e-08 | 5.72e-08 | 6.5952e-08 | 7.4738e-08 | 8.2767e-08 | 8.9181e-08 | 9.2241e-08 | 9.5236e-08 | 9.6887e-08 | 9.6978e-08 | 9.7243e-08 | 9.7152e-08 | 1.0908e-06 | 0.067048 | 0.058395 | 0.056361 | 0.043837 | 0.043149 | 0.04099 | 0.035264 | 0.041732 | 0.05255 | 0.062578 | 0.06292 | 0.06496 | 0 | 0.1331 | 0.10407 | 0.11348 | 0.098426 | 0.10383 | 0.11311 | 0.10996 | 0.11292 | 0.11393 | 0.13509 | 0.13517 | 0.13873 | 3.6929
LO3Slow | New | Fixtures | Residential | Lighting | 0.00050008 | 0.0004744 | 3.9995 | -46.2769 | Multifamily - High Rise | ID/MT/OR-Track_250 to 499 lumens | 5.1137e-08 | 1.2933e-07 | 2.8657e-07 | 5.6621e-07 | 9.9048e-07 | 1.5562e-06 | 2.2965e-06 | 3.1854e-06 | 4.1859e-06 | 5.2173e-06 | 6.0156e-06 | 6.817e-06 | 7.5493e-06 | 8.1344e-06 | 8.4135e-06 | 8.6867e-06 | 8.8373e-06 | 8.8456e-06 | 8.8698e-06 | 8.8615e-06 | 9.9496e-05 | 0.13135 | 0.11439 | 0.11041 | 0.085876 | 0.084528 | 0.0803 | 0.069081 | 0.081753 | 0.10294 | 0.12259 | 0.12326 | 0.12726 | 0 | 0.26074 | 0.20387 | 0.2223 | 0.19281 | 0.20341 | 0.22158 | 0.2154 | 0.2212 | 0.22319 | 0.26464 | 0.26479 | 0.27177 | 3.6929
LO3Slow | New | Fixtures | Residential | Lighting | 0.00095953 | 0.00091026 | 7.674 | -46.2769 | Multifamily - High Rise | ID/MT/OR-Track_500 to 999 lumens | 8.1416e-07 | 2.0592e-06 | 4.5625e-06 | 9.0148e-06 | 1.577e-05 | 2.4777e-05 | 3.6564e-05 | 5.0715e-05 | 6.6645e-05 | 8.3066e-05 | 9.5777e-05 | 0.00010854 | 0.00012019 | 0.00012951 | 0.00013395 | 0.0001383 | 0.0001407 | 0.00014083 | 0.00014122 | 0.00014109 | 0.0015841 | 0.25202 | 0.2195 | 0.21185 | 0.16478 | 0.16219 | 0.15408 | 0.13255 | 0.15686 | 0.19752 | 0.23522 | 0.2365 | 0.24417 | 0 | 0.5003 | 0.39118 | 0.42654 | 0.36996 | 0.39029 | 0.42516 | 0.41331 | 0.42443 | 0.42825 | 0.50777 | 0.50807 | 0.52147 | 3.6929
LO3Slow | New | Fixtures | Residential | Lighting | 0.001759 | 0.0016687 | 14.0682 | -46.2769 | Multifamily - High Rise | ID/MT/OR-Track_1000 to 1999 lumens | 1.183e-06 | 2.992e-06 | 6.6295e-06 | 1.3099e-05 | 2.2914e-05 | 3.6002e-05 | 5.3128e-05 | 7.3691e-05 | 9.6838e-05 | 0.0001207 | 0.00013917 | 0.00015771 | 0.00017465 | 0.00018818 | 0.00019464 | 0.00020096 | 0.00020444 | 0.00020464 | 0.00020519 | 0.000205 | 0.0023018 | 0.46202 | 0.40239 | 0.38837 | 0.30207 | 0.29733 | 0.28246 | 0.243 | 0.28757 | 0.36211 | 0.43121 | 0.43357 | 0.44763 | 0 | 0.91716 | 0.71713 | 0.78195 | 0.67823 | 0.71549 | 0.77941 | 0.75769 | 0.77808 | 0.78508 | 0.93087 | 0.93141 | 0.95597 | 3.6929
LO3Slow | New | Fixtures | Residential | Lighting | 0.0034092 | 0.0032342 | 27.2659 | -46.2769 | Multifamily - High Rise | ID/MT/OR-Track_2000 to 3999 lumens | 1.8893e-06 | 4.7784e-06 | 1.0588e-05 | 2.0919e-05 | 3.6594e-05 | 5.7497e-05 | 8.4847e-05 | 0.00011769 | 0.00015465 | 0.00019276 | 0.00022225 | 0.00025186 | 0.00027892 | 0.00030053 | 0.00031084 | 0.00032094 | 0.0003265 | 0.00032681 | 0.0003277 | 0.0003274 | 0.003676 | 0.89545 | 0.77987 | 0.75272 | 0.58545 | 0.57626 | 0.54744 | 0.47096 | 0.55734 | 0.70181 | 0.83574 | 0.84031 | 0.86756 | 0 | 1.7776 | 1.3899 | 1.5155 | 1.3145 | 1.3867 | 1.5106 | 1.4685 | 1.508 | 1.5216 | 1.8041 | 1.8052 | 1.8528 | 3.6929
LO3Slow | New | Fixtures | Residential | Lighting | 0.0062274 | 0.0059076 | 49.8044 | -46.2769 | Multifamily - High Rise | ID/MT/OR-Track_4000 to 7999 lumens | 7.6007e-07 | 1.9223e-06 | 4.2594e-06 | 8.4158e-06 | 1.4722e-05 | 2.3131e-05 | 3.4134e-05 | 4.7345e-05 | 6.2216e-05 | 7.7546e-05 | 8.9412e-05 | 0.00010132 | 0.00011221 | 0.0001209 | 0.00012505 | 0.00012911 | 0.00013135 | 0.00013148 | 0.00013183 | 0.00013171 | 0.0014788 | 1.6356 | 1.4245 | 1.3749 | 1.0694 | 1.0526 | 0.99995 | 0.86026 | 1.018 | 1.2819 | 1.5266 | 1.5349 | 1.5847 | 0 | 3.2469 | 2.5388 | 2.7683 | 2.4011 | 2.533 | 2.7593 | 2.6824 | 2.7546 | 2.7793 | 3.2955 | 3.2974 | 3.3844 | 3.6929
LO3Slow | New | Fixtures | Residential | Lighting | 7.0455e-05 | 6.6792e-05 | 0.56298 | -73.9724 | Multifamily - High Rise | WA-Floor/Table_0 to 249 lumens | 7.7805e-08 | 1.9678e-07 | 4.3601e-07 | 8.615e-07 | 1.507e-06 | 2.3678e-06 | 3.4942e-06 | 4.8465e-06 | 6.3689e-06 | 7.9381e-06 | 9.1528e-06 | 1.0372e-05 | 1.1486e-05 | 1.2376e-05 | 1.2801e-05 | 1.3217e-05 | 1.3446e-05 | 1.3459e-05 | 1.3495e-05 | 1.3483e-05 | 0.00015138 | 0.018489 | 0.016095 | 0.015529 | 0.012079 | 0.011874 | 0.011275 | 0.0096988 | 0.011478 | 0.014457 | 0.017226 | 0.017334 | 0.017923 | 0 | 0.036829 | 0.028788 | 0.031352 | 0.027187 | 0.028606 | 0.031121 | 0.030243 | 0.031057 | 0.03136 | 0.037239 | 0.037321 | 0.038417 | 10.5207
LO3Slow | New | Fixtures | Residential | Lighting | 0.00013802 | 0.00013084 | 1.1029 | -73.9724 | Multifamily - High Rise | WA-Floor/Table_250 to 499 lumens | 5.4495e-07 | 1.3783e-06 | 3.0539e-06 | 6.034e-06 | 1.0555e-05 | 1.6584e-05 | 2.4473e-05 | 3.3945e-05 | 4.4608e-05 | 5.5599e-05 | 6.4107e-05 | 7.2647e-05 | 8.0451e-05 | 8.6686e-05 | 8.966e-05 | 9.2571e-05 | 9.4176e-05 | 9.4265e-05 | 9.4522e-05 | 9.4434e-05 | 0.0010603 | 0.03622 | 0.031529 | 0.030422 | 0.023663 | 0.023261 | 0.022088 | 0.019 | 0.022485 | 0.02832 | 0.033745 | 0.033958 | 0.035111 | 0 | 0.072148 | 0.056395 | 0.061417 | 0.053258 | 0.056038 | 0.060965 | 0.059247 | 0.06084 | 0.061434 | 0.072951 | 0.073112 | 0.075259 | 10.5207
LO3Slow | New | Fixtures | Residential | Lighting | 0.00026483 | 0.00025106 | 2.1161 | -73.9725 | Multifamily - High Rise | WA-Floor/Table_500 to 999 lumens | 4.6271e-06 | 1.1703e-05 | 2.593e-05 | 5.1233e-05 | 8.9623e-05 | 0.00014081 | 0.0002078 | 0.00028822 | 0.00037876 | 0.00047208 | 0.00054432 | 0.00061683 | 0.0006831 | 0.00073603 | 0.00076129 | 0.00078601 | 0.00079964 | 0.00080039 | 0.00080257 | 0.00080183 | 0.0090028 | 0.069497 | 0.060497 | 0.058373 | 0.045404 | 0.044633 | 0.042381 | 0.036456 | 0.043142 | 0.05434 | 0.064749 | 0.065157 | 0.06737 | 0 | 0.13843 | 0.10821 | 0.11785 | 0.10219 | 0.10752 | 0.11698 | 0.11368 | 0.11674 | 0.11788 | 0.13997 | 0.14028 | 0.1444 | 10.5207
LO3Slow | New | Fixtures | Residential | Lighting | 0.00048549 | 0.00046025 | 3.8794 | -73.9725 | Multifamily - High Rise | WA-Floor/Table_1000 to 1999 lumens | 5.09e-06 | 1.2873e-05 | 2.8524e-05 | 5.6359e-05 | 9.8588e-05 | 0.0001549 | 0.00022859 | 0.00031706 | 0.00041665 | 0.00051931 | 0.00059877 | 0.00067854 | 0.00075143 | 0.00080967 | 0.00083745 | 0.00086464 | 0.00087963 | 0.00088046 | 0.00088286 | 0.00088204 | 0.0099034 | 0.1274 | 0.11091 | 0.10701 | 0.083236 | 0.081822 | 0.077694 | 0.066833 | 0.07909 | 0.099617 | 0.1187 | 0.11945 | 0.1235 | 0 | 0.25378 | 0.19837 | 0.21604 | 0.18734 | 0.19712 | 0.21445 | 0.2084 | 0.214 | 0.2161 | 0.25661 | 0.25717 | 0.26472 | 10.5207
LO3Slow | New | Fixtures | Residential | Lighting | 0.00094094 | 0.00089202 | 7.5187 | -73.9724 | Multifamily - High Rise | WA-Floor/Table_2000 to 3999 lumens | 1.4173e-06 | 3.5846e-06 | 7.9426e-06 | 1.5693e-05 | 2.7452e-05 | 4.3133e-05 | 6.3651e-05 | 8.8286e-05 | 0.00011602 | 0.0001446 | 0.00016673 | 0.00018894 | 0.00020924 | 0.00022545 | 0.00023319 | 0.00024076 | 0.00024494 | 0.00024517 | 0.00024584 | 0.00024561 | 0.0027576 | 0.24692 | 0.21495 | 0.2074 | 0.16132 | 0.15858 | 0.15058 | 0.12953 | 0.15329 | 0.19307 | 0.23006 | 0.2315 | 0.23937 | 0 | 0.49186 | 0.38447 | 0.41871 | 0.36308 | 0.38204 | 0.41562 | 0.40391 | 0.41477 | 0.41882 | 0.49734 | 0.49843 | 0.51307 | 10.5207
LO3Slow | New | Fixtures | Residential | Lighting | 0.0017187 | 0.0016294 | 13.7338 | -73.9724 | Multifamily - High Rise | WA-Floor/Table_4000 to 7999 lumens | 1.632e-07 | 4.1275e-07 | 9.1454e-07 | 1.807e-06 | 3.161e-06 | 4.9665e-06 | 7.329e-06 | 1.0166e-05 | 1.3359e-05 | 1.665e-05 | 1.9198e-05 | 2.1755e-05 | 2.4093e-05 | 2.596e-05 | 2.685e-05 | 2.7722e-05 | 2.8203e-05 | 2.823e-05 | 2.8307e-05 | 2.828e-05 | 0.00031753 | 0.45104 | 0.39263 | 0.37884 | 0.29467 | 0.28967 | 0.27505 | 0.2366 | 0.28 | 0.35267 | 0.42022 | 0.42287 | 0.43723 | 0 | 0.89844 | 0.70227 | 0.76482 | 0.66321 | 0.69783 | 0.75918 | 0.73778 | 0.75762 | 0.76503 | 0.90844 | 0.91045 | 0.93718 | 10.5207
LO3Slow | New | Fixtures | Residential | Lighting | 0.00011143 | 0.00010541 | 0.88796 | -37.3815 | Multifamily - High Rise | WA-Ceiling and Wall Flush Mount _0 to 249 lumens | 5.1811e-08 | 1.3104e-07 | 2.9035e-07 | 5.7368e-07 | 1.0035e-06 | 1.5768e-06 | 2.3268e-06 | 3.2274e-06 | 4.2411e-06 | 5.2861e-06 | 6.0949e-06 | 6.9069e-06 | 7.6489e-06 | 8.2416e-06 | 8.5244e-06 | 8.8012e-06 | 8.9538e-06 | 8.9622e-06 | 8.9867e-06 | 8.9783e-06 | 0.00010081 | 0.029163 | 0.025348 | 0.024434 | 0.019009 | 0.01861 | 0.017647 | 0.015175 | 0.017957 | 0.022636 | 0.027023 | 0.027263 | 0.028318 | 0 | 0.058699 | 0.04584 | 0.049737 | 0.0431 | 0.04499 | 0.048748 | 0.047327 | 0.048596 | 0.049187 | 0.058676 | 0.059099 | 0.061374 | 3.6094
LO3Slow | New | Fixtures | Residential | Lighting | 0.00021828 | 0.0002065 | 1.7395 | -37.3815 | Multifamily - High Rise | WA-Ceiling and Wall Flush Mount _250 to 499 lumens | 6.3262e-07 | 1.6e-06 | 3.5452e-06 | 7.0047e-06 | 1.2253e-05 | 1.9252e-05 | 2.841e-05 | 3.9406e-05 | 5.1784e-05 | 6.4544e-05 | 7.442e-05 | 8.4334e-05 | 9.3393e-05 | 0.00010063 | 0.00010408 | 0.00010746 | 0.00010933 | 0.00010943 | 0.00010973 | 0.00010963 | 0.0012309 | 0.057129 | 0.049656 | 0.047866 | 0.037239 | 0.036457 | 0.03457 | 0.029728 | 0.035178 | 0.044344 | 0.052938 | 0.053408 | 0.055475 | 0 | 0.11499 | 0.089801 | 0.097435 | 0.084432 | 0.088135 | 0.095497 | 0.092713 | 0.095198 | 0.096357 | 0.11495 | 0.11577 | 0.12023 | 3.6094
LO3Slow | New | Fixtures | Residential | Lighting | 0.00041883 | 0.00039623 | 3.3377 | -37.3815 | Multifamily - High Rise | WA-Ceiling and Wall Flush Mount _500 to 999 lumens | 5.9126e-06 | 1.4954e-05 | 3.3134e-05 | 6.5467e-05 | 0.00011452 | 0.00017994 | 0.00026553 | 0.0003683 | 0.00048399 | 0.00060324 | 0.00069555 | 0.00078821 | 0.00087288 | 0.00094052 | 0.00097279 | 0.0010044 | 0.0010218 | 0.0010228 | 0.0010255 | 0.0010246 | 0.011504 | 0.10962 | 0.095277 | 0.091844 | 0.071452 | 0.069952 | 0.066332 | 0.05704 | 0.067498 | 0.085085 | 0.10158 | 0.10248 | 0.10644 | 0 | 0.22064 | 0.17231 | 0.18695 | 0.162 | 0.16911 | 0.18324 | 0.17789 | 0.18266 | 0.18489 | 0.22055 | 0.22214 | 0.23069 | 3.6094
LO3Slow | New | Fixtures | Residential | Lighting | 0.00076781 | 0.00072638 | 6.1187 | -37.3815 | Multifamily - High Rise | WA-Ceiling and Wall Flush Mount _1000 to 1999 lumens | 7.3039e-06 | 1.8473e-05 | 4.0931e-05 | 8.0873e-05 | 0.00014147 | 0.00022228 | 0.00032801 | 0.00045497 | 0.00059787 | 0.00074519 | 0.00085922 | 0.00097368 | 0.0010783 | 0.0011618 | 0.0012017 | 0.0012407 | 0.0012622 | 0.0012634 | 0.0012669 | 0.0012657 | 0.014211 | 0.20095 | 0.17466 | 0.16837 | 0.13099 | 0.12824 | 0.1216 | 0.10457 | 0.12374 | 0.15598 | 0.18621 | 0.18786 | 0.19513 | 0 | 0.40449 | 0.31588 | 0.34273 | 0.29699 | 0.31002 | 0.33591 | 0.32612 | 0.33486 | 0.33894 | 0.40433 | 0.40724 | 0.42291 | 3.6094
LO3Slow | New | Fixtures | Residential | Lighting | 0.0014881 | 0.0014078 | 11.8588 | -37.3815 | Multifamily - High Rise | WA-Ceiling and Wall Flush Mount _2000 to 3999 lumens | 5.7765e-06 | 1.461e-05 | 3.2371e-05 | 6.3961e-05 | 0.00011189 | 0.00017579 | 0.00025942 | 0.00035982 | 0.00047285 | 0.00058935 | 0.00067954 | 0.00077006 | 0.00085278 | 0.00091887 | 0.0009504 | 0.00098126 | 0.00099828 | 0.00099922 | 0.0010019 | 0.001001 | 0.011239 | 0.38947 | 0.33852 | 0.32632 | 0.25387 | 0.24854 | 0.23568 | 0.20267 | 0.23982 | 0.30231 | 0.3609 | 0.3641 | 0.37819 | 0 | 0.78394 | 0.61221 | 0.66425 | 0.5756 | 0.60085 | 0.65104 | 0.63206 | 0.64901 | 0.6569 | 0.78363 | 0.78928 | 0.81966 | 3.6094
LO3Slow | New | Fixtures | Residential | Lighting | 0.0027182 | 0.0025715 | 21.6616 | -37.3815 | Multifamily - High Rise | WA-Ceiling and Wall Flush Mount _4000 to 7999 lumens | 1.3771e-06 | 3.4828e-06 | 7.7169e-06 | 1.5247e-05 | 2.6672e-05 | 4.1907e-05 | 6.1843e-05 | 8.5778e-05 | 0.00011272 | 0.0001405 | 0.00016199 | 0.00018357 | 0.00020329 | 0.00021905 | 0.00022656 | 0.00023392 | 0.00023798 | 0.0002382 | 0.00023885 | 0.00023863 | 0.0026793 | 0.71142 | 0.61835 | 0.59607 | 0.46373 | 0.45399 | 0.4305 | 0.37019 | 0.43806 | 0.55221 | 0.65923 | 0.66507 | 0.69081 | 0 | 1.432 | 1.1183 | 1.2133 | 1.0514 | 1.0975 | 1.1892 | 1.1545 | 1.1855 | 1.1999 | 1.4314 | 1.4417 | 1.4972 | 3.6094
LO3Slow | New | Fixtures | Residential | Lighting | 7.9543e-05 | 7.5085e-05 | 0.63206 | -112.4296 | Multifamily - High Rise | WA-Downlight Fixture_0 to 249 lumens | 1.6815e-09 | 4.2528e-09 | 9.423e-09 | 1.8618e-08 | 3.2569e-08 | 5.1173e-08 | 7.5515e-08 | 1.0474e-07 | 1.3764e-07 | 1.7156e-07 | 1.9781e-07 | 2.2416e-07 | 2.4824e-07 | 2.6748e-07 | 2.7666e-07 | 2.8564e-07 | 2.9059e-07 | 2.9087e-07 | 2.9166e-07 | 2.9139e-07 | 3.2717e-06 | 0.020759 | 0.018014 | 0.017347 | 0.013498 | 0.013157 | 0.012458 | 0.010709 | 0.012671 | 0.015987 | 0.019124 | 0.019347 | 0.020194 | 0 | 0.042248 | 0.032961 | 0.035623 | 0.030846 | 0.031927 | 0.034444 | 0.033403 | 0.034296 | 0.034802 | 0.041722 | 0.042245 | 0.04428 | 9.5904
LO3Slow | New | Fixtures | Residential | Lighting | 0.00015582 | 0.00014709 | 1.2382 | -112.4296 | Multifamily - High Rise | WA-Downlight Fixture_250 to 499 lumens | 2.7775e-07 | 7.0247e-07 | 1.5565e-06 | 3.0754e-06 | 5.3797e-06 | 8.4526e-06 | 1.2473e-05 | 1.7301e-05 | 2.2735e-05 | 2.8337e-05 | 3.2674e-05 | 3.7026e-05 | 4.1004e-05 | 4.4181e-05 | 4.5697e-05 | 4.7181e-05 | 4.7999e-05 | 4.8044e-05 | 4.8176e-05 | 4.8131e-05 | 0.00054041 | 0.040667 | 0.035289 | 0.033983 | 0.026443 | 0.025774 | 0.024404 | 0.020978 | 0.024823 | 0.031318 | 0.037464 | 0.037901 | 0.039561 | 0 | 0.082764 | 0.06457 | 0.069785 | 0.060427 | 0.062544 | 0.067475 | 0.065437 | 0.067185 | 0.068177 | 0.081733 | 0.082758 | 0.086744 | 9.5904
LO3Slow | New | Fixtures | Residential | Lighting | 0.00029899 | 0.00028223 | 2.3758 | -112.4296 | Multifamily - High Rise | WA-Downlight Fixture_500 to 999 lumens | 9.7543e-06 | 2.467e-05 | 5.4662e-05 | 0.000108 | 0.00018893 | 0.00029685 | 0.00043806 | 0.0006076 | 0.00079845 | 0.00099519 | 0.0011475 | 0.0013003 | 0.00144 | 0.0015516 | 0.0016049 | 0.001657 | 0.0016857 | 0.0016873 | 0.0016919 | 0.0016903 | 0.018979 | 0.07803 | 0.067711 | 0.065205 | 0.050738 | 0.049455 | 0.046826 | 0.040252 | 0.047629 | 0.060092 | 0.071884 | 0.072722 | 0.075907 | 0 | 0.1588 | 0.12389 | 0.1339 | 0.11594 | 0.12001 | 0.12947 | 0.12556 | 0.12891 | 0.13082 | 0.15683 | 0.15879 | 0.16644 | 9.5904
LO3Slow | New | Fixtures | Residential | Lighting | 0.00054811 | 0.0005174 | 4.3554 | -112.4296 | Multifamily - High Rise | WA-Downlight Fixture_1000 to 1999 lumens | 2.9777e-06 | 7.5312e-06 | 1.6687e-05 | 3.2971e-05 | 5.7676e-05 | 9.062e-05 | 0.00013373 | 0.00018549 | 0.00024375 | 0.00030381 | 0.00035029 | 0.00039696 | 0.0004396 | 0.00047367 | 0.00048992 | 0.00050583 | 0.0005146 | 0.00051508 | 0.00051649 | 0.00051601 | 0.0057937 | 0.14305 | 0.12413 | 0.11954 | 0.093015 | 0.090662 | 0.085843 | 0.073792 | 0.087314 | 0.11016 | 0.13178 | 0.13332 | 0.13916 | 0 | 0.29112 | 0.22713 | 0.24547 | 0.21255 | 0.22 | 0.23734 | 0.23018 | 0.23632 | 0.23982 | 0.2875 | 0.2911 | 0.30513 | 9.5904
LO3Slow | New | Fixtures | Residential | Lighting | 0.0010623 | 0.0010028 | 8.4413 | -112.4296 | Multifamily - High Rise | WA-Downlight Fixture_2000 to 3999 lumens | 8.8623e-07 | 2.2414e-06 | 4.9664e-06 | 9.8128e-06 | 1.7166e-05 | 2.697e-05 | 3.98e-05 | 5.5204e-05 | 7.2544e-05 | 9.0419e-05 | 0.00010425 | 0.00011814 | 0.00013083 | 0.00014097 | 0.00014581 | 0.00015054 | 0.00015316 | 0.0001533 | 0.00015372 | 0.00015357 | 0.0017243 | 0.27724 | 0.24058 | 0.23168 | 0.18027 | 0.17571 | 0.16637 | 0.14302 | 0.16923 | 0.21351 | 0.25541 | 0.25838 | 0.2697 | 0 | 0.56423 | 0.4402 | 0.47576 | 0.41196 | 0.42639 | 0.46 | 0.44611 | 0.45803 | 0.46479 | 0.5572 | 0.56419 | 0.59137 | 9.5904
LO3Slow | New | Fixtures | Residential | Lighting | 0.0019404 | 0.0018317 | 15.4191 | -112.4296 | Multifamily - High Rise | WA-Downlight Fixture_4000 to 7999 lumens | 2.7911e-07 | 7.0592e-07 | 1.5641e-06 | 3.0905e-06 | 5.4062e-06 | 8.4941e-06 | 1.2535e-05 | 1.7386e-05 | 2.2847e-05 | 2.8477e-05 | 3.2834e-05 | 3.7208e-05 | 4.1205e-05 | 4.4399e-05 | 4.5922e-05 | 4.7413e-05 | 4.8235e-05 | 4.8281e-05 | 4.8412e-05 | 4.8367e-05 | 0.00054306 | 0.50641 | 0.43945 | 0.42318 | 0.32929 | 0.32096 | 0.3039 | 0.26124 | 0.30911 | 0.39 | 0.46653 | 0.47197 | 0.49264 | 0 | 1.0306 | 0.80407 | 0.86902 | 0.75248 | 0.77885 | 0.84025 | 0.81487 | 0.83664 | 0.849 | 1.0178 | 1.0306 | 1.0802 | 9.5904
LO3Slow | New | Fixtures | Residential | Lighting | 0.00014232 | 0.00016147 | 0.7969 | -73.9245 | Multifamily - High Rise | WA-Exterior Porch_0 to 249 lumens | 2.6088e-11 | 6.598e-11 | 1.4619e-10 | 2.8885e-10 | 5.0529e-10 | 7.9391e-10 | 1.1716e-09 | 1.625e-09 | 2.1354e-09 | 2.6616e-09 | 3.0689e-09 | 3.4777e-09 | 3.8513e-09 | 4.1498e-09 | 4.2921e-09 | 4.4315e-09 | 4.5084e-09 | 4.5126e-09 | 4.5249e-09 | 4.5207e-09 | 5.0758e-08 | 0.033708 | 0.029627 | 0.023476 | 0.014018 | 0.013139 | 0.012786 | 0.0093382 | 0.011198 | 0.016702 | 0.027366 | 0.031745 | 0.034314 | 0 | 0.065856 | 0.048778 | 0.042894 | 0.035709 | 0.033338 | 0.032041 | 0.033508 | 0.035278 | 0.041287 | 0.047654 | 0.058505 | 0.064635 | 12.2733
LO3Slow | New | Fixtures | Residential | Lighting | 0.0002788 | 0.00031631 | 1.5611 | -73.9245 | Multifamily - High Rise | WA-Exterior Porch_250 to 499 lumens | 8.2685e-09 | 2.0912e-08 | 4.6336e-08 | 9.1553e-08 | 1.6015e-07 | 2.5163e-07 | 3.7133e-07 | 5.1505e-07 | 6.7683e-07 | 8.436e-07 | 9.7269e-07 | 1.1023e-06 | 1.2207e-06 | 1.3153e-06 | 1.3604e-06 | 1.4046e-06 | 1.4289e-06 | 1.4303e-06 | 1.4342e-06 | 1.4328e-06 | 1.6088e-05 | 0.066034 | 0.058039 | 0.045989 | 0.027461 | 0.025739 | 0.025047 | 0.018293 | 0.021936 | 0.032719 | 0.05361 | 0.062189 | 0.067221 | 0 | 0.12901 | 0.095555 | 0.084029 | 0.069954 | 0.06531 | 0.062767 | 0.065642 | 0.069108 | 0.080881 | 0.093353 | 0.11461 | 0.12662 | 12.2733
LO3Slow | New | Fixtures | Residential | Lighting | 0.00053494 | 0.00060693 | 2.9954 | -73.9245 | Multifamily - High Rise | WA-Exterior Porch_500 to 999 lumens | 4.1337e-07 | 1.0455e-06 | 2.3165e-06 | 4.577e-06 | 8.0066e-06 | 1.258e-05 | 1.8564e-05 | 2.5749e-05 | 3.3837e-05 | 4.2174e-05 | 4.8628e-05 | 5.5106e-05 | 6.1025e-05 | 6.5755e-05 | 6.8011e-05 | 7.0219e-05 | 7.1437e-05 | 7.1504e-05 | 7.1699e-05 | 7.1632e-05 | 0.00080428 | 0.1267 | 0.11136 | 0.088242 | 0.052691 | 0.049387 | 0.04806 | 0.0351 | 0.04209 | 0.062779 | 0.10286 | 0.11933 | 0.12898 | 0 | 0.24754 | 0.18335 | 0.16123 | 0.13423 | 0.12531 | 0.12043 | 0.12595 | 0.1326 | 0.15519 | 0.17912 | 0.21991 | 0.24295 | 12.2733
LO3Slow | New | Fixtures | Residential | Lighting | 0.00098067 | 0.0011126 | 5.4913 | -73.9245 | Multifamily - High Rise | WA-Exterior Porch_1000 to 1999 lumens | 8.0958e-07 | 2.0476e-06 | 4.5368e-06 | 8.9641e-06 | 1.5681e-05 | 2.4638e-05 | 3.6358e-05 | 5.0429e-05 | 6.627e-05 | 8.2598e-05 | 9.5237e-05 | 0.00010792 | 0.00011952 | 0.00012878 | 0.0001332 | 0.00013752 | 0.00013991 | 0.00014004 | 0.00014042 | 0.00014029 | 0.0015752 | 0.23228 | 0.20415 | 0.16177 | 0.096594 | 0.090538 | 0.088105 | 0.064347 | 0.07716 | 0.11509 | 0.18857 | 0.21875 | 0.23645 | 0 | 0.4538 | 0.33612 | 0.29557 | 0.24607 | 0.22973 | 0.22079 | 0.2309 | 0.24309 | 0.2845 | 0.32837 | 0.40315 | 0.44539 | 12.2733
LO3Slow | New | Fixtures | Residential | Lighting | 0.0019007 | 0.0021564 | 10.6428 | -73.9245 | Multifamily - High Rise | WA-Exterior Porch_2000 to 3999 lumens | 7.6595e-07 | 1.9372e-06 | 4.2923e-06 | 8.481e-06 | 1.4836e-05 | 2.331e-05 | 3.4398e-05 | 4.7712e-05 | 6.2698e-05 | 7.8147e-05 | 9.0105e-05 | 0.00010211 | 0.00011308 | 0.00012184 | 0.00012602 | 0.00013011 | 0.00013237 | 0.00013249 | 0.00013286 | 0.00013273 | 0.0014903 | 0.45018 | 0.39568 | 0.31353 | 0.18721 | 0.17547 | 0.17076 | 0.12471 | 0.14955 | 0.22306 | 0.36548 | 0.42397 | 0.45827 | 0 | 0.87952 | 0.65144 | 0.57286 | 0.47691 | 0.44524 | 0.42791 | 0.44751 | 0.47114 | 0.5514 | 0.63642 | 0.78135 | 0.86322 | 12.2733
LO3Slow | New | Fixtures | Residential | Lighting | 0.0034718 | 0.003939 | 19.4403 | -73.9245 | Multifamily - High Rise | WA-Exterior Porch_4000 to 7999 lumens | 3.3563e-08 | 8.4886e-08 | 1.8808e-07 | 3.7162e-07 | 6.5008e-07 | 1.0214e-06 | 1.5073e-06 | 2.0907e-06 | 2.7473e-06 | 3.4243e-06 | 3.9483e-06 | 4.4742e-06 | 4.9549e-06 | 5.3389e-06 | 5.522e-06 | 5.7013e-06 | 5.8002e-06 | 5.8057e-06 | 5.8215e-06 | 5.8161e-06 | 6.5302e-05 | 0.82231 | 0.72275 | 0.57269 | 0.34196 | 0.32052 | 0.31191 | 0.2278 | 0.27316 | 0.40744 | 0.66759 | 0.77442 | 0.83709 | 0 | 1.6066 | 1.1899 | 1.0464 | 0.87113 | 0.81329 | 0.78163 | 0.81742 | 0.86059 | 1.0072 | 1.1625 | 1.4272 | 1.5768 | 12.2733
LO3Slow | New | Fixtures | Residential | Lighting | 0.00011634 | 0.00013606 | 0.64697 | -109.2876 | Multifamily - High Rise | WA-Chandelier/Pendant_0 to 249 lumens | 1.61e-08 | 4.072e-08 | 9.0225e-08 | 1.7827e-07 | 3.1185e-07 | 4.8998e-07 | 7.2306e-07 | 1.0029e-06 | 1.3179e-06 | 1.6427e-06 | 1.894e-06 | 2.1463e-06 | 2.3769e-06 | 2.5611e-06 | 2.649e-06 | 2.735e-06 | 2.7824e-06 | 2.785e-06 | 2.7926e-06 | 2.79e-06 | 3.1326e-05 | 0.027987 | 0.024969 | 0.019729 | 0.011516 | 0.011442 | 0.011362 | 0.0083335 | 0.010003 | 0.014757 | 0.023802 | 0.027082 | 0.028157 | 0 | 0.049031 | 0.036299 | 0.03207 | 0.026756 | 0.027645 | 0.028087 | 0.029848 | 0.031464 | 0.035779 | 0.038806 | 0.045838 | 0.046208 | 5.6742
LO3Slow | New | Fixtures | Residential | Lighting | 0.00022792 | 0.00026653 | 1.2674 | -109.2876 | Multifamily - High Rise | WA-Chandelier/Pendant_250 to 499 lumens | 1.3014e-07 | 3.2916e-07 | 7.2932e-07 | 1.441e-06 | 2.5208e-06 | 3.9606e-06 | 5.8447e-06 | 8.1068e-06 | 1.0653e-05 | 1.3278e-05 | 1.531e-05 | 1.7349e-05 | 1.9213e-05 | 2.0702e-05 | 2.1412e-05 | 2.2108e-05 | 2.2491e-05 | 2.2512e-05 | 2.2574e-05 | 2.2553e-05 | 0.00025322 | 0.054826 | 0.048914 | 0.038649 | 0.022559 | 0.022414 | 0.022258 | 0.016325 | 0.019596 | 0.028909 | 0.046628 | 0.053053 | 0.05516 | 0 | 0.096051 | 0.071109 | 0.062825 | 0.052415 | 0.054155 | 0.055022 | 0.058472 | 0.061638 | 0.07009 | 0.07602 | 0.089796 | 0.09052 | 5.6742
LO3Slow | New | Fixtures | Residential | Lighting | 0.00043732 | 0.00051142 | 2.4318 | -109.2876 | Multifamily - High Rise | WA-Chandelier/Pendant_500 to 999 lumens | 9.5675e-07 | 2.4198e-06 | 5.3616e-06 | 1.0594e-05 | 1.8531e-05 | 2.9117e-05 | 4.2967e-05 | 5.9597e-05 | 7.8317e-05 | 9.7614e-05 | 0.00011255 | 0.00012754 | 0.00014125 | 0.00015219 | 0.00015741 | 0.00016252 | 0.00016534 | 0.0001655 | 0.00016595 | 0.0001658 | 0.0018615 | 0.1052 | 0.093854 | 0.074158 | 0.043286 | 0.043007 | 0.042708 | 0.031324 | 0.0376 | 0.055468 | 0.089468 | 0.1018 | 0.10584 | 0 | 0.1843 | 0.13644 | 0.12055 | 0.10057 | 0.10391 | 0.10557 | 0.11219 | 0.11827 | 0.13449 | 0.14586 | 0.1723 | 0.17369 | 5.6742
LO3Slow | New | Fixtures | Residential | Lighting | 0.0008017 | 0.00093754 | 4.4581 | -109.2876 | Multifamily - High Rise | WA-Chandelier/Pendant_1000 to 1999 lumens | 1.6208e-06 | 4.0993e-06 | 9.0829e-06 | 1.7946e-05 | 3.1393e-05 | 4.9325e-05 | 7.2789e-05 | 0.00010096 | 0.00013267 | 0.00016536 | 0.00019067 | 0.00021607 | 0.00023928 | 0.00025782 | 0.00026667 | 0.00027533 | 0.0002801 | 0.00028036 | 0.00028113 | 0.00028087 | 0.0031535 | 0.19285 | 0.17206 | 0.13595 | 0.079354 | 0.078841 | 0.078294 | 0.057425 | 0.06893 | 0.10169 | 0.16402 | 0.18662 | 0.19403 | 0 | 0.33786 | 0.25013 | 0.22099 | 0.18437 | 0.19049 | 0.19354 | 0.20567 | 0.21681 | 0.24654 | 0.2674 | 0.31586 | 0.31841 | 5.6742
LO3Slow | New | Fixtures | Residential | Lighting | 0.0015538 | 0.0018171 | 8.6404 | -109.2876 | Multifamily - High Rise | WA-Chandelier/Pendant_2000 to 3999 lumens | 2.3369e-06 | 5.9104e-06 | 1.3096e-05 | 2.5876e-05 | 4.5264e-05 | 7.1119e-05 | 0.00010495 | 0.00014557 | 0.00019129 | 0.00023843 | 0.00027491 | 0.00031153 | 0.000345 | 0.00037174 | 0.00038449 | 0.00039697 | 0.00040386 | 0.00040424 | 0.00040534 | 0.00040496 | 0.0045469 | 0.37377 | 0.33347 | 0.26348 | 0.1538 | 0.1528 | 0.15174 | 0.1113 | 0.13359 | 0.19708 | 0.31788 | 0.36169 | 0.37605 | 0 | 0.65482 | 0.48478 | 0.4283 | 0.35733 | 0.3692 | 0.3751 | 0.39862 | 0.42021 | 0.47783 | 0.51826 | 0.61217 | 0.61711 | 5.6742
LO3Slow | New | Fixtures | Residential | Lighting | 0.0028382 | 0.0033191 | 15.7827 | -109.2876 | Multifamily - High Rise | WA-Chandelier/Pendant_4000 to 7999 lumens | 1.4039e-06 | 3.5506e-06 | 7.8672e-06 | 1.5544e-05 | 2.7192e-05 | 4.2724e-05 | 6.3047e-05 | 8.7448e-05 | 0.00011492 | 0.00014323 | 0.00016515 | 0.00018715 | 0.00020725 | 0.00022331 | 0.00023098 | 0.00023848 | 0.00024261 | 0.00024284 | 0.0002435 | 0.00024328 | 0.0027315 | 0.68273 | 0.60911 | 0.48129 | 0.28093 | 0.27911 | 0.27718 | 0.2033 | 0.24403 | 0.35999 | 0.58065 | 0.66066 | 0.68689 | 0 | 1.1961 | 0.88551 | 0.78234 | 0.65271 | 0.67439 | 0.68517 | 0.72813 | 0.76757 | 0.87281 | 0.94666 | 1.1182 | 1.1272 | 5.6742
LO3Slow | New | Fixtures | Residential | Lighting | 2.898e-05 | 2.7142e-05 | 0.22794 | 11.6324 | Multifamily - High Rise | WA-Linear Flush Mount_0 to 249 lumens | 3.7207e-09 | 9.4103e-09 | 2.0851e-08 | 4.1198e-08 | 7.2067e-08 | 1.1323e-07 | 1.671e-07 | 2.3177e-07 | 3.0457e-07 | 3.7961e-07 | 4.377e-07 | 4.9601e-07 | 5.4929e-07 | 5.9186e-07 | 6.1217e-07 | 6.3204e-07 | 6.4301e-07 | 6.4361e-07 | 6.4537e-07 | 6.4476e-07 | 7.2393e-06 | 0.007487 | 0.006459 | 0.0061971 | 0.0048257 | 0.0046285 | 0.0043584 | 0.0037415 | 0.0044261 | 0.0056027 | 0.0067528 | 0.0069007 | 0.0073306 | 0 | 0.015836 | 0.012314 | 0.01313 | 0.01134 | 0.011387 | 0.01209 | 0.011678 | 0.011986 | 0.01228 | 0.014988 | 0.015464 | 0.016735 | 1.5691
LO3Slow | New | Fixtures | Residential | Lighting | 5.6772e-05 | 5.3172e-05 | 0.44653 | 11.6324 | Multifamily - High Rise | WA-Linear Flush Mount_250 to 499 lumens | 1.0616e-07 | 2.6851e-07 | 5.9494e-07 | 1.1755e-06 | 2.0563e-06 | 3.2309e-06 | 4.7678e-06 | 6.613e-06 | 8.6903e-06 | 1.0832e-05 | 1.2489e-05 | 1.4153e-05 | 1.5673e-05 | 1.6888e-05 | 1.7467e-05 | 1.8034e-05 | 1.8347e-05 | 1.8364e-05 | 1.8414e-05 | 1.8397e-05 | 0.00020656 | 0.014667 | 0.012653 | 0.01214 | 0.0094535 | 0.0090671 | 0.008538 | 0.0073295 | 0.0086706 | 0.010976 | 0.013229 | 0.013518 | 0.01436 | 0 | 0.031023 | 0.024123 | 0.025721 | 0.022214 | 0.022307 | 0.023685 | 0.022877 | 0.02348 | 0.024055 | 0.029361 | 0.030294 | 0.032784 | 1.5691
LO3Slow | New | Fixtures | Residential | Lighting | 0.00010893 | 0.00010202 | 0.85678 | 11.6324 | Multifamily - High Rise | WA-Linear Flush Mount_500 to 999 lumens | 2.0742e-06 | 5.2459e-06 | 1.1623e-05 | 2.2966e-05 | 4.0175e-05 | 6.3122e-05 | 9.3149e-05 | 0.0001292 | 0.00016978 | 0.00021162 | 0.000244 | 0.0002765 | 0.00030621 | 0.00032994 | 0.00034126 | 0.00035234 | 0.00035845 | 0.00035879 | 0.00035976 | 0.00035943 | 0.0040356 | 0.028142 | 0.024278 | 0.023294 | 0.018139 | 0.017398 | 0.016382 | 0.014064 | 0.016637 | 0.021059 | 0.025382 | 0.025938 | 0.027554 | 0 | 0.059525 | 0.046286 | 0.049352 | 0.042623 | 0.042802 | 0.045445 | 0.043896 | 0.045053 | 0.046157 | 0.056337 | 0.058127 | 0.062904 | 1.5691
LO3Slow | New | Fixtures | Residential | Lighting | 0.0001997 | 0.00018703 | 1.5707 | 11.6324 | Multifamily - High Rise | WA-Linear Flush Mount_1000 to 1999 lumens | 3.3951e-06 | 8.5869e-06 | 1.9026e-05 | 3.7593e-05 | 6.5761e-05 | 0.00010332 | 0.00015247 | 0.00021149 | 0.00027792 | 0.00034639 | 0.0003994 | 0.0004526 | 0.00050122 | 0.00054007 | 0.0005586 | 0.00057673 | 0.00058674 | 0.00058729 | 0.00058889 | 0.00058834 | 0.0066058 | 0.051591 | 0.044508 | 0.042703 | 0.033253 | 0.031894 | 0.030033 | 0.025782 | 0.030499 | 0.038607 | 0.046532 | 0.047551 | 0.050513 | 0 | 0.10912 | 0.084852 | 0.090474 | 0.078139 | 0.078467 | 0.083312 | 0.080471 | 0.082593 | 0.084616 | 0.10328 | 0.10656 | 0.11532 | 1.5691
LO3Slow | New | Fixtures | Residential | Lighting | 0.00038704 | 0.00036249 | 3.0442 | 11.6324 | Multifamily - High Rise | WA-Linear Flush Mount_2000 to 3999 lumens | 1.2579e-06 | 3.1814e-06 | 7.0491e-06 | 1.3928e-05 | 2.4364e-05 | 3.8281e-05 | 5.6491e-05 | 7.8354e-05 | 0.00010297 | 0.00012834 | 0.00014797 | 0.00016769 | 0.0001857 | 0.00020009 | 0.00020696 | 0.00021368 | 0.00021738 | 0.00021759 | 0.00021818 | 0.00021798 | 0.0024474 | 0.09999 | 0.086262 | 0.082764 | 0.064448 | 0.061814 | 0.058207 | 0.049968 | 0.059111 | 0.074825 | 0.090185 | 0.09216 | 0.097901 | 0 | 0.2115 | 0.16445 | 0.17535 | 0.15144 | 0.15208 | 0.16147 | 0.15596 | 0.16008 | 0.164 | 0.20017 | 0.20653 | 0.2235 | 1.5691
LO3Slow | New | Fixtures | Residential | Lighting | 0.00070697 | 0.00066213 | 5.5605 | 11.6324 | Multifamily - High Rise | WA-Linear Flush Mount_4000 to 7999 lumens | 1.4529e-07 | 3.6745e-07 | 8.1417e-07 | 1.6087e-06 | 2.8141e-06 | 4.4214e-06 | 6.5247e-06 | 9.05e-06 | 1.1893e-05 | 1.4823e-05 | 1.7091e-05 | 1.9368e-05 | 2.1448e-05 | 2.3111e-05 | 2.3904e-05 | 2.468e-05 | 2.5108e-05 | 2.5131e-05 | 2.52e-05 | 2.5176e-05 | 0.00028268 | 0.18264 | 0.15757 | 0.15118 | 0.11772 | 0.11291 | 0.10632 | 0.091273 | 0.10797 | 0.13668 | 0.16473 | 0.16834 | 0.17883 | 0 | 0.38632 | 0.3004 | 0.3203 | 0.27663 | 0.27779 | 0.29494 | 0.28488 | 0.2924 | 0.29956 | 0.36563 | 0.37725 | 0.40825 | 1.5691
LO3Slow | New | Fixtures | Residential | Lighting | 2.1873e-05 | 2.0242e-05 | 0.16937 | 20.5429 | Multifamily - High Rise | WA-Linear Shop_0 to 249 lumens | 8.7644e-10 | 2.2167e-09 | 4.9115e-09 | 9.7044e-09 | 1.6976e-08 | 2.6672e-08 | 3.936e-08 | 5.4594e-08 | 7.1743e-08 | 8.942e-08 | 1.031e-07 | 1.1684e-07 | 1.2939e-07 | 1.3942e-07 | 1.442e-07 | 1.4888e-07 | 1.5146e-07 | 1.5161e-07 | 1.5202e-07 | 1.5188e-07 | 1.7053e-06 | 0.005564 | 0.0047565 | 0.0045372 | 0.0035372 | 0.0033056 | 0.0030843 | 0.0026418 | 0.0031239 | 0.0039762 | 0.0048523 | 0.0050398 | 0.005502 | 0 | 0.012457 | 0.0096407 | 0.010081 | 0.0086736 | 0.0083159 | 0.0086034 | 0.0082545 | 0.0084675 | 0.0088128 | 0.01107 | 0.011754 | 0.013315 | 1.2346
LO3Slow | New | Fixtures | Residential | Lighting | 4.2848e-05 | 3.9655e-05 | 0.33179 | 20.5429 | Multifamily - High Rise | WA-Linear Shop_250 to 499 lumens | 0 | 0 | 0 | 0 | 0 | 0 | 0 | 0 | 0 | 0 | 0 | 0 | 0 | 0 | 0 | 0 | 0 | 0 | 0 | 0 | 0 | 0.0109 | 0.0093179 | 0.0088884 | 0.0069294 | 0.0064756 | 0.0060422 | 0.0051753 | 0.0061197 | 0.0077893 | 0.0095056 | 0.0098729 | 0.010778 | 0 | 0.024402 | 0.018886 | 0.019749 | 0.016991 | 0.016291 | 0.016854 | 0.01617 | 0.016588 | 0.017264 | 0.021686 | 0.023026 | 0.026085 | 1.2346
LO3Slow | New | Fixtures | Residential | Lighting | 8.2216e-05 | 7.6087e-05 | 0.63662 | 20.5429 | Multifamily - High Rise | WA-Linear Shop_500 to 999 lumens | 1.3782e-09 | 3.4857e-09 | 7.7234e-09 | 1.526e-08 | 2.6695e-08 | 4.1943e-08 | 6.1894e-08 | 8.585e-08 | 1.1282e-07 | 1.4061e-07 | 1.6213e-07 | 1.8373e-07 | 2.0346e-07 | 2.1923e-07 | 2.2675e-07 | 2.3412e-07 | 2.3818e-07 | 2.384e-07 | 2.3905e-07 | 2.3883e-07 | 2.6815e-06 | 0.020914 | 0.017879 | 0.017055 | 0.013296 | 0.012425 | 0.011593 | 0.0099302 | 0.011742 | 0.014946 | 0.018239 | 0.018944 | 0.020681 | 0 | 0.046822 | 0.036238 | 0.037894 | 0.032602 | 0.031258 | 0.032339 | 0.031027 | 0.031828 | 0.033126 | 0.04161 | 0.044182 | 0.05005 | 1.2346
LO3Slow | New | Fixtures | Residential | Lighting | 0.00015072 | 0.00013949 | 1.1671 | 20.5429 | Multifamily - High Rise | WA-Linear Shop_1000 to 1999 lumens | 7.7294e-10 | 1.9549e-09 | 4.3315e-09 | 8.5584e-09 | 1.4971e-08 | 2.3523e-08 | 3.4712e-08 | 4.8147e-08 | 6.327e-08 | 7.886e-08 | 9.0927e-08 | 1.0304e-07 | 1.1411e-07 | 1.2295e-07 | 1.2717e-07 | 1.313e-07 | 1.3358e-07 | 1.337e-07 | 1.3407e-07 | 1.3394e-07 | 1.5039e-06 | 0.03834 | 0.032776 | 0.031265 | 0.024374 | 0.022778 | 0.021254 | 0.018204 | 0.021526 | 0.027399 | 0.033436 | 0.034728 | 0.037913 | 0 | 0.085836 | 0.066432 | 0.069468 | 0.059768 | 0.057303 | 0.059284 | 0.05688 | 0.058347 | 0.060727 | 0.076281 | 0.080996 | 0.091754 | 1.2346
LO3Slow | New | Fixtures | Residential | Lighting | 0.00029211 | 0.00027034 | 2.2619 | 20.5429 | Multifamily - High Rise | WA-Linear Shop_2000 to 3999 lumens | 0 | 0 | 0 | 0 | 0 | 0 | 0 | 0 | 0 | 0 | 0 | 0 | 0 | 0 | 0 | 0 | 0 | 0 | 0 | 0 | 0 | 0.074308 | 0.063524 | 0.060596 | 0.04724 | 0.044147 | 0.041192 | 0.035282 | 0.04172 | 0.053103 | 0.064803 | 0.067307 | 0.07348 | 0 | 0.16636 | 0.12875 | 0.13464 | 0.11584 | 0.11106 | 0.1149 | 0.11024 | 0.11308 | 0.1177 | 0.14784 | 0.15698 | 0.17783 | 1.2346
LO3Slow | New | Fixtures | Residential | Lighting | 0.00053358 | 0.00049381 | 4.1317 | 20.5429 | Multifamily - High Rise | WA-Linear Shop_4000 to 7999 lumens | 1.1173e-08 | 2.826e-08 | 6.2616e-08 | 1.2372e-07 | 2.1642e-07 | 3.4004e-07 | 5.0179e-07 | 6.9601e-07 | 9.1463e-07 | 1.14e-06 | 1.3144e-06 | 1.4895e-06 | 1.6495e-06 | 1.7774e-06 | 1.8384e-06 | 1.898e-06 | 1.931e-06 | 1.9328e-06 | 1.9381e-06 | 1.9362e-06 | 2.174e-05 | 0.13573 | 0.11603 | 0.11068 | 0.08629 | 0.080639 | 0.075242 | 0.064447 | 0.076207 | 0.096999 | 0.11837 | 0.12294 | 0.13422 | 0 | 0.30388 | 0.23518 | 0.24593 | 0.21159 | 0.20287 | 0.20988 | 0.20137 | 0.20656 | 0.21499 | 0.27005 | 0.28674 | 0.32483 | 1.2346
LO3Slow | New | Fixtures | Residential | Lighting | 0.00021426 | 0.00020326 | 1.7136 | -52.1552 | Multifamily - High Rise | WA-Track_0 to 249 lumens | 4.1729e-10 | 1.0554e-09 | 2.3385e-09 | 4.6205e-09 | 8.0826e-09 | 1.2699e-08 | 1.874e-08 | 2.5993e-08 | 3.4158e-08 | 4.2575e-08 | 4.9089e-08 | 5.5629e-08 | 6.1605e-08 | 6.6379e-08 | 6.8656e-08 | 7.0886e-08 | 7.2115e-08 | 7.2183e-08 | 7.238e-08 | 7.2312e-08 | 8.1191e-07 | 0.056276 | 0.049013 | 0.047306 | 0.036794 | 0.036217 | 0.034405 | 0.029598 | 0.035027 | 0.044107 | 0.052524 | 0.052811 | 0.054523 | 0 | 0.11172 | 0.08735 | 0.095246 | 0.082612 | 0.087151 | 0.094937 | 0.09229 | 0.094775 | 0.095627 | 0.11339 | 0.11345 | 0.11644 | 5.0418
LO3Slow | New | Fixtures | Residential | Lighting | 0.00041973 | 0.00039818 | 3.3569 | -52.1552 | Multifamily - High Rise | WA-Track_250 to 499 lumens | 3.8062e-08 | 9.6265e-08 | 2.133e-07 | 4.2144e-07 | 7.3723e-07 | 1.1583e-06 | 1.7093e-06 | 2.3709e-06 | 3.1156e-06 | 3.8833e-06 | 4.4775e-06 | 5.074e-06 | 5.6191e-06 | 6.0546e-06 | 6.2623e-06 | 6.4656e-06 | 6.5778e-06 | 6.584e-06 | 6.6019e-06 | 6.5958e-06 | 7.4056e-05 | 0.11024 | 0.096016 | 0.092672 | 0.072079 | 0.070948 | 0.067399 | 0.057983 | 0.068618 | 0.086405 | 0.10289 | 0.10346 | 0.10681 | 0 | 0.21885 | 0.17112 | 0.18659 | 0.16184 | 0.17073 | 0.18598 | 0.1808 | 0.18566 | 0.18733 | 0.22212 | 0.22225 | 0.22811 | 5.0418
LO3Slow | New | Fixtures | Residential | Lighting | 0.00080537 | 0.00076401 | 6.4411 | -52.1552 | Multifamily - High Rise | WA-Track_500 to 999 lumens | 6.06e-07 | 1.5327e-06 | 3.396e-06 | 6.7099e-06 | 1.1738e-05 | 1.8442e-05 | 2.7215e-05 | 3.7748e-05 | 4.9605e-05 | 6.1827e-05 | 7.1288e-05 | 8.0785e-05 | 8.9463e-05 | 9.6396e-05 | 9.9704e-05 | 0.00010294 | 0.00010473 | 0.00010482 | 0.00010511 | 0.00010501 | 0.0011791 | 0.21153 | 0.18423 | 0.17782 | 0.1383 | 0.13613 | 0.12932 | 0.11125 | 0.13166 | 0.16579 | 0.19743 | 0.19851 | 0.20494 | 0 | 0.41992 | 0.32833 | 0.35801 | 0.31052 | 0.32758 | 0.35685 | 0.3469 | 0.35624 | 0.35945 | 0.42619 | 0.42644 | 0.43769 | 5.0418
LO3Slow | New | Fixtures | Residential | Lighting | 0.0014764 | 0.0014006 | 11.808 | -52.1552 | Multifamily - High Rise | WA-Track_1000 to 1999 lumens | 8.8054e-07 | 2.227e-06 | 4.9345e-06 | 9.7498e-06 | 1.7055e-05 | 2.6797e-05 | 3.9544e-05 | 5.4849e-05 | 7.2078e-05 | 8.9838e-05 | 0.00010358 | 0.00011738 | 0.00012999 | 0.00014007 | 0.00014487 | 0.00014958 | 0.00015217 | 0.00015231 | 0.00015273 | 0.00015259 | 0.0017132 | 0.38779 | 0.33774 | 0.32598 | 0.25354 | 0.24956 | 0.23708 | 0.20396 | 0.24137 | 0.30393 | 0.36193 | 0.36391 | 0.37571 | 0 | 0.76981 | 0.60191 | 0.65632 | 0.56926 | 0.60054 | 0.65419 | 0.63595 | 0.65307 | 0.65895 | 0.78131 | 0.78177 | 0.80238 | 5.0418
LO3Slow | New | Fixtures | Residential | Lighting | 0.0028615 | 0.0027146 | 22.8853 | -52.1552 | Multifamily - High Rise | WA-Track_2000 to 3999 lumens | 1.4062e-06 | 3.5566e-06 | 7.8805e-06 | 1.5571e-05 | 2.7238e-05 | 4.2796e-05 | 6.3153e-05 | 8.7596e-05 | 0.00011511 | 0.00014347 | 0.00016543 | 0.00018747 | 0.0002076 | 0.00022369 | 0.00023137 | 0.00023888 | 0.00024302 | 0.00024325 | 0.00024391 | 0.00024369 | 0.0027361 | 0.75158 | 0.65458 | 0.63178 | 0.49139 | 0.48368 | 0.45948 | 0.39529 | 0.4678 | 0.58906 | 0.70147 | 0.7053 | 0.72817 | 0 | 1.492 | 1.1666 | 1.272 | 1.1033 | 1.1639 | 1.2679 | 1.2326 | 1.2657 | 1.2771 | 1.5143 | 1.5152 | 1.5551 | 5.0418
LO3Slow | New | Fixtures | Residential | Lighting | 0.0052269 | 0.0049585 | 41.8027 | -52.1552 | Multifamily - High Rise | WA-Track_4000 to 7999 lumens | 5.6573e-07 | 1.4308e-06 | 3.1703e-06 | 6.2641e-06 | 1.0958e-05 | 1.7217e-05 | 2.5407e-05 | 3.524e-05 | 4.6309e-05 | 5.7719e-05 | 6.6551e-05 | 7.5417e-05 | 8.3519e-05 | 8.9991e-05 | 9.3079e-05 | 9.6101e-05 | 9.7768e-05 | 9.786e-05 | 9.8127e-05 | 9.8035e-05 | 0.0011007 | 1.3729 | 1.1957 | 1.154 | 0.89758 | 0.8835 | 0.8393 | 0.72205 | 0.85449 | 1.076 | 1.2813 | 1.2883 | 1.3301 | 0 | 2.7253 | 2.1309 | 2.3235 | 2.0153 | 2.126 | 2.316 | 2.2514 | 2.312 | 2.3328 | 2.766 | 2.7676 | 2.8406 | 5.0418
LO3Slow | New | Fixtures | Residential | Lighting | 9.9203e-05 | 9.4046e-05 | 0.7927 | -66.87 | Manufactured | ID/MT/OR-Floor/Table_0 to 249 lumens | 1.1976e-07 | 3.1341e-07 | 7.1229e-07 | 1.4395e-06 | 2.5693e-06 | 4.124e-06 | 6.2095e-06 | 8.7694e-06 | 1.1748e-05 | 1.4935e-05 | 1.7603e-05 | 2.0378e-05 | 2.2999e-05 | 2.5261e-05 | 2.6627e-05 | 2.7987e-05 | 2.8984e-05 | 2.9577e-05 | 3.028e-05 | 3.0818e-05 | 0.00031146 | 0.026033 | 0.022662 | 0.021866 | 0.017008 | 0.016719 | 0.015876 | 0.013656 | 0.016161 | 0.020356 | 0.024255 | 0.024407 | 0.025237 | 0 | 0.051857 | 0.040534 | 0.044144 | 0.03828 | 0.040278 | 0.043819 | 0.042584 | 0.043729 | 0.044156 | 0.052434 | 0.05255 | 0.054093 | 8.6572
LO3Slow | New | Fixtures | Residential | Lighting | 0.00019434 | 0.00018423 | 1.5529 | -66.87 | Manufactured | ID/MT/OR-Floor/Table_250 to 499 lumens | 8.3884e-07 | 2.1951e-06 | 4.9889e-06 | 1.0082e-05 | 1.7995e-05 | 2.8885e-05 | 4.3492e-05 | 6.1421e-05 | 8.2283e-05 | 0.00010461 | 0.0001233 | 0.00014273 | 0.00016109 | 0.00017693 | 0.0001865 | 0.00019603 | 0.00020301 | 0.00020716 | 0.00021208 | 0.00021585 | 0.0021814 | 0.050999 | 0.044395 | 0.042836 | 0.033319 | 0.032753 | 0.0311 | 0.026753 | 0.031659 | 0.039876 | 0.047515 | 0.047814 | 0.049438 | 0 | 0.10159 | 0.079407 | 0.086478 | 0.07499 | 0.078904 | 0.085841 | 0.083422 | 0.085665 | 0.086502 | 0.10272 | 0.10295 | 0.10597 | 8.6572
LO3Slow | New | Fixtures | Residential | Lighting | 0.00037289 | 0.0003535 | 2.9796 | -66.87 | Manufactured | ID/MT/OR-Floor/Table_500 to 999 lumens | 7.1224e-06 | 1.8638e-05 | 4.236e-05 | 8.5606e-05 | 0.0001528 | 0.00024525 | 0.00036928 | 0.00052152 | 0.00069865 | 0.0008882 | 0.0010469 | 0.0012119 | 0.0013678 | 0.0015023 | 0.0015835 | 0.0016644 | 0.0017237 | 0.001759 | 0.0018008 | 0.0018328 | 0.018522 | 0.097855 | 0.085183 | 0.082191 | 0.063931 | 0.062845 | 0.059674 | 0.051332 | 0.060746 | 0.076513 | 0.09117 | 0.091743 | 0.09486 | 0 | 0.19492 | 0.15236 | 0.16593 | 0.14389 | 0.1514 | 0.16471 | 0.16007 | 0.16437 | 0.16598 | 0.19709 | 0.19753 | 0.20333 | 8.6572
LO3Slow | New | Fixtures | Residential | Lighting | 0.00068359 | 0.00064805 | 5.4623 | -66.87 | Manufactured | ID/MT/OR-Floor/Table_1000 to 1999 lumens | 7.835e-06 | 2.0503e-05 | 4.6598e-05 | 9.417e-05 | 0.00016808 | 0.00026979 | 0.00040622 | 0.00057369 | 0.00076855 | 0.00097706 | 0.0011516 | 0.0013331 | 0.0015046 | 0.0016525 | 0.0017419 | 0.0018309 | 0.0018961 | 0.0019349 | 0.0019809 | 0.0020161 | 0.020375 | 0.17939 | 0.15616 | 0.15068 | 0.1172 | 0.11521 | 0.1094 | 0.094103 | 0.11136 | 0.14027 | 0.16713 | 0.16819 | 0.1739 | 0 | 0.35733 | 0.27931 | 0.30419 | 0.26378 | 0.27755 | 0.30195 | 0.29344 | 0.30133 | 0.30427 | 0.36131 | 0.36211 | 0.37274 | 8.6572
LO3Slow | New | Fixtures | Residential | Lighting | 0.0013249 | 0.001256 | 10.5866 | -66.87 | Manufactured | ID/MT/OR-Floor/Table_2000 to 3999 lumens | 2.1817e-06 | 5.7091e-06 | 1.2975e-05 | 2.6222e-05 | 4.6803e-05 | 7.5124e-05 | 0.00011311 | 0.00015975 | 0.000214 | 0.00027206 | 0.00032067 | 0.00037121 | 0.00041896 | 0.00046016 | 0.00048505 | 0.00050983 | 0.00052799 | 0.00053879 | 0.00055159 | 0.00056139 | 0.0056736 | 0.34768 | 0.30266 | 0.29203 | 0.22715 | 0.22329 | 0.21202 | 0.18238 | 0.21583 | 0.27185 | 0.32393 | 0.32597 | 0.33704 | 0 | 0.69256 | 0.54135 | 0.58956 | 0.51124 | 0.53792 | 0.58522 | 0.56872 | 0.58401 | 0.58972 | 0.70027 | 0.70182 | 0.72242 | 8.6572
LO3Slow | New | Fixtures | Residential | Lighting | 0.0024201 | 0.0022942 | 19.3377 | -66.87 | Manufactured | ID/MT/OR-Floor/Table_4000 to 7999 lumens | 2.5121e-07 | 6.5737e-07 | 1.494e-06 | 3.0193e-06 | 5.389e-06 | 8.6501e-06 | 1.3024e-05 | 1.8394e-05 | 2.4641e-05 | 3.1327e-05 | 3.6923e-05 | 4.2742e-05 | 4.8241e-05 | 5.2984e-05 | 5.585e-05 | 5.8704e-05 | 6.0795e-05 | 6.2038e-05 | 6.3513e-05 | 6.4641e-05 | 0.00065328 | 0.63508 | 0.55284 | 0.53342 | 0.41491 | 0.40786 | 0.38729 | 0.33315 | 0.39425 | 0.49657 | 0.59169 | 0.59542 | 0.61564 | 0 | 1.265 | 0.98883 | 1.0769 | 0.93383 | 0.98258 | 1.069 | 1.0388 | 1.0668 | 1.0772 | 1.2791 | 1.282 | 1.3196 | 8.6572
LO3Slow | New | Fixtures | Residential | Lighting | 0.00013061 | 0.00012357 | 1.0409 | -37.1249 | Manufactured | ID/MT/OR-Ceiling and Wall Flush Mount _0 to 249 lumens | 6.6395e-08 | 1.7375e-07 | 3.9488e-07 | 7.9801e-07 | 1.4244e-06 | 2.2863e-06 | 3.4424e-06 | 4.8616e-06 | 6.5128e-06 | 8.2798e-06 | 9.759e-06 | 1.1297e-05 | 1.275e-05 | 1.4004e-05 | 1.4761e-05 | 1.5516e-05 | 1.6068e-05 | 1.6397e-05 | 1.6787e-05 | 1.7085e-05 | 0.00017266 | 0.034185 | 0.029713 | 0.028642 | 0.022283 | 0.021815 | 0.020686 | 0.017788 | 0.02105 | 0.026535 | 0.031677 | 0.031958 | 0.033195 | 0 | 0.068809 | 0.053735 | 0.058303 | 0.050522 | 0.052738 | 0.057144 | 0.055478 | 0.056965 | 0.057658 | 0.068781 | 0.069277 | 0.071943 | 3.7716
LO3Slow | New | Fixtures | Residential | Lighting | 0.00025587 | 0.00024207 | 2.0391 | -37.1249 | Manufactured | ID/MT/OR-Ceiling and Wall Flush Mount _250 to 499 lumens | 8.1069e-07 | 2.1215e-06 | 4.8215e-06 | 9.7438e-06 | 1.7391e-05 | 2.7915e-05 | 4.2032e-05 | 5.9361e-05 | 7.9522e-05 | 0.0001011 | 0.00011916 | 0.00013794 | 0.00015568 | 0.00017099 | 0.00018024 | 0.00018945 | 0.0001962 | 0.00020021 | 0.00020497 | 0.00020861 | 0.0021083 | 0.066968 | 0.058207 | 0.05611 | 0.043652 | 0.042735 | 0.040524 | 0.034847 | 0.041236 | 0.051981 | 0.062055 | 0.062605 | 0.065028 | 0 | 0.1348 | 0.10527 | 0.11422 | 0.098972 | 0.10331 | 0.11194 | 0.10868 | 0.11159 | 0.11295 | 0.13474 | 0.13571 | 0.14094 | 3.7716
LO3Slow | New | Fixtures | Residential | Lighting | 0.00049096 | 0.00046447 | 3.9125 | -37.1249 | Manufactured | ID/MT/OR-Ceiling and Wall Flush Mount _500 to 999 lumens | 7.5769e-06 | 1.9828e-05 | 4.5063e-05 | 9.1068e-05 | 0.00016255 | 0.0002609 | 0.00039285 | 0.0005548 | 0.00074324 | 0.00094488 | 0.0011137 | 0.0012892 | 0.0014551 | 0.0015981 | 0.0016846 | 0.0017706 | 0.0018337 | 0.0018712 | 0.0019157 | 0.0019497 | 0.019704 | 0.1285 | 0.11169 | 0.10766 | 0.083758 | 0.081999 | 0.077756 | 0.066864 | 0.079122 | 0.099739 | 0.11907 | 0.12012 | 0.12477 | 0 | 0.25864 | 0.20198 | 0.21915 | 0.1899 | 0.19823 | 0.21479 | 0.20853 | 0.21412 | 0.21673 | 0.25854 | 0.2604 | 0.27042 | 3.7716
LO3Slow | New | Fixtures | Residential | Lighting | 0.00090004 | 0.00085147 | 7.1725 | -37.1249 | Manufactured | ID/MT/OR-Ceiling and Wall Flush Mount _1000 to 1999 lumens | 9.3598e-06 | 2.4493e-05 | 5.5667e-05 | 0.0001125 | 0.00020079 | 0.0003223 | 0.00048529 | 0.00068535 | 0.00091813 | 0.0011672 | 0.0013757 | 0.0015926 | 0.0017974 | 0.0019742 | 0.002081 | 0.0021873 | 0.0022652 | 0.0023115 | 0.0023665 | 0.0024085 | 0.024341 | 0.23556 | 0.20475 | 0.19737 | 0.15355 | 0.15032 | 0.14254 | 0.12258 | 0.14505 | 0.18284 | 0.21828 | 0.22022 | 0.22874 | 0 | 0.47414 | 0.37028 | 0.40175 | 0.34814 | 0.36341 | 0.39377 | 0.38228 | 0.39253 | 0.39731 | 0.47396 | 0.47737 | 0.49574 | 3.7716
LO3Slow | New | Fixtures | Residential | Lighting | 0.0017444 | 0.0016503 | 13.9011 | -37.1249 | Manufactured | ID/MT/OR-Ceiling and Wall Flush Mount _2000 to 3999 lumens | 7.4025e-06 | 1.9371e-05 | 4.4026e-05 | 8.8972e-05 | 0.0001588 | 0.0002549 | 0.0003838 | 0.00054203 | 0.00072613 | 0.00092313 | 0.001088 | 0.0012595 | 0.0014216 | 0.0015613 | 0.0016458 | 0.0017299 | 0.0017915 | 0.0018281 | 0.0018716 | 0.0019048 | 0.019251 | 0.45655 | 0.39682 | 0.38252 | 0.29759 | 0.29134 | 0.27627 | 0.23757 | 0.28112 | 0.35437 | 0.42305 | 0.42681 | 0.44332 | 0 | 0.91895 | 0.71764 | 0.77865 | 0.67473 | 0.70433 | 0.76317 | 0.74092 | 0.76078 | 0.77003 | 0.91859 | 0.9252 | 0.96082 | 3.7716
LO3Slow | New | Fixtures | Residential | Lighting | 0.0031863 | 0.0030144 | 25.3921 | -37.1249 | Manufactured | ID/MT/OR-Ceiling and Wall Flush Mount _4000 to 7999 lumens | 2.244e-06 | 5.8722e-06 | 1.3346e-05 | 2.6971e-05 | 4.8139e-05 | 7.727e-05 | 0.00011635 | 0.00016431 | 0.00022012 | 0.00027984 | 0.00032983 | 0.00038181 | 0.00043093 | 0.0004733 | 0.0004989 | 0.00052439 | 0.00054307 | 0.00055418 | 0.00056735 | 0.00057743 | 0.0058356 | 0.83394 | 0.72484 | 0.69872 | 0.54359 | 0.53218 | 0.50464 | 0.43395 | 0.5135 | 0.64731 | 0.77276 | 0.77961 | 0.80978 | 0 | 1.6786 | 1.3109 | 1.4223 | 1.2325 | 1.2865 | 1.394 | 1.3534 | 1.3896 | 1.4066 | 1.6779 | 1.69 | 1.755 | 3.7716
LO3Slow | New | Fixtures | Residential | Lighting | 0.00010381 | 9.7994e-05 | 0.82491 | -111.0448 | Manufactured | ID/MT/OR-Downlight Fixture_0 to 249 lumens | 3.0507e-09 | 7.9833e-09 | 1.8144e-08 | 3.6667e-08 | 6.5446e-08 | 1.0505e-07 | 1.5817e-07 | 2.2338e-07 | 2.9925e-07 | 3.8044e-07 | 4.4841e-07 | 5.1908e-07 | 5.8586e-07 | 6.4346e-07 | 6.7826e-07 | 7.1292e-07 | 7.3831e-07 | 7.5341e-07 | 7.7132e-07 | 7.8502e-07 | 7.9336e-06 | 0.027093 | 0.02351 | 0.02264 | 0.017617 | 0.017171 | 0.016259 | 0.013976 | 0.016537 | 0.020865 | 0.024959 | 0.02525 | 0.026356 | 0 | 0.055138 | 0.043017 | 0.046492 | 0.040257 | 0.041668 | 0.044953 | 0.043595 | 0.044759 | 0.045421 | 0.054451 | 0.055134 | 0.05779 | 10.4664
LO3Slow | New | Fixtures | Residential | Lighting | 0.00020337 | 0.00019197 | 1.616 | -111.0448 | Manufactured | ID/MT/OR-Downlight Fixture_250 to 499 lumens | 5.0391e-07 | 1.3187e-06 | 2.997e-06 | 6.0566e-06 | 1.081e-05 | 1.7352e-05 | 2.6127e-05 | 3.6898e-05 | 4.943e-05 | 6.284e-05 | 7.4067e-05 | 8.574e-05 | 9.677e-05 | 0.00010629 | 0.00011203 | 0.00011776 | 0.00012195 | 0.00012445 | 0.0001274 | 0.00012967 | 0.0013105 | 0.053074 | 0.046056 | 0.044351 | 0.034511 | 0.033638 | 0.03185 | 0.027379 | 0.032396 | 0.040874 | 0.048895 | 0.049464 | 0.051631 | 0 | 0.10801 | 0.08427 | 0.091077 | 0.078864 | 0.081627 | 0.088062 | 0.085402 | 0.087683 | 0.088979 | 0.10667 | 0.10801 | 0.11321 | 10.4664
LO3Slow | New | Fixtures | Residential | Lighting | 0.00039021 | 0.00036834 | 3.1007 | -111.0448 | Manufactured | ID/MT/OR-Downlight Fixture_500 to 999 lumens | 1.7697e-05 | 4.6311e-05 | 0.00010525 | 0.0002127 | 0.00037965 | 0.00060938 | 0.00091755 | 0.0012958 | 0.0017359 | 0.0022069 | 0.0026012 | 0.0030111 | 0.0033985 | 0.0037327 | 0.0039345 | 0.0041356 | 0.0042829 | 0.0043705 | 0.0044744 | 0.0045538 | 0.046022 | 0.10184 | 0.08837 | 0.085099 | 0.066219 | 0.064544 | 0.061113 | 0.052533 | 0.06216 | 0.078427 | 0.093817 | 0.09491 | 0.099067 | 0 | 0.20725 | 0.16169 | 0.17476 | 0.15132 | 0.15662 | 0.16897 | 0.16387 | 0.16824 | 0.17073 | 0.20467 | 0.20724 | 0.21722 | 10.4664
LO3Slow | New | Fixtures | Residential | Lighting | 0.00071535 | 0.00067525 | 5.6843 | -111.0448 | Manufactured | ID/MT/OR-Downlight Fixture_1000 to 1999 lumens | 5.4024e-06 | 1.4137e-05 | 3.2131e-05 | 6.4933e-05 | 0.0001159 | 0.00018603 | 0.0002801 | 0.00039558 | 0.00052994 | 0.00067371 | 0.00079407 | 0.00091922 | 0.0010375 | 0.0011395 | 0.0012011 | 0.0012625 | 0.0013075 | 0.0013342 | 0.0013659 | 0.0013902 | 0.014049 | 0.18669 | 0.162 | 0.15601 | 0.12139 | 0.11832 | 0.11203 | 0.096306 | 0.11395 | 0.14377 | 0.17199 | 0.17399 | 0.18161 | 0 | 0.37995 | 0.29642 | 0.32037 | 0.2774 | 0.28712 | 0.30976 | 0.3004 | 0.30843 | 0.31298 | 0.37521 | 0.37992 | 0.39822 | 10.4664
LO3Slow | New | Fixtures | Residential | Lighting | 0.0013864 | 0.0013087 | 11.0168 | -111.0448 | Manufactured | ID/MT/OR-Downlight Fixture_2000 to 3999 lumens | 1.6079e-06 | 4.2076e-06 | 9.5627e-06 | 1.9325e-05 | 3.4493e-05 | 5.5366e-05 | 8.3365e-05 | 0.00011773 | 0.00015772 | 0.00020051 | 0.00023633 | 0.00027358 | 0.00030877 | 0.00033913 | 0.00035748 | 0.00037574 | 0.00038912 | 0.00039708 | 0.00040652 | 0.00041374 | 0.0041814 | 0.36183 | 0.31398 | 0.30236 | 0.23528 | 0.22933 | 0.21714 | 0.18665 | 0.22086 | 0.27865 | 0.33333 | 0.33722 | 0.35199 | 0 | 0.73638 | 0.5745 | 0.62091 | 0.53764 | 0.55648 | 0.60035 | 0.58222 | 0.59777 | 0.6066 | 0.72721 | 0.73633 | 0.7718 | 10.4664
LO3Slow | New | Fixtures | Residential | Lighting | 0.0025325 | 0.0023905 | 20.1235 | -111.0448 | Manufactured | ID/MT/OR-Downlight Fixture_4000 to 7999 lumens | 5.0639e-07 | 1.3251e-06 | 3.0117e-06 | 6.0864e-06 | 1.0863e-05 | 1.7437e-05 | 2.6255e-05 | 3.7079e-05 | 4.9673e-05 | 6.3149e-05 | 7.4431e-05 | 8.6162e-05 | 9.7246e-05 | 0.00010681 | 0.00011258 | 0.00011834 | 0.00012255 | 0.00012506 | 0.00012803 | 0.0001303 | 0.0013169 | 0.66092 | 0.57353 | 0.5523 | 0.42976 | 0.41889 | 0.39662 | 0.34094 | 0.40342 | 0.50899 | 0.60887 | 0.61597 | 0.64295 | 0 | 1.3451 | 1.0494 | 1.1342 | 0.98207 | 1.0165 | 1.0966 | 1.0635 | 1.0919 | 1.108 | 1.3283 | 1.345 | 1.4098 | 10.4664
LO3Slow | New | Fixtures | Residential | Lighting | 0.00015581 | 0.00017678 | 0.87246 | -72.4583 | Manufactured | ID/MT/OR-Exterior Porch_0 to 249 lumens | 3.9704e-11 | 1.039e-10 | 2.3614e-10 | 4.7721e-10 | 8.5176e-10 | 1.3672e-09 | 2.0586e-09 | 2.9072e-09 | 3.8946e-09 | 4.9513e-09 | 5.8358e-09 | 6.7556e-09 | 7.6247e-09 | 8.3744e-09 | 8.8273e-09 | 9.2783e-09 | 9.6088e-09 | 9.8053e-09 | 1.0038e-08 | 1.0217e-08 | 1.0325e-07 | 0.036904 | 0.032436 | 0.025702 | 0.015347 | 0.014385 | 0.013998 | 0.010224 | 0.012259 | 0.018285 | 0.029961 | 0.034755 | 0.037568 | 0 | 0.0721 | 0.053403 | 0.046961 | 0.039095 | 0.036499 | 0.035078 | 0.036685 | 0.038622 | 0.045202 | 0.052172 | 0.064052 | 0.070763 | 10.5821
LO3Slow | New | Fixtures | Residential | Lighting | 0.00030523 | 0.0003463 | 1.7091 | -72.4583 | Manufactured | ID/MT/OR-Exterior Porch_250 to 499 lumens | 1.2584e-08 | 3.2931e-08 | 7.4844e-08 | 1.5125e-07 | 2.6997e-07 | 4.3333e-07 | 6.5246e-07 | 9.2144e-07 | 1.2344e-06 | 1.5693e-06 | 1.8497e-06 | 2.1412e-06 | 2.4167e-06 | 2.6543e-06 | 2.7978e-06 | 2.9408e-06 | 3.0455e-06 | 3.1078e-06 | 3.1817e-06 | 3.2382e-06 | 3.2726e-05 | 0.072295 | 0.063542 | 0.050349 | 0.030064 | 0.02818 | 0.027422 | 0.020028 | 0.024016 | 0.035821 | 0.058693 | 0.068085 | 0.073595 | 0 | 0.14124 | 0.10462 | 0.091996 | 0.076587 | 0.071502 | 0.068718 | 0.071865 | 0.075661 | 0.08855 | 0.1022 | 0.12548 | 0.13862 | 10.5821
LO3Slow | New | Fixtures | Residential | Lighting | 0.00058566 | 0.00066447 | 3.2794 | -72.4583 | Manufactured | ID/MT/OR-Exterior Porch_500 to 999 lumens | 6.2913e-07 | 1.6463e-06 | 3.7417e-06 | 7.5616e-06 | 1.3496e-05 | 2.1663e-05 | 3.2619e-05 | 4.6066e-05 | 6.1712e-05 | 7.8455e-05 | 9.2471e-05 | 0.00010705 | 0.00012082 | 0.0001327 | 0.00013987 | 0.00014702 | 0.00015226 | 0.00015537 | 0.00015906 | 0.00016189 | 0.0016361 | 0.13872 | 0.12192 | 0.096608 | 0.057686 | 0.05407 | 0.052616 | 0.038428 | 0.04608 | 0.068732 | 0.11262 | 0.13064 | 0.14121 | 0 | 0.27101 | 0.20073 | 0.17652 | 0.14695 | 0.13719 | 0.13185 | 0.13789 | 0.14517 | 0.16991 | 0.1961 | 0.24076 | 0.26599 | 10.5821
LO3Slow | New | Fixtures | Residential | Lighting | 0.0010737 | 0.0012181 | 6.0119 | -72.4583 | Manufactured | ID/MT/OR-Exterior Porch_1000 to 1999 lumens | 1.2321e-06 | 3.2243e-06 | 7.3281e-06 | 1.4809e-05 | 2.6433e-05 | 4.2428e-05 | 6.3884e-05 | 9.022e-05 | 0.00012086 | 0.00015365 | 0.0001811 | 0.00020965 | 0.00023662 | 0.00025988 | 0.00027394 | 0.00028794 | 0.00029819 | 0.00030429 | 0.00031152 | 0.00031706 | 0.0032043 | 0.2543 | 0.22351 | 0.17711 | 0.10575 | 0.099122 | 0.096458 | 0.070448 | 0.084476 | 0.126 | 0.20645 | 0.23949 | 0.25887 | 0 | 0.49683 | 0.36799 | 0.3236 | 0.2694 | 0.25151 | 0.24172 | 0.25279 | 0.26614 | 0.31148 | 0.35951 | 0.44137 | 0.48762 | 10.5821
LO3Slow | New | Fixtures | Residential | Lighting | 0.0020809 | 0.0023609 | 11.6518 | -72.4583 | Manufactured | ID/MT/OR-Exterior Porch_2000 to 3999 lumens | 1.1657e-06 | 3.0506e-06 | 6.9332e-06 | 1.4011e-05 | 2.5008e-05 | 4.0141e-05 | 6.0441e-05 | 8.5358e-05 | 0.00011435 | 0.00014537 | 0.00017134 | 0.00019835 | 0.00022387 | 0.00024588 | 0.00025918 | 0.00027242 | 0.00028212 | 0.00028789 | 0.00029474 | 0.00029997 | 0.0030316 | 0.49286 | 0.43319 | 0.34325 | 0.20496 | 0.19211 | 0.18695 | 0.13654 | 0.16372 | 0.24421 | 0.40013 | 0.46416 | 0.50172 | 0 | 0.96291 | 0.7132 | 0.62717 | 0.52212 | 0.48746 | 0.46848 | 0.48994 | 0.51581 | 0.60368 | 0.69677 | 0.85543 | 0.94506 | 10.5821
LO3Slow | New | Fixtures | Residential | Lighting | 0.003801 | 0.0043124 | 21.2835 | -72.4583 | Manufactured | ID/MT/OR-Exterior Porch_4000 to 7999 lumens | 5.1081e-08 | 1.3367e-07 | 3.038e-07 | 6.1395e-07 | 1.0958e-06 | 1.7589e-06 | 2.6484e-06 | 3.7403e-06 | 5.0106e-06 | 6.37e-06 | 7.508e-06 | 8.6914e-06 | 9.8095e-06 | 1.0774e-05 | 1.1357e-05 | 1.1937e-05 | 1.2362e-05 | 1.2615e-05 | 1.2915e-05 | 1.3144e-05 | 0.00013284 | 0.90028 | 0.79127 | 0.62699 | 0.37439 | 0.35091 | 0.34148 | 0.2494 | 0.29906 | 0.44607 | 0.73089 | 0.84785 | 0.91646 | 0 | 1.7589 | 1.3027 | 1.1456 | 0.95372 | 0.8904 | 0.85573 | 0.89492 | 0.94219 | 1.1027 | 1.2727 | 1.5625 | 1.7263 | 10.5821
LO3Slow | New | Fixtures | Residential | Lighting | 0.00017263 | 0.00020188 | 0.95994 | -89.0984 | Manufactured | ID/MT/OR-Chandelier/Pendant_0 to 249 lumens | 3.3209e-08 | 8.6904e-08 | 1.9751e-07 | 3.9915e-07 | 7.1242e-07 | 1.1435e-06 | 1.7218e-06 | 2.4316e-06 | 3.2576e-06 | 4.1413e-06 | 4.8812e-06 | 5.6505e-06 | 6.3774e-06 | 7.0045e-06 | 7.3833e-06 | 7.7606e-06 | 8.037e-06 | 8.2013e-06 | 8.3963e-06 | 8.5454e-06 | 8.6363e-05 | 0.041526 | 0.037048 | 0.029273 | 0.017087 | 0.016976 | 0.016859 | 0.012365 | 0.014842 | 0.021896 | 0.035317 | 0.040183 | 0.041778 | 0 | 0.07275 | 0.053859 | 0.047584 | 0.0397 | 0.041018 | 0.041674 | 0.044287 | 0.046685 | 0.053087 | 0.057578 | 0.068012 | 0.068561 | 6.1235
LO3Slow | New | Fixtures | Residential | Lighting | 0.00033817 | 0.00039547 | 1.8805 | -89.0984 | Manufactured | ID/MT/OR-Chandelier/Pendant_250 to 499 lumens | 2.6844e-07 | 7.0247e-07 | 1.5965e-06 | 3.2264e-06 | 5.7588e-06 | 9.2435e-06 | 1.3918e-05 | 1.9656e-05 | 2.6332e-05 | 3.3476e-05 | 3.9456e-05 | 4.5675e-05 | 5.1551e-05 | 5.6619e-05 | 5.9682e-05 | 6.2731e-05 | 6.4966e-05 | 6.6294e-05 | 6.787e-05 | 6.9075e-05 | 0.0006981 | 0.081348 | 0.072576 | 0.057345 | 0.033473 | 0.033257 | 0.033026 | 0.024223 | 0.029076 | 0.042893 | 0.069185 | 0.078718 | 0.081844 | 0 | 0.14252 | 0.10551 | 0.093216 | 0.077771 | 0.080353 | 0.081638 | 0.086757 | 0.091456 | 0.104 | 0.1128 | 0.13323 | 0.13431 | 6.1235
LO3Slow | New | Fixtures | Residential | Lighting | 0.00064887 | 0.00075881 | 3.6083 | -89.0984 | Manufactured | ID/MT/OR-Chandelier/Pendant_500 to 999 lumens | 1.9734e-06 | 5.1642e-06 | 1.1737e-05 | 2.3719e-05 | 4.2335e-05 | 6.7953e-05 | 0.00010232 | 0.0001445 | 0.00019358 | 0.0002461 | 0.00029006 | 0.00033578 | 0.00037897 | 0.00041624 | 0.00043875 | 0.00046117 | 0.00047759 | 0.00048736 | 0.00049894 | 0.00050781 | 0.005132 | 0.15609 | 0.13926 | 0.11003 | 0.064226 | 0.063811 | 0.063369 | 0.046477 | 0.055789 | 0.082302 | 0.13275 | 0.15104 | 0.15704 | 0 | 0.27345 | 0.20245 | 0.17886 | 0.14922 | 0.15418 | 0.15664 | 0.16647 | 0.17548 | 0.19954 | 0.21643 | 0.25564 | 0.25771 | 6.1235
LO3Slow | New | Fixtures | Residential | Lighting | 0.0011895 | 0.0013911 | 6.6148 | -89.0984 | Manufactured | ID/MT/OR-Chandelier/Pendant_1000 to 1999 lumens | 3.3431e-06 | 8.7485e-06 | 1.9883e-05 | 4.0181e-05 | 7.1719e-05 | 0.00011512 | 0.00017333 | 0.00024479 | 0.00032793 | 0.0004169 | 0.00049138 | 0.00056883 | 0.00064201 | 0.00070513 | 0.00074327 | 0.00078124 | 0.00080907 | 0.00082562 | 0.00084524 | 0.00086025 | 0.008694 | 0.28614 | 0.25529 | 0.20171 | 0.11774 | 0.11698 | 0.11617 | 0.085204 | 0.10227 | 0.15088 | 0.24336 | 0.27689 | 0.28789 | 0 | 0.5013 | 0.37113 | 0.32789 | 0.27356 | 0.28264 | 0.28717 | 0.30517 | 0.3217 | 0.36581 | 0.39676 | 0.46866 | 0.47244 | 6.1235
LO3Slow | New | Fixtures | Residential | Lighting | 0.0023054 | 0.0026961 | 12.8202 | -89.0984 | Manufactured | ID/MT/OR-Chandelier/Pendant_2000 to 3999 lumens | 4.8202e-06 | 1.2614e-05 | 2.8668e-05 | 5.7935e-05 | 0.00010341 | 0.00016598 | 0.00024992 | 0.00035295 | 0.00047282 | 0.0006011 | 0.00070849 | 0.00082015 | 0.00092566 | 0.0010167 | 0.0010717 | 0.0011264 | 0.0011665 | 0.0011904 | 0.0012187 | 0.0012403 | 0.012535 | 0.55458 | 0.49478 | 0.39095 | 0.2282 | 0.22672 | 0.22515 | 0.16514 | 0.19822 | 0.29242 | 0.47166 | 0.53665 | 0.55796 | 0 | 0.97159 | 0.7193 | 0.63549 | 0.5302 | 0.5478 | 0.55656 | 0.59146 | 0.62349 | 0.70898 | 0.76897 | 0.90831 | 0.91564 | 6.1235
LO3Slow | New | Fixtures | Residential | Lighting | 0.0042112 | 0.0049247 | 23.4176 | -89.0984 | Manufactured | ID/MT/OR-Chandelier/Pendant_4000 to 7999 lumens | 2.8957e-06 | 7.5776e-06 | 1.7222e-05 | 3.4804e-05 | 6.212e-05 | 9.971e-05 | 0.00015013 | 0.00021203 | 0.00028404 | 0.0003611 | 0.00042562 | 0.00049269 | 0.00055608 | 0.00061075 | 0.00064379 | 0.00067668 | 0.00070079 | 0.00071512 | 0.00073212 | 0.00074512 | 0.0075304 | 1.013 | 0.90377 | 0.71411 | 0.41683 | 0.41414 | 0.41126 | 0.30164 | 0.36207 | 0.53414 | 0.86154 | 0.98026 | 1.0192 | 0 | 1.7747 | 1.3139 | 1.1608 | 0.96847 | 1.0006 | 1.0166 | 1.0804 | 1.1389 | 1.295 | 1.4046 | 1.6591 | 1.6725 | 6.1235
LO3Slow | New | Fixtures | Residential | Lighting | 2.898e-05 | 2.7142e-05 | 0.22794 | 11.6324 | Manufactured | ID/MT/OR-Linear Flush Mount_0 to 249 lumens | 5.1724e-09 | 1.3535e-08 | 3.0762e-08 | 6.2168e-08 | 1.1096e-07 | 1.7811e-07 | 2.6818e-07 | 3.7873e-07 | 5.0737e-07 | 6.4502e-07 | 7.6025e-07 | 8.8007e-07 | 9.9329e-07 | 1.091e-06 | 1.15e-06 | 1.2087e-06 | 1.2518e-06 | 1.2774e-06 | 1.3077e-06 | 1.331e-06 | 1.3451e-05 | 0.007487 | 0.006459 | 0.0061971 | 0.0048257 | 0.0046285 | 0.0043584 | 0.0037415 | 0.0044261 | 0.0056027 | 0.0067528 | 0.0069007 | 0.0073306 | 0 | 0.015836 | 0.012314 | 0.01313 | 0.01134 | 0.011387 | 0.01209 | 0.011678 | 0.011986 | 0.01228 | 0.014988 | 0.015464 | 0.016735 | 1.5691
LO3Slow | New | Fixtures | Residential | Lighting | 5.6772e-05 | 5.3172e-05 | 0.44653 | 11.6324 | Manufactured | ID/MT/OR-Linear Flush Mount_250 to 499 lumens | 1.4758e-07 | 3.8621e-07 | 8.7774e-07 | 1.7738e-06 | 3.1661e-06 | 5.0819e-06 | 7.6519e-06 | 1.0806e-05 | 1.4477e-05 | 1.8404e-05 | 2.1692e-05 | 2.5111e-05 | 2.8342e-05 | 3.1128e-05 | 3.2812e-05 | 3.4488e-05 | 3.5717e-05 | 3.6447e-05 | 3.7314e-05 | 3.7976e-05 | 0.0003838 | 0.014667 | 0.012653 | 0.01214 | 0.0094535 | 0.0090671 | 0.008538 | 0.0073295 | 0.0086706 | 0.010976 | 0.013229 | 0.013518 | 0.01436 | 0 | 0.031023 | 0.024123 | 0.025721 | 0.022214 | 0.022307 | 0.023685 | 0.022877 | 0.02348 | 0.024055 | 0.029361 | 0.030294 | 0.032784 | 1.5691
LO3Slow | New | Fixtures | Residential | Lighting | 0.00010893 | 0.00010202 | 0.85678 | 11.6324 | Manufactured | ID/MT/OR-Linear Flush Mount_500 to 999 lumens | 2.8834e-06 | 7.5454e-06 | 1.7149e-05 | 3.4656e-05 | 6.1856e-05 | 9.9287e-05 | 0.0001495 | 0.00021113 | 0.00028284 | 0.00035957 | 0.00042381 | 0.0004906 | 0.00055372 | 0.00060816 | 0.00064106 | 0.00067381 | 0.00069781 | 0.00071208 | 0.00072901 | 0.00074196 | 0.0074984 | 0.028142 | 0.024278 | 0.023294 | 0.018139 | 0.017398 | 0.016382 | 0.014064 | 0.016637 | 0.021059 | 0.025382 | 0.025938 | 0.027554 | 0 | 0.059525 | 0.046286 | 0.049352 | 0.042623 | 0.042802 | 0.045445 | 0.043896 | 0.045053 | 0.046157 | 0.056337 | 0.058127 | 0.062904 | 1.5691
LO3Slow | New | Fixtures | Residential | Lighting | 0.0001997 | 0.00018703 | 1.5707 | 11.6324 | Manufactured | ID/MT/OR-Linear Flush Mount_1000 to 1999 lumens | 4.7197e-06 | 1.2351e-05 | 2.807e-05 | 5.6727e-05 | 0.00010125 | 0.00016252 | 0.00024471 | 0.00034559 | 0.00046297 | 0.00058857 | 0.00069372 | 0.00080306 | 0.00090637 | 0.00099549 | 0.0010493 | 0.0011029 | 0.0011422 | 0.0011656 | 0.0011933 | 0.0012145 | 0.012274 | 0.051591 | 0.044508 | 0.042703 | 0.033253 | 0.031894 | 0.030033 | 0.025782 | 0.030499 | 0.038607 | 0.046532 | 0.047551 | 0.050513 | 0 | 0.10912 | 0.084852 | 0.090474 | 0.078139 | 0.078467 | 0.083312 | 0.080471 | 0.082593 | 0.084616 | 0.10328 | 0.10656 | 0.11532 | 1.5691
LO3Slow | New | Fixtures | Residential | Lighting | 0.00038704 | 0.00036249 | 3.0442 | 11.6324 | Manufactured | ID/MT/OR-Linear Flush Mount_2000 to 3999 lumens | 1.7486e-06 | 4.5759e-06 | 1.04e-05 | 2.1017e-05 | 3.7513e-05 | 6.0213e-05 | 9.0663e-05 | 0.00012804 | 0.00017153 | 0.00021806 | 0.00025702 | 0.00029753 | 0.00033581 | 0.00036882 | 0.00038877 | 0.00040863 | 0.00042319 | 0.00043184 | 0.00044211 | 0.00044996 | 0.0045475 | 0.09999 | 0.086262 | 0.082764 | 0.064448 | 0.061814 | 0.058207 | 0.049968 | 0.059111 | 0.074825 | 0.090185 | 0.09216 | 0.097901 | 0 | 0.2115 | 0.16445 | 0.17535 | 0.15144 | 0.15208 | 0.16147 | 0.15596 | 0.16008 | 0.164 | 0.20017 | 0.20653 | 0.2235 | 1.5691
LO3Slow | New | Fixtures | Residential | Lighting | 0.00070697 | 0.00066213 | 5.5605 | 11.6324 | Manufactured | ID/MT/OR-Linear Flush Mount_4000 to 7999 lumens | 2.0197e-07 | 5.2852e-07 | 1.2012e-06 | 2.4275e-06 | 4.3328e-06 | 6.9546e-06 | 1.0472e-05 | 1.4789e-05 | 1.9811e-05 | 2.5186e-05 | 2.9686e-05 | 3.4365e-05 | 3.8786e-05 | 4.2599e-05 | 4.4903e-05 | 4.7197e-05 | 4.8879e-05 | 4.9878e-05 | 5.1064e-05 | 5.1971e-05 | 0.00052523 | 0.18264 | 0.15757 | 0.15118 | 0.11772 | 0.11291 | 0.10632 | 0.091273 | 0.10797 | 0.13668 | 0.16473 | 0.16834 | 0.17883 | 0 | 0.38632 | 0.3004 | 0.3203 | 0.27663 | 0.27779 | 0.29494 | 0.28488 | 0.2924 | 0.29956 | 0.36563 | 0.37725 | 0.40825 | 1.5691
LO3Slow | New | Fixtures | Residential | Lighting | 2.1873e-05 | 2.0242e-05 | 0.16937 | 20.5429 | Manufactured | ID/MT/OR-Linear Shop_0 to 249 lumens | 1.2184e-09 | 3.1883e-09 | 7.2462e-09 | 1.4644e-08 | 2.6138e-08 | 4.1954e-08 | 6.317e-08 | 8.9212e-08 | 1.1951e-07 | 1.5194e-07 | 1.7908e-07 | 2.0731e-07 | 2.3398e-07 | 2.5698e-07 | 2.7088e-07 | 2.8472e-07 | 2.9486e-07 | 3.0089e-07 | 3.0804e-07 | 3.1352e-07 | 3.1685e-06 | 0.005564 | 0.0047565 | 0.0045372 | 0.0035372 | 0.0033056 | 0.0030843 | 0.0026418 | 0.0031239 | 0.0039762 | 0.0048523 | 0.0050398 | 0.005502 | 0 | 0.012457 | 0.0096407 | 0.010081 | 0.0086736 | 0.0083159 | 0.0086034 | 0.0082545 | 0.0084675 | 0.0088128 | 0.01107 | 0.011754 | 0.013315 | 1.2346
LO3Slow | New | Fixtures | Residential | Lighting | 4.2848e-05 | 3.9655e-05 | 0.33179 | 20.5429 | Manufactured | ID/MT/OR-Linear Shop_250 to 499 lumens | 0 | 0 | 0 | 0 | 0 | 0 | 0 | 0 | 0 | 0 | 0 | 0 | 0 | 0 | 0 | 0 | 0 | 0 | 0 | 0 | 0 | 0.0109 | 0.0093179 | 0.0088884 | 0.0069294 | 0.0064756 | 0.0060422 | 0.0051753 | 0.0061197 | 0.0077893 | 0.0095056 | 0.0098729 | 0.010778 | 0 | 0.024402 | 0.018886 | 0.019749 | 0.016991 | 0.016291 | 0.016854 | 0.01617 | 0.016588 | 0.017264 | 0.021686 | 0.023026 | 0.026085 | 1.2346
LO3Slow | New | Fixtures | Residential | Lighting | 8.2216e-05 | 7.6087e-05 | 0.63662 | 20.5429 | Manufactured | ID/MT/OR-Linear Shop_500 to 999 lumens | 1.9159e-09 | 5.0137e-09 | 1.1395e-08 | 2.3028e-08 | 4.1101e-08 | 6.5973e-08 | 9.9335e-08 | 1.4029e-07 | 1.8794e-07 | 2.3892e-07 | 2.8161e-07 | 3.2599e-07 | 3.6793e-07 | 4.041e-07 | 4.2596e-07 | 4.4772e-07 | 4.6367e-07 | 4.7315e-07 | 4.844e-07 | 4.93e-07 | 4.9824e-06 | 0.020914 | 0.017879 | 0.017055 | 0.013296 | 0.012425 | 0.011593 | 0.0099302 | 0.011742 | 0.014946 | 0.018239 | 0.018944 | 0.020681 | 0 | 0.046822 | 0.036238 | 0.037894 | 0.032602 | 0.031258 | 0.032339 | 0.031027 | 0.031828 | 0.033126 | 0.04161 | 0.044182 | 0.05005 | 1.2346
LO3Slow | New | Fixtures | Residential | Lighting | 0.00015072 | 0.00013949 | 1.1671 | 20.5429 | Manufactured | ID/MT/OR-Linear Shop_1000 to 1999 lumens | 1.0745e-09 | 2.8118e-09 | 6.3905e-09 | 1.2915e-08 | 2.3051e-08 | 3.6999e-08 | 5.571e-08 | 7.8677e-08 | 1.054e-07 | 1.3399e-07 | 1.5793e-07 | 1.8282e-07 | 2.0634e-07 | 2.2663e-07 | 2.3889e-07 | 2.511e-07 | 2.6004e-07 | 2.6536e-07 | 2.7167e-07 | 2.7649e-07 | 2.7943e-06 | 0.03834 | 0.032776 | 0.031265 | 0.024374 | 0.022778 | 0.021254 | 0.018204 | 0.021526 | 0.027399 | 0.033436 | 0.034728 | 0.037913 | 0 | 0.085836 | 0.066432 | 0.069468 | 0.059768 | 0.057303 | 0.059284 | 0.05688 | 0.058347 | 0.060727 | 0.076281 | 0.080996 | 0.091754 | 1.2346
LO3Slow | New | Fixtures | Residential | Lighting | 0.00029211 | 0.00027034 | 2.2619 | 20.5429 | Manufactured | ID/MT/OR-Linear Shop_2000 to 3999 lumens | 0 | 0 | 0 | 0 | 0 | 0 | 0 | 0 | 0 | 0 | 0 | 0 | 0 | 0 | 0 | 0 | 0 | 0 | 0 | 0 | 0 | 0.074308 | 0.063524 | 0.060596 | 0.04724 | 0.044147 | 0.041192 | 0.035282 | 0.04172 | 0.053103 | 0.064803 | 0.067307 | 0.07348 | 0 | 0.16636 | 0.12875 | 0.13464 | 0.11584 | 0.11106 | 0.1149 | 0.11024 | 0.11308 | 0.1177 | 0.14784 | 0.15698 | 0.17783 | 1.2346
LO3Slow | New | Fixtures | Residential | Lighting | 0.00053358 | 0.00049381 | 4.1317 | 20.5429 | Manufactured | ID/MT/OR-Linear Shop_4000 to 7999 lumens | 1.5533e-08 | 4.0647e-08 | 9.238e-08 | 1.8669e-07 | 3.3322e-07 | 5.3486e-07 | 8.0534e-07 | 1.1373e-06 | 1.5236e-06 | 1.937e-06 | 2.2831e-06 | 2.6429e-06 | 2.9829e-06 | 3.2762e-06 | 3.4534e-06 | 3.6298e-06 | 3.7591e-06 | 3.836e-06 | 3.9272e-06 | 3.9969e-06 | 4.0394e-05 | 0.13573 | 0.11603 | 0.11068 | 0.08629 | 0.080639 | 0.075242 | 0.064447 | 0.076207 | 0.096999 | 0.11837 | 0.12294 | 0.13422 | 0 | 0.30388 | 0.23518 | 0.24593 | 0.21159 | 0.20287 | 0.20988 | 0.20137 | 0.20656 | 0.21499 | 0.27005 | 0.28674 | 0.32483 | 1.2346
LO3Slow | New | Fixtures | Residential | Lighting | 0.00025527 | 0.00024217 | 2.0416 | -46.2769 | Manufactured | ID/MT/OR-Track_0 to 249 lumens | 6.9114e-10 | 1.8086e-09 | 4.1105e-09 | 8.3069e-09 | 1.4827e-08 | 2.3799e-08 | 3.5834e-08 | 5.0607e-08 | 6.7795e-08 | 8.6188e-08 | 1.0159e-07 | 1.176e-07 | 1.3272e-07 | 1.4577e-07 | 1.5366e-07 | 1.6151e-07 | 1.6726e-07 | 1.7068e-07 | 1.7474e-07 | 1.7784e-07 | 1.7973e-06 | 0.067048 | 0.058395 | 0.056361 | 0.043837 | 0.043149 | 0.04099 | 0.035264 | 0.041732 | 0.05255 | 0.062578 | 0.06292 | 0.06496 | 0 | 0.1331 | 0.10407 | 0.11348 | 0.098426 | 0.10383 | 0.11311 | 0.10996 | 0.11292 | 0.11393 | 0.13509 | 0.13517 | 0.13873 | 3.6929
LO3Slow | New | Fixtures | Residential | Lighting | 0.00050008 | 0.0004744 | 3.9995 | -46.2769 | Manufactured | ID/MT/OR-Track_250 to 499 lumens | 6.304e-08 | 1.6497e-07 | 3.7493e-07 | 7.5769e-07 | 1.3524e-06 | 2.1707e-06 | 3.2685e-06 | 4.6159e-06 | 6.1837e-06 | 7.8614e-06 | 9.2659e-06 | 1.0726e-05 | 1.2106e-05 | 1.3296e-05 | 1.4016e-05 | 1.4732e-05 | 1.5256e-05 | 1.5568e-05 | 1.5939e-05 | 1.6222e-05 | 0.00016394 | 0.13135 | 0.11439 | 0.11041 | 0.085876 | 0.084528 | 0.0803 | 0.069081 | 0.081753 | 0.10294 | 0.12259 | 0.12326 | 0.12726 | 0 | 0.26074 | 0.20387 | 0.2223 | 0.19281 | 0.20341 | 0.22158 | 0.2154 | 0.2212 | 0.22319 | 0.26464 | 0.26479 | 0.27177 | 3.6929
LO3Slow | New | Fixtures | Residential | Lighting | 0.00095953 | 0.00091026 | 7.674 | -46.2769 | Manufactured | ID/MT/OR-Track_500 to 999 lumens | 1.0037e-06 | 2.6265e-06 | 5.9693e-06 | 1.2063e-05 | 2.1532e-05 | 3.4561e-05 | 5.2038e-05 | 7.3492e-05 | 9.8453e-05 | 0.00012516 | 0.00014752 | 0.00017077 | 0.00019274 | 0.0002117 | 0.00022315 | 0.00023455 | 0.0002429 | 0.00024787 | 0.00025376 | 0.00025827 | 0.0026101 | 0.25202 | 0.2195 | 0.21185 | 0.16478 | 0.16219 | 0.15408 | 0.13255 | 0.15686 | 0.19752 | 0.23522 | 0.2365 | 0.24417 | 0 | 0.5003 | 0.39118 | 0.42654 | 0.36996 | 0.39029 | 0.42516 | 0.41331 | 0.42443 | 0.42825 | 0.50777 | 0.50807 | 0.52147 | 3.6929
LO3Slow | New | Fixtures | Residential | Lighting | 0.001759 | 0.0016687 | 14.0682 | -46.2769 | Manufactured | ID/MT/OR-Track_1000 to 1999 lumens | 1.4584e-06 | 3.8164e-06 | 8.6736e-06 | 1.7529e-05 | 3.1286e-05 | 5.0218e-05 | 7.5614e-05 | 0.00010679 | 0.00014306 | 0.00018187 | 0.00021436 | 0.00024814 | 0.00028007 | 0.0003076 | 0.00032424 | 0.00034081 | 0.00035295 | 0.00036016 | 0.00036872 | 0.00037527 | 0.0037926 | 0.46202 | 0.40239 | 0.38837 | 0.30207 | 0.29733 | 0.28246 | 0.243 | 0.28757 | 0.36211 | 0.43121 | 0.43357 | 0.44763 | 0 | 0.91716 | 0.71713 | 0.78195 | 0.67823 | 0.71549 | 0.77941 | 0.75769 | 0.77808 | 0.78508 | 0.93087 | 0.93141 | 0.95597 | 3.6929
LO3Slow | New | Fixtures | Residential | Lighting | 0.0034092 | 0.0032342 | 27.2659 | -46.277 | Manufactured | ID/MT/OR-Track_2000 to 3999 lumens | 2.3291e-06 | 6.0949e-06 | 1.3852e-05 | 2.7994e-05 | 4.9965e-05 | 8.02e-05 | 0.00012076 | 0.00017054 | 0.00022846 | 0.00029045 | 0.00034234 | 0.00039629 | 0.00044727 | 0.00049125 | 0.00051782 | 0.00054428 | 0.00056366 | 0.00057519 | 0.00058886 | 0.00059932 | 0.0060569 | 0.89545 | 0.77987 | 0.75272 | 0.58545 | 0.57626 | 0.54744 | 0.47096 | 0.55734 | 0.70181 | 0.83574 | 0.84031 | 0.86756 | 0 | 1.7776 | 1.3899 | 1.5155 | 1.3145 | 1.3867 | 1.5106 | 1.4685 | 1.508 | 1.5216 | 1.8041 | 1.8052 | 1.8528 | 3.6929
LO3Slow | New | Fixtures | Residential | Lighting | 0.0062274 | 0.0059076 | 49.8044 | -46.2769 | Manufactured | ID/MT/OR-Track_4000 to 7999 lumens | 9.3699e-07 | 2.452e-06 | 5.5727e-06 | 1.1262e-05 | 2.0101e-05 | 3.2264e-05 | 4.8581e-05 | 6.8608e-05 | 9.1911e-05 | 0.00011685 | 0.00013772 | 0.00015943 | 0.00017994 | 0.00019763 | 0.00020832 | 0.00021896 | 0.00022676 | 0.0002314 | 0.0002369 | 0.00024111 | 0.0024367 | 1.6356 | 1.4245 | 1.3749 | 1.0694 | 1.0526 | 0.99995 | 0.86026 | 1.018 | 1.2819 | 1.5266 | 1.5349 | 1.5847 | 0 | 3.2469 | 2.5388 | 2.7683 | 2.4011 | 2.533 | 2.7593 | 2.6824 | 2.7546 | 2.7793 | 3.2955 | 3.2974 | 3.3844 | 3.6929
LO3Slow | New | Fixtures | Residential | Lighting | 7.0455e-05 | 6.6792e-05 | 0.56298 | -73.9725 | Manufactured | WA-Floor/Table_0 to 249 lumens | 9.5916e-08 | 2.51e-07 | 5.7045e-07 | 1.1528e-06 | 2.0576e-06 | 3.3028e-06 | 4.973e-06 | 7.0232e-06 | 9.4086e-06 | 1.1961e-05 | 1.4098e-05 | 1.632e-05 | 1.8419e-05 | 2.0231e-05 | 2.1325e-05 | 2.2414e-05 | 2.3213e-05 | 2.3687e-05 | 2.425e-05 | 2.4681e-05 | 0.00024944 | 0.018489 | 0.016095 | 0.015529 | 0.012079 | 0.011874 | 0.011275 | 0.0096988 | 0.011478 | 0.014457 | 0.017226 | 0.017334 | 0.017923 | 0 | 0.036829 | 0.028788 | 0.031352 | 0.027187 | 0.028606 | 0.031121 | 0.030243 | 0.031057 | 0.03136 | 0.037239 | 0.037321 | 0.038417 | 10.5207
LO3Slow | New | Fixtures | Residential | Lighting | 0.00013802 | 0.00013084 | 1.1029 | -73.9724 | Manufactured | WA-Floor/Table_250 to 499 lumens | 6.718e-07 | 1.758e-06 | 3.9955e-06 | 8.0744e-06 | 1.4412e-05 | 2.3133e-05 | 3.4831e-05 | 4.9191e-05 | 6.5898e-05 | 8.3776e-05 | 9.8743e-05 | 0.00011431 | 0.00012901 | 0.0001417 | 0.00014936 | 0.00015699 | 0.00016258 | 0.00016591 | 0.00016985 | 0.00017287 | 0.0017471 | 0.03622 | 0.031529 | 0.030422 | 0.023663 | 0.023261 | 0.022088 | 0.019 | 0.022485 | 0.02832 | 0.033745 | 0.033958 | 0.035111 | 0 | 0.072148 | 0.056395 | 0.061417 | 0.053258 | 0.056038 | 0.060965 | 0.059247 | 0.06084 | 0.061434 | 0.072951 | 0.073112 | 0.075259 | 10.5207
LO3Slow | New | Fixtures | Residential | Lighting | 0.00026483 | 0.00025106 | 2.1161 | -73.9725 | Manufactured | WA-Floor/Table_500 to 999 lumens | 5.7041e-06 | 1.4927e-05 | 3.3925e-05 | 6.8559e-05 | 0.00012237 | 0.00019642 | 0.00029575 | 0.00041767 | 0.00055953 | 0.00071133 | 0.00083841 | 0.00097055 | 0.0010954 | 0.0012031 | 0.0012682 | 0.001333 | 0.0013805 | 0.0014087 | 0.0014422 | 0.0014678 | 0.014834 | 0.069497 | 0.060497 | 0.058373 | 0.045404 | 0.044633 | 0.042381 | 0.036456 | 0.043142 | 0.05434 | 0.064749 | 0.065157 | 0.06737 | 0 | 0.13843 | 0.10821 | 0.11785 | 0.10219 | 0.10752 | 0.11698 | 0.11368 | 0.11674 | 0.11788 | 0.13997 | 0.14028 | 0.1444 | 10.5207
LO3Slow | New | Fixtures | Residential | Lighting | 0.00048549 | 0.00046025 | 3.8794 | -73.9724 | Manufactured | WA-Floor/Table_1000 to 1999 lumens | 6.2748e-06 | 1.642e-05 | 3.7319e-05 | 7.5418e-05 | 0.00013461 | 0.00021607 | 0.00032533 | 0.00045945 | 0.00061551 | 0.00078249 | 0.00092229 | 0.0010676 | 0.001205 | 0.0013235 | 0.0013951 | 0.0014663 | 0.0015186 | 0.0015496 | 0.0015865 | 0.0016146 | 0.016318 | 0.1274 | 0.11091 | 0.10701 | 0.083236 | 0.081822 | 0.077694 | 0.066833 | 0.07909 | 0.099617 | 0.1187 | 0.11945 | 0.1235 | 0 | 0.25378 | 0.19837 | 0.21604 | 0.18734 | 0.19712 | 0.21445 | 0.2084 | 0.214 | 0.2161 | 0.25661 | 0.25717 | 0.26472 | 10.5207
LO3Slow | New | Fixtures | Residential | Lighting | 0.00094094 | 0.00089202 | 7.5187 | -73.9725 | Manufactured | WA-Floor/Table_2000 to 3999 lumens | 1.7472e-06 | 4.5723e-06 | 1.0392e-05 | 2.1e-05 | 3.7483e-05 | 6.0164e-05 | 9.059e-05 | 0.00012794 | 0.00017139 | 0.00021789 | 0.00025681 | 0.00029729 | 0.00033554 | 0.00036853 | 0.00038846 | 0.00040831 | 0.00042285 | 0.0004315 | 0.00044176 | 0.0004496 | 0.0045438 | 0.24692 | 0.21495 | 0.2074 | 0.16132 | 0.15858 | 0.15058 | 0.12953 | 0.15329 | 0.19307 | 0.23006 | 0.2315 | 0.23937 | 0 | 0.49186 | 0.38447 | 0.41871 | 0.36308 | 0.38204 | 0.41562 | 0.40391 | 0.41477 | 0.41882 | 0.49734 | 0.49843 | 0.51307 | 10.5207
LO3Slow | New | Fixtures | Residential | Lighting | 0.0017187 | 0.0016294 | 13.7338 | -73.9724 | Manufactured | WA-Floor/Table_4000 to 7999 lumens | 2.0118e-07 | 5.2647e-07 | 1.1965e-06 | 2.4181e-06 | 4.3159e-06 | 6.9276e-06 | 1.0431e-05 | 1.4731e-05 | 1.9734e-05 | 2.5088e-05 | 2.9571e-05 | 3.4231e-05 | 3.8635e-05 | 4.2434e-05 | 4.4729e-05 | 4.7014e-05 | 4.8689e-05 | 4.9684e-05 | 5.0865e-05 | 5.1769e-05 | 0.00052319 | 0.45104 | 0.39263 | 0.37884 | 0.29467 | 0.28967 | 0.27505 | 0.2366 | 0.28 | 0.35267 | 0.42022 | 0.42287 | 0.43723 | 0 | 0.89844 | 0.70227 | 0.76482 | 0.66321 | 0.69783 | 0.75918 | 0.73778 | 0.75762 | 0.76503 | 0.90844 | 0.91045 | 0.93718 | 10.5207
LO3Slow | New | Fixtures | Residential | Lighting | 0.00011143 | 0.00010541 | 0.88796 | -37.3815 | Manufactured | WA-Ceiling and Wall Flush Mount _0 to 249 lumens | 6.3871e-08 | 1.6714e-07 | 3.7987e-07 | 7.6768e-07 | 1.3702e-06 | 2.1993e-06 | 3.3116e-06 | 4.6768e-06 | 6.2653e-06 | 7.965e-06 | 9.388e-06 | 1.0868e-05 | 1.2266e-05 | 1.3472e-05 | 1.42e-05 | 1.4926e-05 | 1.5458e-05 | 1.5774e-05 | 1.6149e-05 | 1.6435e-05 | 0.0001661 | 0.029163 | 0.025348 | 0.024434 | 0.019009 | 0.01861 | 0.017647 | 0.015175 | 0.017957 | 0.022636 | 0.027023 | 0.027263 | 0.028318 | 0 | 0.058699 | 0.04584 | 0.049737 | 0.0431 | 0.04499 | 0.048748 | 0.047327 | 0.048596 | 0.049187 | 0.058676 | 0.059099 | 0.061374 | 3.6094
LO3Slow | New | Fixtures | Residential | Lighting | 0.00021828 | 0.0002065 | 1.7395 | -37.3815 | Manufactured | WA-Ceiling and Wall Flush Mount _250 to 499 lumens | 7.7987e-07 | 2.0408e-06 | 4.6383e-06 | 9.3734e-06 | 1.673e-05 | 2.6854e-05 | 4.0435e-05 | 5.7104e-05 | 7.6499e-05 | 9.7254e-05 | 0.00011463 | 0.00013269 | 0.00014977 | 0.00016449 | 0.00017339 | 0.00018225 | 0.00018874 | 0.0001926 | 0.00019718 | 0.00020068 | 0.0020281 | 0.057129 | 0.049656 | 0.047866 | 0.037239 | 0.036457 | 0.03457 | 0.029728 | 0.035178 | 0.044344 | 0.052938 | 0.053408 | 0.055475 | 0 | 0.11499 | 0.089801 | 0.097435 | 0.084432 | 0.088135 | 0.095497 | 0.092713 | 0.095198 | 0.096357 | 0.11495 | 0.11577 | 0.12023 | 3.6094
LO3Slow | New | Fixtures | Residential | Lighting | 0.00041883 | 0.00039623 | 3.3377 | -37.3815 | Manufactured | WA-Ceiling and Wall Flush Mount _500 to 999 lumens | 7.2889e-06 | 1.9074e-05 | 4.335e-05 | 8.7606e-05 | 0.00015637 | 0.00025099 | 0.00037791 | 0.00053371 | 0.00071498 | 0.00090896 | 0.0010713 | 0.0012402 | 0.0013997 | 0.0015374 | 0.0016205 | 0.0017033 | 0.001764 | 0.0018001 | 0.0018429 | 0.0018756 | 0.018955 | 0.10962 | 0.095277 | 0.091844 | 0.071452 | 0.069952 | 0.066332 | 0.05704 | 0.067498 | 0.085085 | 0.10158 | 0.10248 | 0.10644 | 0 | 0.22064 | 0.17231 | 0.18695 | 0.162 | 0.16911 | 0.18324 | 0.17789 | 0.18266 | 0.18489 | 0.22055 | 0.22214 | 0.23069 | 3.6094
LO3Slow | New | Fixtures | Residential | Lighting | 0.00076781 | 0.00072638 | 6.1187 | -37.3815 | Manufactured | WA-Ceiling and Wall Flush Mount _1000 to 1999 lumens | 9.0041e-06 | 2.3562e-05 | 5.3551e-05 | 0.00010822 | 0.00019316 | 0.00031005 | 0.00046684 | 0.0006593 | 0.00088323 | 0.0011228 | 0.0013234 | 0.001532 | 0.0017291 | 0.0018991 | 0.0020019 | 0.0021041 | 0.0021791 | 0.0022236 | 0.0022765 | 0.0023169 | 0.023416 | 0.20095 | 0.17466 | 0.16837 | 0.13099 | 0.12824 | 0.1216 | 0.10457 | 0.12374 | 0.15598 | 0.18621 | 0.18786 | 0.19513 | 0 | 0.40449 | 0.31588 | 0.34273 | 0.29699 | 0.31002 | 0.33591 | 0.32612 | 0.33486 | 0.33894 | 0.40433 | 0.40724 | 0.42291 | 3.6094
LO3Slow | New | Fixtures | Residential | Lighting | 0.0014881 | 0.0014078 | 11.8588 | -37.3815 | Manufactured | WA-Ceiling and Wall Flush Mount _2000 to 3999 lumens | 7.1211e-06 | 1.8635e-05 | 4.2352e-05 | 8.559e-05 | 0.00015277 | 0.00024521 | 0.00036921 | 0.00052142 | 0.00069853 | 0.00088804 | 0.0010467 | 0.0012117 | 0.0013675 | 0.001502 | 0.0015832 | 0.0016641 | 0.0017234 | 0.0017586 | 0.0018004 | 0.0018324 | 0.018519 | 0.38947 | 0.33852 | 0.32632 | 0.25387 | 0.24854 | 0.23568 | 0.20267 | 0.23982 | 0.30231 | 0.3609 | 0.3641 | 0.37819 | 0 | 0.78394 | 0.61221 | 0.66425 | 0.5756 | 0.60085 | 0.65104 | 0.63206 | 0.64901 | 0.6569 | 0.78363 | 0.78928 | 0.81966 | 3.6094
LO3Slow | New | Fixtures | Residential | Lighting | 0.0027182 | 0.0025715 | 21.6616 | -37.3815 | Manufactured | WA-Ceiling and Wall Flush Mount _4000 to 7999 lumens | 1.6976e-06 | 4.4424e-06 | 1.0096e-05 | 2.0404e-05 | 3.6418e-05 | 5.8455e-05 | 8.8016e-05 | 0.0001243 | 0.00016652 | 0.0002117 | 0.00024952 | 0.00028884 | 0.000326 | 0.00035806 | 0.00037742 | 0.00039671 | 0.00041084 | 0.00041924 | 0.0004292 | 0.00043683 | 0.0044147 | 0.71142 | 0.61835 | 0.59607 | 0.46373 | 0.45399 | 0.4305 | 0.37019 | 0.43806 | 0.55221 | 0.65923 | 0.66507 | 0.69081 | 0 | 1.432 | 1.1183 | 1.2133 | 1.0514 | 1.0975 | 1.1892 | 1.1545 | 1.1855 | 1.1999 | 1.4314 | 1.4417 | 1.4972 | 3.6094
LO3Slow | New | Fixtures | Residential | Lighting | 7.9543e-05 | 7.5085e-05 | 0.63206 | -112.4296 | Manufactured | WA-Downlight Fixture_0 to 249 lumens | 2.0729e-09 | 5.4245e-09 | 1.2328e-08 | 2.4915e-08 | 4.4469e-08 | 7.1379e-08 | 1.0748e-07 | 1.5178e-07 | 2.0334e-07 | 2.585e-07 | 3.0468e-07 | 3.527e-07 | 3.9808e-07 | 4.3722e-07 | 4.6087e-07 | 4.8441e-07 | 5.0167e-07 | 5.1193e-07 | 5.241e-07 | 5.334e-07 | 5.3907e-06 | 0.020759 | 0.018014 | 0.017347 | 0.013498 | 0.013157 | 0.012458 | 0.010709 | 0.012671 | 0.015987 | 0.019124 | 0.019347 | 0.020194 | 0 | 0.042248 | 0.032961 | 0.035623 | 0.030846 | 0.031927 | 0.034444 | 0.033403 | 0.034296 | 0.034802 | 0.041722 | 0.042245 | 0.04428 | 9.5904
LO3Slow | New | Fixtures | Residential | Lighting | 0.00015582 | 0.00014709 | 1.2382 | -112.4296 | Manufactured | WA-Downlight Fixture_250 to 499 lumens | 3.424e-07 | 8.9601e-07 | 2.0364e-06 | 4.1153e-06 | 7.3454e-06 | 1.179e-05 | 1.7753e-05 | 2.5071e-05 | 3.3587e-05 | 4.2699e-05 | 5.0327e-05 | 5.8259e-05 | 6.5754e-05 | 7.2219e-05 | 7.6125e-05 | 8.0014e-05 | 8.2864e-05 | 8.4559e-05 | 8.6569e-05 | 8.8106e-05 | 0.00089043 | 0.040667 | 0.035289 | 0.033983 | 0.026443 | 0.025774 | 0.024404 | 0.020978 | 0.024823 | 0.031318 | 0.037464 | 0.037901 | 0.039561 | 0 | 0.082764 | 0.06457 | 0.069785 | 0.060427 | 0.062544 | 0.067475 | 0.065437 | 0.067185 | 0.068177 | 0.081733 | 0.082758 | 0.086744 | 9.5904
LO3Slow | New | Fixtures | Residential | Lighting | 0.00029899 | 0.00028223 | 2.3758 | -112.4296 | Manufactured | WA-Downlight Fixture_500 to 999 lumens | 1.2025e-05 | 3.1467e-05 | 7.1517e-05 | 0.00014453 | 0.00025796 | 0.00041406 | 0.00062346 | 0.00088048 | 0.0011795 | 0.0014995 | 0.0017674 | 0.002046 | 0.0023092 | 0.0025363 | 0.0026734 | 0.00281 | 0.0029101 | 0.0029696 | 0.0030402 | 0.0030942 | 0.031271 | 0.07803 | 0.067711 | 0.065205 | 0.050738 | 0.049455 | 0.046826 | 0.040252 | 0.047629 | 0.060092 | 0.071884 | 0.072722 | 0.075907 | 0 | 0.1588 | 0.12389 | 0.1339 | 0.11594 | 0.12001 | 0.12947 | 0.12556 | 0.12891 | 0.13082 | 0.15683 | 0.15879 | 0.16644 | 9.5904
LO3Slow | New | Fixtures | Residential | Lighting | 0.00054811 | 0.0005174 | 4.3554 | -112.4296 | Manufactured | WA-Downlight Fixture_1000 to 1999 lumens | 3.6709e-06 | 9.6061e-06 | 2.1832e-05 | 4.4121e-05 | 7.875e-05 | 0.0001264 | 0.00019033 | 0.00026879 | 0.00036008 | 0.00045777 | 0.00053956 | 0.00062459 | 0.00070494 | 0.00077426 | 0.00081613 | 0.00085783 | 0.00088839 | 0.00090656 | 0.00092811 | 0.00094459 | 0.0095463 | 0.14305 | 0.12413 | 0.11954 | 0.093015 | 0.090662 | 0.085843 | 0.073792 | 0.087314 | 0.11016 | 0.13178 | 0.13332 | 0.13916 | 0 | 0.29112 | 0.22713 | 0.24547 | 0.21255 | 0.22 | 0.23734 | 0.23018 | 0.23632 | 0.23982 | 0.2875 | 0.2911 | 0.30513 | 9.5904
LO3Slow | New | Fixtures | Residential | Lighting | 0.0010623 | 0.0010028 | 8.4413 | -112.4296 | Manufactured | WA-Downlight Fixture_2000 to 3999 lumens | 1.0925e-06 | 2.859e-06 | 6.4977e-06 | 1.3131e-05 | 2.3437e-05 | 3.762e-05 | 5.6645e-05 | 7.9997e-05 | 0.00010717 | 0.00013624 | 0.00016058 | 0.00018589 | 0.00020981 | 0.00023043 | 0.0002429 | 0.00025531 | 0.0002644 | 0.00026981 | 0.00027622 | 0.00028113 | 0.0028412 | 0.27724 | 0.24058 | 0.23168 | 0.18027 | 0.17571 | 0.16637 | 0.14302 | 0.16923 | 0.21351 | 0.25541 | 0.25838 | 0.2697 | 0 | 0.56423 | 0.4402 | 0.47576 | 0.41196 | 0.42639 | 0.46 | 0.44611 | 0.45803 | 0.46479 | 0.5572 | 0.56419 | 0.59137 | 9.5904
LO3Slow | New | Fixtures | Residential | Lighting | 0.0019404 | 0.0018317 | 15.4191 | -112.4296 | Manufactured | WA-Downlight Fixture_4000 to 7999 lumens | 3.4408e-07 | 9.0041e-07 | 2.0464e-06 | 4.1356e-06 | 7.3815e-06 | 1.1848e-05 | 1.784e-05 | 2.5194e-05 | 3.3752e-05 | 4.2909e-05 | 5.0574e-05 | 5.8545e-05 | 6.6077e-05 | 7.2574e-05 | 7.6499e-05 | 8.0408e-05 | 8.3272e-05 | 8.4975e-05 | 8.6995e-05 | 8.854e-05 | 0.00089481 | 0.50641 | 0.43945 | 0.42318 | 0.32929 | 0.32096 | 0.3039 | 0.26124 | 0.30911 | 0.39 | 0.46653 | 0.47197 | 0.49264 | 0 | 1.0306 | 0.80407 | 0.86902 | 0.75248 | 0.77885 | 0.84025 | 0.81487 | 0.83664 | 0.849 | 1.0178 | 1.0306 | 1.0802 | 9.5904
LO3Slow | New | Fixtures | Residential | Lighting | 0.00014232 | 0.00016147 | 0.7969 | -73.9245 | Manufactured | WA-Exterior Porch_0 to 249 lumens | 3.216e-11 | 8.4158e-11 | 1.9127e-10 | 3.8654e-10 | 6.8992e-10 | 1.1074e-09 | 1.6674e-09 | 2.3548e-09 | 3.1546e-09 | 4.0105e-09 | 4.727e-09 | 5.472e-09 | 6.1759e-09 | 6.7832e-09 | 7.15e-09 | 7.5154e-09 | 7.7831e-09 | 7.9422e-09 | 8.131e-09 | 8.2754e-09 | 8.3634e-08 | 0.033708 | 0.029627 | 0.023476 | 0.014018 | 0.013139 | 0.012786 | 0.0093382 | 0.011198 | 0.016702 | 0.027366 | 0.031745 | 0.034314 | 0 | 0.065856 | 0.048778 | 0.042894 | 0.035709 | 0.033338 | 0.032041 | 0.033508 | 0.035278 | 0.041287 | 0.047654 | 0.058505 | 0.064635 | 12.2733
LO3Slow | New | Fixtures | Residential | Lighting | 0.0002788 | 0.00031631 | 1.5611 | -73.9245 | Manufactured | WA-Exterior Porch_250 to 499 lumens | 1.0193e-08 | 2.6674e-08 | 6.0623e-08 | 1.2251e-07 | 2.1867e-07 | 3.5099e-07 | 5.2849e-07 | 7.4636e-07 | 9.9987e-07 | 1.2711e-06 | 1.4982e-06 | 1.7344e-06 | 1.9575e-06 | 2.1499e-06 | 2.2662e-06 | 2.382e-06 | 2.4669e-06 | 2.5173e-06 | 2.5771e-06 | 2.6229e-06 | 2.6508e-05 | 0.066034 | 0.058039 | 0.045989 | 0.027461 | 0.025739 | 0.025047 | 0.018293 | 0.021936 | 0.032719 | 0.05361 | 0.062189 | 0.067221 | 0 | 0.12901 | 0.095555 | 0.084029 | 0.069954 | 0.06531 | 0.062767 | 0.065642 | 0.069108 | 0.080881 | 0.093353 | 0.11461 | 0.12662 | 12.2733
LO3Slow | New | Fixtures | Residential | Lighting | 0.00053494 | 0.00060693 | 2.9954 | -73.9245 | Manufactured | WA-Exterior Porch_500 to 999 lumens | 5.0959e-07 | 1.3335e-06 | 3.0307e-06 | 6.1248e-06 | 1.0932e-05 | 1.7547e-05 | 2.6421e-05 | 3.7313e-05 | 4.9987e-05 | 6.3548e-05 | 7.4901e-05 | 8.6706e-05 | 9.7861e-05 | 0.00010748 | 0.0001133 | 0.00011908 | 0.00012333 | 0.00012585 | 0.00012884 | 0.00013113 | 0.0013252 | 0.1267 | 0.11136 | 0.088242 | 0.052691 | 0.049387 | 0.04806 | 0.0351 | 0.04209 | 0.062779 | 0.10286 | 0.11933 | 0.12898 | 0 | 0.24754 | 0.18335 | 0.16123 | 0.13423 | 0.12531 | 0.12043 | 0.12595 | 0.1326 | 0.15519 | 0.17912 | 0.21991 | 0.24295 | 12.2733
LO3Slow | New | Fixtures | Residential | Lighting | 0.00098067 | 0.0011126 | 5.4913 | -73.9245 | Manufactured | WA-Exterior Porch_1000 to 1999 lumens | 9.9803e-07 | 2.6117e-06 | 5.9357e-06 | 1.1995e-05 | 2.141e-05 | 3.4366e-05 | 5.1745e-05 | 7.3078e-05 | 9.7898e-05 | 0.00012446 | 0.00014669 | 0.00016981 | 0.00019166 | 0.0002105 | 0.00022189 | 0.00023323 | 0.00024153 | 0.00024647 | 0.00025233 | 0.00025681 | 0.0025954 | 0.23228 | 0.20415 | 0.16177 | 0.096594 | 0.090538 | 0.088105 | 0.064347 | 0.07716 | 0.11509 | 0.18857 | 0.21875 | 0.23645 | 0 | 0.4538 | 0.33612 | 0.29557 | 0.24607 | 0.22973 | 0.22079 | 0.2309 | 0.24309 | 0.2845 | 0.32837 | 0.40315 | 0.44539 | 12.2733
LO3Slow | New | Fixtures | Residential | Lighting | 0.0019007 | 0.0021564 | 10.6428 | -73.9245 | Manufactured | WA-Exterior Porch_2000 to 3999 lumens | 9.4424e-07 | 2.471e-06 | 5.6158e-06 | 1.1349e-05 | 2.0257e-05 | 3.2514e-05 | 4.8957e-05 | 6.914e-05 | 9.2623e-05 | 0.00011775 | 0.00013879 | 0.00016066 | 0.00018133 | 0.00019916 | 0.00020993 | 0.00022066 | 0.00022852 | 0.00023319 | 0.00023873 | 0.00024297 | 0.0024556 | 0.45018 | 0.39568 | 0.31353 | 0.18721 | 0.17547 | 0.17076 | 0.12471 | 0.14955 | 0.22306 | 0.36548 | 0.42397 | 0.45827 | 0 | 0.87952 | 0.65144 | 0.57286 | 0.47691 | 0.44524 | 0.42791 | 0.44751 | 0.47114 | 0.5514 | 0.63642 | 0.78135 | 0.86322 | 12.2733
LO3Slow | New | Fixtures | Residential | Lighting | 0.0034718 | 0.003939 | 19.4403 | -73.9245 | Manufactured | WA-Exterior Porch_4000 to 7999 lumens | 4.1375e-08 | 1.0827e-07 | 2.4608e-07 | 4.973e-07 | 8.8761e-07 | 1.4247e-06 | 2.1452e-06 | 3.0296e-06 | 4.0586e-06 | 5.1597e-06 | 6.0815e-06 | 7.0399e-06 | 7.9456e-06 | 8.7269e-06 | 9.1989e-06 | 9.6689e-06 | 1.0013e-05 | 1.0218e-05 | 1.0461e-05 | 1.0647e-05 | 0.0001076 | 0.82231 | 0.72275 | 0.57269 | 0.34196 | 0.32052 | 0.31191 | 0.2278 | 0.27316 | 0.40744 | 0.66759 | 0.77442 | 0.83709 | 0 | 1.6066 | 1.1899 | 1.0464 | 0.87113 | 0.81329 | 0.78163 | 0.81742 | 0.86059 | 1.0072 | 1.1625 | 1.4272 | 1.5768 | 12.2733
LO3Slow | New | Fixtures | Residential | Lighting | 0.00011634 | 0.00013606 | 0.64697 | -109.2876 | Manufactured | WA-Chandelier/Pendant_0 to 249 lumens | 1.9848e-08 | 5.194e-08 | 1.1805e-07 | 2.3856e-07 | 4.2579e-07 | 6.8345e-07 | 1.0291e-06 | 1.4533e-06 | 1.9469e-06 | 2.4751e-06 | 2.9173e-06 | 3.3771e-06 | 3.8116e-06 | 4.1864e-06 | 4.4128e-06 | 4.6382e-06 | 4.8035e-06 | 4.9017e-06 | 5.0182e-06 | 5.1073e-06 | 5.1616e-05 | 0.027987 | 0.024969 | 0.019729 | 0.011516 | 0.011442 | 0.011362 | 0.0083335 | 0.010003 | 0.014757 | 0.023802 | 0.027082 | 0.028157 | 0 | 0.049031 | 0.036299 | 0.03207 | 0.026756 | 0.027645 | 0.028087 | 0.029848 | 0.031464 | 0.035779 | 0.038806 | 0.045838 | 0.046208 | 5.6742
LO3Slow | New | Fixtures | Residential | Lighting | 0.00022792 | 0.00026653 | 1.2674 | -109.2876 | Manufactured | WA-Chandelier/Pendant_250 to 499 lumens | 1.6044e-07 | 4.1984e-07 | 9.542e-07 | 1.9283e-06 | 3.4418e-06 | 5.5246e-06 | 8.3184e-06 | 1.1748e-05 | 1.5738e-05 | 2.0007e-05 | 2.3582e-05 | 2.7298e-05 | 3.081e-05 | 3.384e-05 | 3.567e-05 | 3.7492e-05 | 3.8828e-05 | 3.9622e-05 | 4.0564e-05 | 4.1284e-05 | 0.00041723 | 0.054826 | 0.048914 | 0.038649 | 0.022559 | 0.022414 | 0.022258 | 0.016325 | 0.019596 | 0.028909 | 0.046628 | 0.053053 | 0.05516 | 0 | 0.096051 | 0.071109 | 0.062825 | 0.052415 | 0.054155 | 0.055022 | 0.058472 | 0.061638 | 0.07009 | 0.07602 | 0.089796 | 0.09052 | 5.6742
LO3Slow | New | Fixtures | Residential | Lighting | 0.00043732 | 0.00051142 | 2.4318 | -109.2876 | Manufactured | WA-Chandelier/Pendant_500 to 999 lumens | 1.1795e-06 | 3.0865e-06 | 7.0147e-06 | 1.4176e-05 | 2.5302e-05 | 4.0614e-05 | 6.1152e-05 | 8.6362e-05 | 0.0001157 | 0.00014708 | 0.00017336 | 0.00020068 | 0.0002265 | 0.00024877 | 0.00026223 | 0.00027562 | 0.00028544 | 0.00029128 | 0.0002982 | 0.0003035 | 0.0030673 | 0.1052 | 0.093854 | 0.074158 | 0.043286 | 0.043007 | 0.042708 | 0.031324 | 0.0376 | 0.055468 | 0.089468 | 0.1018 | 0.10584 | 0 | 0.1843 | 0.13644 | 0.12055 | 0.10057 | 0.10391 | 0.10557 | 0.11219 | 0.11827 | 0.13449 | 0.14586 | 0.1723 | 0.17369 | 5.6742
LO3Slow | New | Fixtures | Residential | Lighting | 0.0008017 | 0.00093754 | 4.4581 | -109.2876 | Manufactured | WA-Chandelier/Pendant_1000 to 1999 lumens | 1.9981e-06 | 5.2287e-06 | 1.1883e-05 | 2.4015e-05 | 4.2864e-05 | 6.8802e-05 | 0.0001036 | 0.0001463 | 0.000196 | 0.00024917 | 0.00029368 | 0.00033997 | 0.00038371 | 0.00042143 | 0.00044423 | 0.00046692 | 0.00048356 | 0.00049345 | 0.00050518 | 0.00051415 | 0.0051961 | 0.19285 | 0.17206 | 0.13595 | 0.079354 | 0.078841 | 0.078294 | 0.057425 | 0.06893 | 0.10169 | 0.16402 | 0.18662 | 0.19403 | 0 | 0.33786 | 0.25013 | 0.22099 | 0.18437 | 0.19049 | 0.19354 | 0.20567 | 0.21681 | 0.24654 | 0.2674 | 0.31586 | 0.31841 | 5.6742
LO3Slow | New | Fixtures | Residential | Lighting | 0.0015538 | 0.0018171 | 8.6404 | -109.2876 | Manufactured | WA-Chandelier/Pendant_2000 to 3999 lumens | 2.8809e-06 | 7.5389e-06 | 1.7134e-05 | 3.4626e-05 | 6.1803e-05 | 9.9201e-05 | 0.00014937 | 0.00021094 | 0.00028259 | 0.00035926 | 0.00042344 | 0.00049018 | 0.00055324 | 0.00060764 | 0.0006405 | 0.00067323 | 0.00069721 | 0.00071146 | 0.00072838 | 0.00074131 | 0.0074919 | 0.37377 | 0.33347 | 0.26348 | 0.1538 | 0.1528 | 0.15174 | 0.1113 | 0.13359 | 0.19708 | 0.31788 | 0.36169 | 0.37605 | 0 | 0.65482 | 0.48478 | 0.4283 | 0.35733 | 0.3692 | 0.3751 | 0.39862 | 0.42021 | 0.47783 | 0.51826 | 0.61217 | 0.61711 | 5.6742
LO3Slow | New | Fixtures | Residential | Lighting | 0.0028382 | 0.0033191 | 15.7827 | -109.2876 | Manufactured | WA-Chandelier/Pendant_4000 to 7999 lumens | 1.7307e-06 | 4.5289e-06 | 1.0293e-05 | 2.0801e-05 | 3.7127e-05 | 5.9593e-05 | 8.973e-05 | 0.00012672 | 0.00016976 | 0.00021582 | 0.00025438 | 0.00029447 | 0.00033235 | 0.00036503 | 0.00038477 | 0.00040443 | 0.00041884 | 0.0004274 | 0.00043756 | 0.00044533 | 0.0045007 | 0.68273 | 0.60911 | 0.48129 | 0.28093 | 0.27911 | 0.27718 | 0.2033 | 0.24403 | 0.35999 | 0.58065 | 0.66066 | 0.68689 | 0 | 1.1961 | 0.88551 | 0.78234 | 0.65271 | 0.67439 | 0.68517 | 0.72813 | 0.76757 | 0.87281 | 0.94666 | 1.1182 | 1.1272 | 5.6742
LO3Slow | New | Fixtures | Residential | Lighting | 2.898e-05 | 2.7142e-05 | 0.22794 | 11.6324 | Manufactured | WA-Linear Flush Mount_0 to 249 lumens | 4.5868e-09 | 1.2003e-08 | 2.728e-08 | 5.513e-08 | 9.8399e-08 | 1.5794e-07 | 2.3782e-07 | 3.3586e-07 | 4.4993e-07 | 5.72e-07 | 6.7419e-07 | 7.8044e-07 | 8.8084e-07 | 9.6745e-07 | 1.0198e-06 | 1.0719e-06 | 1.1101e-06 | 1.1328e-06 | 1.1597e-06 | 1.1803e-06 | 1.1928e-05 | 0.007487 | 0.006459 | 0.0061971 | 0.0048257 | 0.0046285 | 0.0043584 | 0.0037415 | 0.0044261 | 0.0056027 | 0.0067528 | 0.0069007 | 0.0073306 | 0 | 0.015836 | 0.012314 | 0.01313 | 0.01134 | 0.011387 | 0.01209 | 0.011678 | 0.011986 | 0.01228 | 0.014988 | 0.015464 | 0.016735 | 1.5691
LO3Slow | New | Fixtures | Residential | Lighting | 5.6772e-05 | 5.3172e-05 | 0.44653 | 11.6324 | Manufactured | WA-Linear Flush Mount_250 to 499 lumens | 1.3088e-07 | 3.4248e-07 | 7.7838e-07 | 1.573e-06 | 2.8076e-06 | 4.5066e-06 | 6.7856e-06 | 9.583e-06 | 1.2838e-05 | 1.6321e-05 | 1.9237e-05 | 2.2268e-05 | 2.5133e-05 | 2.7604e-05 | 2.9097e-05 | 3.0584e-05 | 3.1673e-05 | 3.2321e-05 | 3.309e-05 | 3.3677e-05 | 0.00034035 | 0.014667 | 0.012653 | 0.01214 | 0.0094535 | 0.0090671 | 0.008538 | 0.0073295 | 0.0086706 | 0.010976 | 0.013229 | 0.013518 | 0.01436 | 0 | 0.031023 | 0.024123 | 0.025721 | 0.022214 | 0.022307 | 0.023685 | 0.022877 | 0.02348 | 0.024055 | 0.029361 | 0.030294 | 0.032784 | 1.5691
LO3Slow | New | Fixtures | Residential | Lighting | 0.00010893 | 0.00010202 | 0.85678 | 11.6324 | Manufactured | WA-Linear Flush Mount_500 to 999 lumens | 2.557e-06 | 6.6912e-06 | 1.5207e-05 | 3.0733e-05 | 5.4854e-05 | 8.8047e-05 | 0.00013257 | 0.00018723 | 0.00025082 | 0.00031886 | 0.00037583 | 0.00043506 | 0.00049103 | 0.00053931 | 0.00056848 | 0.00059753 | 0.00061881 | 0.00063147 | 0.00064648 | 0.00065796 | 0.0066495 | 0.028142 | 0.024278 | 0.023294 | 0.018139 | 0.017398 | 0.016382 | 0.014064 | 0.016637 | 0.021059 | 0.025382 | 0.025938 | 0.027554 | 0 | 0.059525 | 0.046286 | 0.049352 | 0.042623 | 0.042802 | 0.045445 | 0.043896 | 0.045053 | 0.046157 | 0.056337 | 0.058127 | 0.062904 | 1.5691
LO3Slow | New | Fixtures | Residential | Lighting | 0.0001997 | 0.00018703 | 1.5707 | 11.6324 | Manufactured | WA-Linear Flush Mount_1000 to 1999 lumens | 4.1854e-06 | 1.0953e-05 | 2.4893e-05 | 5.0305e-05 | 8.9789e-05 | 0.00014412 | 0.00021701 | 0.00030647 | 0.00041056 | 0.00052194 | 0.00061519 | 0.00071215 | 0.00080376 | 0.00088279 | 0.00093054 | 0.00097808 | 0.0010129 | 0.0010336 | 0.0010582 | 0.001077 | 0.010884 | 0.051591 | 0.044508 | 0.042703 | 0.033253 | 0.031894 | 0.030033 | 0.025782 | 0.030499 | 0.038607 | 0.046532 | 0.047551 | 0.050513 | 0 | 0.10912 | 0.084852 | 0.090474 | 0.078139 | 0.078467 | 0.083312 | 0.080471 | 0.082593 | 0.084616 | 0.10328 | 0.10656 | 0.11532 | 1.5691
LO3Slow | New | Fixtures | Residential | Lighting | 0.00038704 | 0.00036249 | 3.0442 | 11.6324 | Manufactured | WA-Linear Flush Mount_2000 to 3999 lumens | 1.5507e-06 | 4.0579e-06 | 9.2226e-06 | 1.8638e-05 | 3.3266e-05 | 5.3396e-05 | 8.0399e-05 | 0.00011354 | 0.00015211 | 0.00019338 | 0.00022792 | 0.00026385 | 0.00029779 | 0.00032707 | 0.00034476 | 0.00036237 | 0.00037528 | 0.00038296 | 0.00039206 | 0.00039902 | 0.0040326 | 0.09999 | 0.086262 | 0.082764 | 0.064448 | 0.061814 | 0.058207 | 0.049968 | 0.059111 | 0.074825 | 0.090185 | 0.09216 | 0.097901 | 0 | 0.2115 | 0.16445 | 0.17535 | 0.15144 | 0.15208 | 0.16147 | 0.15596 | 0.16008 | 0.164 | 0.20017 | 0.20653 | 0.2235 | 1.5691
LO3Slow | New | Fixtures | Residential | Lighting | 0.00070697 | 0.00066213 | 5.5605 | 11.6324 | Manufactured | WA-Linear Flush Mount_4000 to 7999 lumens | 1.791e-07 | 4.6869e-07 | 1.0652e-06 | 2.1527e-06 | 3.8423e-06 | 6.1673e-06 | 9.2861e-06 | 1.3114e-05 | 1.7569e-05 | 2.2335e-05 | 2.6325e-05 | 3.0474e-05 | 3.4395e-05 | 3.7777e-05 | 3.982e-05 | 4.1854e-05 | 4.3345e-05 | 4.4232e-05 | 4.5283e-05 | 4.6087e-05 | 0.00046577 | 0.18264 | 0.15757 | 0.15118 | 0.11772 | 0.11291 | 0.10632 | 0.091273 | 0.10797 | 0.13668 | 0.16473 | 0.16834 | 0.17883 | 0 | 0.38632 | 0.3004 | 0.3203 | 0.27663 | 0.27779 | 0.29494 | 0.28488 | 0.2924 | 0.29956 | 0.36563 | 0.37725 | 0.40825 | 1.5691
LO3Slow | New | Fixtures | Residential | Lighting | 2.1873e-05 | 2.0242e-05 | 0.16937 | 20.5429 | Manufactured | WA-Linear Shop_0 to 249 lumens | 1.0804e-09 | 2.8274e-09 | 6.4259e-09 | 1.2986e-08 | 2.3179e-08 | 3.7204e-08 | 5.6019e-08 | 7.9113e-08 | 1.0598e-07 | 1.3474e-07 | 1.5881e-07 | 1.8384e-07 | 2.0749e-07 | 2.2789e-07 | 2.4021e-07 | 2.5249e-07 | 2.6148e-07 | 2.6683e-07 | 2.7317e-07 | 2.7802e-07 | 2.8098e-06 | 0.005564 | 0.0047565 | 0.0045372 | 0.0035372 | 0.0033056 | 0.0030843 | 0.0026418 | 0.0031239 | 0.0039762 | 0.0048523 | 0.0050398 | 0.005502 | 0 | 0.012457 | 0.0096407 | 0.010081 | 0.0086736 | 0.0083159 | 0.0086034 | 0.0082545 | 0.0084675 | 0.0088128 | 0.01107 | 0.011754 | 0.013315 | 1.2346
LO3Slow | New | Fixtures | Residential | Lighting | 4.2848e-05 | 3.9655e-05 | 0.33179 | 20.5429 | Manufactured | WA-Linear Shop_250 to 499 lumens | 0 | 0 | 0 | 0 | 0 | 0 | 0 | 0 | 0 | 0 | 0 | 0 | 0 | 0 | 0 | 0 | 0 | 0 | 0 | 0 | 0 | 0.0109 | 0.0093179 | 0.0088884 | 0.0069294 | 0.0064756 | 0.0060422 | 0.0051753 | 0.0061197 | 0.0077893 | 0.0095056 | 0.0098729 | 0.010778 | 0 | 0.024402 | 0.018886 | 0.019749 | 0.016991 | 0.016291 | 0.016854 | 0.01617 | 0.016588 | 0.017264 | 0.021686 | 0.023026 | 0.026085 | 1.2346
LO3Slow | New | Fixtures | Residential | Lighting | 8.2216e-05 | 7.6087e-05 | 0.63662 | 20.5429 | Manufactured | WA-Linear Shop_500 to 999 lumens | 1.699e-09 | 4.4461e-09 | 1.0105e-08 | 2.0421e-08 | 3.6448e-08 | 5.8504e-08 | 8.809e-08 | 1.2441e-07 | 1.6666e-07 | 2.1187e-07 | 2.4973e-07 | 2.8908e-07 | 3.2628e-07 | 3.5836e-07 | 3.7774e-07 | 3.9704e-07 | 4.1118e-07 | 4.1959e-07 | 4.2956e-07 | 4.3719e-07 | 4.4184e-06 | 0.020914 | 0.017879 | 0.017055 | 0.013296 | 0.012425 | 0.011593 | 0.0099302 | 0.011742 | 0.014946 | 0.018239 | 0.018944 | 0.020681 | 0 | 0.046822 | 0.036238 | 0.037894 | 0.032602 | 0.031258 | 0.032339 | 0.031027 | 0.031828 | 0.033126 | 0.04161 | 0.044182 | 0.05005 | 1.2346
LO3Slow | New | Fixtures | Residential | Lighting | 0.00015072 | 0.00013949 | 1.1671 | 20.5429 | Manufactured | WA-Linear Shop_1000 to 1999 lumens | 9.5285e-10 | 2.4935e-09 | 5.667e-09 | 1.1453e-08 | 2.0441e-08 | 3.2811e-08 | 4.9403e-08 | 6.977e-08 | 9.3467e-08 | 1.1883e-07 | 1.4005e-07 | 1.6213e-07 | 1.8298e-07 | 2.0098e-07 | 2.1185e-07 | 2.2267e-07 | 2.306e-07 | 2.3532e-07 | 2.4091e-07 | 2.4519e-07 | 2.478e-06 | 0.03834 | 0.032776 | 0.031265 | 0.024374 | 0.022778 | 0.021254 | 0.018204 | 0.021526 | 0.027399 | 0.033436 | 0.034728 | 0.037913 | 0 | 0.085836 | 0.066432 | 0.069468 | 0.059768 | 0.057303 | 0.059284 | 0.05688 | 0.058347 | 0.060727 | 0.076281 | 0.080996 | 0.091754 | 1.2346
LO3Slow | New | Fixtures | Residential | Lighting | 0.00029211 | 0.00027034 | 2.2619 | 20.5429 | Manufactured | WA-Linear Shop_2000 to 3999 lumens | 0 | 0 | 0 | 0 | 0 | 0 | 0 | 0 | 0 | 0 | 0 | 0 | 0 | 0 | 0 | 0 | 0 | 0 | 0 | 0 | 0 | 0.074308 | 0.063524 | 0.060596 | 0.04724 | 0.044147 | 0.041192 | 0.035282 | 0.04172 | 0.053103 | 0.064803 | 0.067307 | 0.07348 | 0 | 0.16636 | 0.12875 | 0.13464 | 0.11584 | 0.11106 | 0.1149 | 0.11024 | 0.11308 | 0.1177 | 0.14784 | 0.15698 | 0.17783 | 1.2346
LO3Slow | New | Fixtures | Residential | Lighting | 0.00053358 | 0.00049381 | 4.1317 | 20.5429 | Manufactured | WA-Linear Shop_4000 to 7999 lumens | 1.3774e-08 | 3.6046e-08 | 8.1922e-08 | 1.6556e-07 | 2.955e-07 | 4.7431e-07 | 7.1417e-07 | 1.0086e-06 | 1.3512e-06 | 1.7177e-06 | 2.0246e-06 | 2.3437e-06 | 2.6452e-06 | 2.9053e-06 | 3.0624e-06 | 3.2189e-06 | 3.3335e-06 | 3.4017e-06 | 3.4826e-06 | 3.5444e-06 | 3.5821e-05 | 0.13573 | 0.11603 | 0.11068 | 0.08629 | 0.080639 | 0.075242 | 0.064447 | 0.076207 | 0.096999 | 0.11837 | 0.12294 | 0.13422 | 0 | 0.30388 | 0.23518 | 0.24593 | 0.21159 | 0.20287 | 0.20988 | 0.20137 | 0.20656 | 0.21499 | 0.27005 | 0.28674 | 0.32483 | 1.2346
LO3Slow | New | Fixtures | Residential | Lighting | 0.00021426 | 0.00020326 | 1.7136 | -52.1552 | Manufactured | WA-Track_0 to 249 lumens | 5.1443e-10 | 1.3462e-09 | 3.0595e-09 | 6.183e-09 | 1.1036e-08 | 1.7714e-08 | 2.6672e-08 | 3.7667e-08 | 5.0461e-08 | 6.4151e-08 | 7.5612e-08 | 8.7529e-08 | 9.8789e-08 | 1.085e-07 | 1.1437e-07 | 1.2021e-07 | 1.245e-07 | 1.2704e-07 | 1.3006e-07 | 1.3237e-07 | 1.3378e-06 | 0.056276 | 0.049013 | 0.047306 | 0.036794 | 0.036217 | 0.034405 | 0.029598 | 0.035027 | 0.044107 | 0.052524 | 0.052811 | 0.054523 | 0 | 0.11172 | 0.08735 | 0.095246 | 0.082612 | 0.087151 | 0.094937 | 0.09229 | 0.094775 | 0.095627 | 0.11339 | 0.11345 | 0.11644 | 5.0418
LO3Slow | New | Fixtures | Residential | Lighting | 0.00041973 | 0.00039818 | 3.3569 | -52.1552 | Manufactured | WA-Track_250 to 499 lumens | 4.6922e-08 | 1.2279e-07 | 2.7907e-07 | 5.6396e-07 | 1.0066e-06 | 1.6157e-06 | 2.4328e-06 | 3.4357e-06 | 4.6027e-06 | 5.8514e-06 | 6.8967e-06 | 7.9837e-06 | 9.0108e-06 | 9.8968e-06 | 1.0432e-05 | 1.0965e-05 | 1.1356e-05 | 1.1588e-05 | 1.1863e-05 | 1.2074e-05 | 0.00012202 | 0.11024 | 0.096016 | 0.092672 | 0.072079 | 0.070948 | 0.067399 | 0.057983 | 0.068618 | 0.086405 | 0.10289 | 0.10346 | 0.10681 | 0 | 0.21885 | 0.17112 | 0.18659 | 0.16184 | 0.17073 | 0.18598 | 0.1808 | 0.18566 | 0.18733 | 0.22212 | 0.22225 | 0.22811 | 5.0418
LO3Slow | New | Fixtures | Residential | Lighting | 0.00080537 | 0.00076401 | 6.4411 | -52.1552 | Manufactured | WA-Track_500 to 999 lumens | 7.4706e-07 | 1.9549e-06 | 4.4431e-06 | 8.979e-06 | 1.6026e-05 | 2.5724e-05 | 3.8733e-05 | 5.4701e-05 | 7.328e-05 | 9.3161e-05 | 0.0001098 | 0.00012711 | 0.00014346 | 0.00015757 | 0.00016609 | 0.00017458 | 0.0001808 | 0.00018449 | 0.00018888 | 0.00019223 | 0.0019428 | 0.21153 | 0.18423 | 0.17782 | 0.1383 | 0.13613 | 0.12932 | 0.11125 | 0.13166 | 0.16579 | 0.19743 | 0.19851 | 0.20494 | 0 | 0.41992 | 0.32833 | 0.35801 | 0.31052 | 0.32758 | 0.35685 | 0.3469 | 0.35624 | 0.35945 | 0.42619 | 0.42644 | 0.43769 | 5.0418
LO3Slow | New | Fixtures | Residential | Lighting | 0.0014764 | 0.0014006 | 11.808 | -52.1552 | Manufactured | WA-Track_1000 to 1999 lumens | 1.0855e-06 | 2.8406e-06 | 6.456e-06 | 1.3047e-05 | 2.3287e-05 | 3.7378e-05 | 5.6281e-05 | 7.9483e-05 | 0.00010648 | 0.00013537 | 0.00015955 | 0.0001847 | 0.00020846 | 0.00022895 | 0.00024134 | 0.00025367 | 0.0002627 | 0.00026808 | 0.00027445 | 0.00027932 | 0.0028229 | 0.38779 | 0.33774 | 0.32598 | 0.25354 | 0.24956 | 0.23708 | 0.20396 | 0.24137 | 0.30393 | 0.36193 | 0.36391 | 0.37571 | 0 | 0.76981 | 0.60191 | 0.65632 | 0.56926 | 0.60054 | 0.65419 | 0.63595 | 0.65307 | 0.65895 | 0.78131 | 0.78177 | 0.80238 | 5.0418
LO3Slow | New | Fixtures | Residential | Lighting | 0.0028615 | 0.0027146 | 22.8853 | -52.1552 | Manufactured | WA-Track_2000 to 3999 lumens | 1.7336e-06 | 4.5365e-06 | 1.031e-05 | 2.0836e-05 | 3.719e-05 | 5.9694e-05 | 8.9882e-05 | 0.00012694 | 0.00017005 | 0.00021619 | 0.00025481 | 0.00029497 | 0.00033291 | 0.00036565 | 0.00038542 | 0.00040512 | 0.00041955 | 0.00042813 | 0.0004383 | 0.00044609 | 0.0045083 | 0.75158 | 0.65458 | 0.63178 | 0.49139 | 0.48368 | 0.45948 | 0.39529 | 0.4678 | 0.58906 | 0.70147 | 0.7053 | 0.72817 | 0 | 1.492 | 1.1666 | 1.272 | 1.1033 | 1.1639 | 1.2679 | 1.2326 | 1.2657 | 1.2771 | 1.5143 | 1.5152 | 1.5551 | 5.0418
LO3Slow | New | Fixtures | Residential | Lighting | 0.0052269 | 0.0049585 | 41.8027 | -52.1552 | Manufactured | WA-Track_4000 to 7999 lumens | 6.9742e-07 | 1.825e-06 | 4.1478e-06 | 8.3824e-06 | 1.4961e-05 | 2.4015e-05 | 3.6159e-05 | 5.1066e-05 | 6.8411e-05 | 8.6971e-05 | 0.00010251 | 0.00011866 | 0.00013393 | 0.0001471 | 0.00015505 | 0.00016298 | 0.00016878 | 0.00017223 | 0.00017633 | 0.00017946 | 0.0018137 | 1.3729 | 1.1957 | 1.154 | 0.89758 | 0.8835 | 0.8393 | 0.72205 | 0.85449 | 1.076 | 1.2813 | 1.2883 | 1.3301 | 0 | 2.7253 | 2.1309 | 2.3235 | 2.0153 | 2.126 | 2.316 | 2.2514 | 2.312 | 2.3328 | 2.766 | 2.7676 | 2.8406 | 5.0418
LO3Slow | NR | Fixtures | Residential | Lighting | 9.9203e-05 | 9.4046e-05 | 0.7927 | -66.87 | Single Family | ID/MT/OR-Floor/Table_0 to 249 lumens | 1.0643e-05 | 2.731e-05 | 6.0556e-05 | 0.00011857 | 0.00020856 | 0.00033416 | 0.0004935 | 0.00067873 | 0.00087742 | 0.0010752 | 0.0012588 | 0.0014184 | 0.0015486 | 0.0016486 | 0.001721 | 0.0017703 | 0.0018016 | 0.00182 | 0.0018295 | 0.0018352 | 0.03685 | 0.026033 | 0.022662 | 0.021866 | 0.017008 | 0.016719 | 0.015876 | 0.013656 | 0.016161 | 0.020356 | 0.024255 | 0.024407 | 0.025237 | 0 | 0.051857 | 0.040534 | 0.044144 | 0.03828 | 0.040278 | 0.043819 | 0.042584 | 0.043729 | 0.044156 | 0.052434 | 0.05255 | 0.054093 | 8.6572
LO3Slow | NR | Fixtures | Residential | Lighting | 0.00019434 | 0.00018423 | 1.5529 | -66.87 | Single Family | ID/MT/OR-Floor/Table_250 to 499 lumens | 7.4543e-05 | 0.00019128 | 0.00042413 | 0.00083049 | 0.0014608 | 0.0023405 | 0.0034565 | 0.0047539 | 0.0061455 | 0.0075308 | 0.0088167 | 0.0099342 | 0.010846 | 0.011547 | 0.012054 | 0.012399 | 0.012619 | 0.012747 | 0.012814 | 0.012853 | 0.2581 | 0.050999 | 0.044395 | 0.042836 | 0.033319 | 0.032753 | 0.0311 | 0.026753 | 0.031659 | 0.039876 | 0.047515 | 0.047814 | 0.049438 | 0 | 0.10159 | 0.079407 | 0.086478 | 0.07499 | 0.078904 | 0.085841 | 0.083422 | 0.085665 | 0.086502 | 0.10272 | 0.10295 | 0.10597 | 8.6572
LO3Slow | NR | Fixtures | Residential | Lighting | 0.00037289 | 0.0003535 | 2.9796 | -66.87 | Single Family | ID/MT/OR-Floor/Table_500 to 999 lumens | 0.00063293 | 0.0016241 | 0.0036013 | 0.0070516 | 0.012403 | 0.019873 | 0.029349 | 0.040365 | 0.052181 | 0.063943 | 0.074862 | 0.08435 | 0.092095 | 0.098044 | 0.10235 | 0.10528 | 0.10714 | 0.10824 | 0.1088 | 0.10914 | 2.1915 | 0.097855 | 0.085183 | 0.082191 | 0.063931 | 0.062845 | 0.059674 | 0.051332 | 0.060746 | 0.076513 | 0.09117 | 0.091743 | 0.09486 | 0 | 0.19492 | 0.15236 | 0.16593 | 0.14389 | 0.1514 | 0.16471 | 0.16007 | 0.16437 | 0.16598 | 0.19709 | 0.19753 | 0.20333 | 8.6572
LO3Slow | NR | Fixtures | Residential | Lighting | 0.00068359 | 0.00064805 | 5.4623 | -66.87 | Single Family | ID/MT/OR-Floor/Table_1000 to 1999 lumens | 0.00069625 | 0.0017866 | 0.0039615 | 0.007757 | 0.013644 | 0.021861 | 0.032285 | 0.044403 | 0.057401 | 0.07034 | 0.082351 | 0.092789 | 0.10131 | 0.10785 | 0.11259 | 0.11581 | 0.11786 | 0.11906 | 0.11968 | 0.12006 | 2.4107 | 0.17939 | 0.15616 | 0.15068 | 0.1172 | 0.11521 | 0.1094 | 0.094103 | 0.11136 | 0.14027 | 0.16713 | 0.16819 | 0.1739 | 0 | 0.35733 | 0.27931 | 0.30419 | 0.26378 | 0.27755 | 0.30195 | 0.29344 | 0.30133 | 0.30427 | 0.36131 | 0.36211 | 0.37274 | 8.6572
LO3Slow | NR | Fixtures | Residential | Lighting | 0.0013249 | 0.001256 | 10.5866 | -66.87 | Single Family | ID/MT/OR-Floor/Table_2000 to 3999 lumens | 0.00019387 | 0.00049749 | 0.0011031 | 0.00216 | 0.0037993 | 0.0060873 | 0.0089898 | 0.012364 | 0.015983 | 0.019586 | 0.022931 | 0.025837 | 0.02821 | 0.030032 | 0.031351 | 0.032248 | 0.032819 | 0.033153 | 0.033327 | 0.03343 | 0.67128 | 0.34768 | 0.30266 | 0.29203 | 0.22715 | 0.22329 | 0.21202 | 0.18238 | 0.21583 | 0.27185 | 0.32393 | 0.32597 | 0.33704 | 0 | 0.69256 | 0.54135 | 0.58956 | 0.51124 | 0.53792 | 0.58522 | 0.56872 | 0.58401 | 0.58972 | 0.70027 | 0.70182 | 0.72242 | 8.6572
LO3Slow | NR | Fixtures | Residential | Lighting | 0.0024201 | 0.0022942 | 19.3377 | -66.87 | Single Family | ID/MT/OR-Floor/Table_4000 to 7999 lumens | 2.2323e-05 | 5.7283e-05 | 0.00012702 | 0.00024871 | 0.00043746 | 0.00070091 | 0.0010351 | 0.0014236 | 0.0018404 | 0.0022553 | 0.0026403 | 0.002975 | 0.0032482 | 0.003458 | 0.0036098 | 0.0037132 | 0.0037789 | 0.0038174 | 0.0038374 | 0.0038492 | 0.077294 | 0.63508 | 0.55284 | 0.53342 | 0.41491 | 0.40786 | 0.38729 | 0.33315 | 0.39425 | 0.49657 | 0.59169 | 0.59542 | 0.61564 | 0 | 1.265 | 0.98883 | 1.0769 | 0.93383 | 0.98258 | 1.069 | 1.0388 | 1.0668 | 1.0772 | 1.2791 | 1.282 | 1.3196 | 8.6572
LO3Slow | NR | Fixtures | Residential | Lighting | 0.00013061 | 0.00012357 | 1.0409 | -37.1249 | Single Family | ID/MT/OR-Ceiling and Wall Flush Mount _0 to 249 lumens | 5.9002e-06 | 1.514e-05 | 3.3571e-05 | 6.5735e-05 | 0.00011562 | 0.00018525 | 0.00027359 | 0.00037628 | 0.00048643 | 0.00059608 | 0.00069786 | 0.00078631 | 0.0008585 | 0.00091396 | 0.0009541 | 0.00098141 | 0.00099878 | 0.001009 | 0.0010142 | 0.0010174 | 0.020429 | 0.034185 | 0.029713 | 0.028642 | 0.022283 | 0.021815 | 0.020686 | 0.017788 | 0.02105 | 0.026535 | 0.031677 | 0.031958 | 0.033195 | 0 | 0.068809 | 0.053735 | 0.058303 | 0.050522 | 0.052738 | 0.057144 | 0.055478 | 0.056965 | 0.057658 | 0.068781 | 0.069277 | 0.071943 | 3.7716
LO3Slow | NR | Fixtures | Residential | Lighting | 0.00025587 | 0.00024207 | 2.0391 | -37.1249 | Single Family | ID/MT/OR-Ceiling and Wall Flush Mount _250 to 499 lumens | 7.2042e-05 | 0.00018486 | 0.0004099 | 0.00080263 | 0.0014118 | 0.002262 | 0.0033405 | 0.0045944 | 0.0059393 | 0.0072781 | 0.0085209 | 0.0096009 | 0.010482 | 0.01116 | 0.01165 | 0.011983 | 0.012195 | 0.01232 | 0.012384 | 0.012422 | 0.24944 | 0.066968 | 0.058207 | 0.05611 | 0.043652 | 0.042735 | 0.040524 | 0.034847 | 0.041236 | 0.051981 | 0.062055 | 0.062605 | 0.065028 | 0 | 0.1348 | 0.10527 | 0.11422 | 0.098972 | 0.10331 | 0.11194 | 0.10868 | 0.11159 | 0.11295 | 0.13474 | 0.13571 | 0.14094 | 3.7716
LO3Slow | NR | Fixtures | Residential | Lighting | 0.00049096 | 0.00046447 | 3.9125 | -37.1249 | Single Family | ID/MT/OR-Ceiling and Wall Flush Mount _500 to 999 lumens | 0.00067332 | 0.0017278 | 0.0038311 | 0.0075016 | 0.013195 | 0.021141 | 0.031221 | 0.04294 | 0.05551 | 0.068023 | 0.079638 | 0.089733 | 0.097971 | 0.1043 | 0.10888 | 0.112 | 0.11398 | 0.11514 | 0.11574 | 0.1161 | 2.3313 | 0.1285 | 0.11169 | 0.10766 | 0.083758 | 0.081999 | 0.077756 | 0.066864 | 0.079122 | 0.099739 | 0.11907 | 0.12012 | 0.12477 | 0 | 0.25864 | 0.20198 | 0.21915 | 0.1899 | 0.19823 | 0.21479 | 0.20853 | 0.21412 | 0.21673 | 0.25854 | 0.2604 | 0.27042 | 3.7716
LO3Slow | NR | Fixtures | Residential | Lighting | 0.00090004 | 0.00085147 | 7.1725 | -37.1249 | Single Family | ID/MT/OR-Ceiling and Wall Flush Mount _1000 to 1999 lumens | 0.00083176 | 0.0021344 | 0.0047325 | 0.0092668 | 0.0163 | 0.026116 | 0.038568 | 0.053044 | 0.068573 | 0.08403 | 0.098378 | 0.11085 | 0.12103 | 0.12884 | 0.1345 | 0.13835 | 0.1408 | 0.14224 | 0.14298 | 0.14342 | 2.8799 | 0.23556 | 0.20475 | 0.19737 | 0.15355 | 0.15032 | 0.14254 | 0.12258 | 0.14505 | 0.18284 | 0.21828 | 0.22022 | 0.22874 | 0 | 0.47414 | 0.37028 | 0.40175 | 0.34814 | 0.36341 | 0.39377 | 0.38228 | 0.39253 | 0.39731 | 0.47396 | 0.47737 | 0.49574 | 3.7716
LO3Slow | NR | Fixtures | Residential | Lighting | 0.0017444 | 0.0016503 | 13.9011 | -37.1249 | Single Family | ID/MT/OR-Ceiling and Wall Flush Mount _2000 to 3999 lumens | 0.00065782 | 0.001688 | 0.0037429 | 0.0073289 | 0.012891 | 0.020654 | 0.030503 | 0.041952 | 0.054233 | 0.066458 | 0.077805 | 0.087667 | 0.095716 | 0.1019 | 0.10637 | 0.10942 | 0.11136 | 0.11249 | 0.11308 | 0.11343 | 2.2777 | 0.45655 | 0.39682 | 0.38252 | 0.29759 | 0.29134 | 0.27627 | 0.23757 | 0.28112 | 0.35437 | 0.42305 | 0.42681 | 0.44332 | 0 | 0.91895 | 0.71764 | 0.77865 | 0.67473 | 0.70433 | 0.76317 | 0.74092 | 0.76078 | 0.77003 | 0.91859 | 0.9252 | 0.96082 | 3.7716
LO3Slow | NR | Fixtures | Residential | Lighting | 0.0031863 | 0.0030144 | 25.3921 | -37.1249 | Single Family | ID/MT/OR-Ceiling and Wall Flush Mount _4000 to 7999 lumens | 0.00017684 | 0.00045377 | 0.0010062 | 0.0019702 | 0.0034654 | 0.0055523 | 0.0081998 | 0.011278 | 0.014579 | 0.017865 | 0.020916 | 0.023567 | 0.025731 | 0.027393 | 0.028596 | 0.029414 | 0.029935 | 0.03024 | 0.030398 | 0.030492 | 0.61229 | 0.83394 | 0.72484 | 0.69872 | 0.54359 | 0.53218 | 0.50464 | 0.43395 | 0.5135 | 0.64731 | 0.77276 | 0.77961 | 0.80978 | 0 | 1.6786 | 1.3109 | 1.4223 | 1.2325 | 1.2865 | 1.394 | 1.3534 | 1.3896 | 1.4066 | 1.6779 | 1.69 | 1.755 | 3.7716
LO3Slow | NR | Fixtures | Residential | Lighting | 0.00010381 | 9.7994e-05 | 0.82491 | -111.0448 | Single Family | ID/MT/OR-Downlight Fixture_0 to 249 lumens | 2.4041e-07 | 6.1691e-07 | 1.3679e-06 | 2.6785e-06 | 4.7112e-06 | 7.5485e-06 | 1.1148e-05 | 1.5332e-05 | 1.982e-05 | 2.4288e-05 | 2.8435e-05 | 3.2039e-05 | 3.4981e-05 | 3.7241e-05 | 3.8876e-05 | 3.9989e-05 | 4.0697e-05 | 4.1112e-05 | 4.1326e-05 | 4.1454e-05 | 0.00083242 | 0.027093 | 0.02351 | 0.02264 | 0.017617 | 0.017171 | 0.016259 | 0.013976 | 0.016537 | 0.020865 | 0.024959 | 0.02525 | 0.026356 | 0 | 0.055138 | 0.043017 | 0.046492 | 0.040257 | 0.041668 | 0.044953 | 0.043595 | 0.044759 | 0.045421 | 0.054451 | 0.055134 | 0.05779 | 10.4664
LO3Slow | NR | Fixtures | Residential | Lighting | 0.00020337 | 0.00019197 | 1.616 | -111.0448 | Single Family | ID/MT/OR-Downlight Fixture_250 to 499 lumens | 3.9711e-05 | 0.0001019 | 0.00022595 | 0.00044242 | 0.00077819 | 0.0012468 | 0.0018414 | 0.0025325 | 0.0032739 | 0.0040118 | 0.0046969 | 0.0052922 | 0.0057781 | 0.0061514 | 0.0064214 | 0.0066053 | 0.0067222 | 0.0067907 | 0.0068262 | 0.0068473 | 0.1375 | 0.053074 | 0.046056 | 0.044351 | 0.034511 | 0.033638 | 0.03185 | 0.027379 | 0.032396 | 0.040874 | 0.048895 | 0.049464 | 0.051631 | 0 | 0.10801 | 0.08427 | 0.091077 | 0.078864 | 0.081627 | 0.088062 | 0.085402 | 0.087683 | 0.088979 | 0.10667 | 0.10801 | 0.11321 | 10.4664
LO3Slow | NR | Fixtures | Residential | Lighting | 0.00039021 | 0.00036834 | 3.1007 | -111.0448 | Single Family | ID/MT/OR-Downlight Fixture_500 to 999 lumens | 0.0013946 | 0.0035787 | 0.007935 | 0.015538 | 0.027329 | 0.043788 | 0.064667 | 0.088939 | 0.11498 | 0.14089 | 0.16495 | 0.18586 | 0.20292 | 0.21603 | 0.22552 | 0.23197 | 0.23608 | 0.23849 | 0.23973 | 0.24047 | 4.8288 | 0.10184 | 0.08837 | 0.085099 | 0.066219 | 0.064544 | 0.061113 | 0.052533 | 0.06216 | 0.078427 | 0.093817 | 0.09491 | 0.099067 | 0 | 0.20725 | 0.16169 | 0.17476 | 0.15132 | 0.15662 | 0.16897 | 0.16387 | 0.16824 | 0.17073 | 0.20467 | 0.20724 | 0.21722 | 10.4664
LO3Slow | NR | Fixtures | Residential | Lighting | 0.00071535 | 0.00067525 | 5.6843 | -111.0448 | Single Family | ID/MT/OR-Downlight Fixture_1000 to 1999 lumens | 0.00042574 | 0.0010925 | 0.0024224 | 0.0047432 | 0.008343 | 0.013367 | 0.019741 | 0.027151 | 0.035099 | 0.043011 | 0.050355 | 0.056738 | 0.061947 | 0.065949 | 0.068844 | 0.070815 | 0.072069 | 0.072804 | 0.073184 | 0.07341 | 1.4741 | 0.18669 | 0.162 | 0.15601 | 0.12139 | 0.11832 | 0.11203 | 0.096306 | 0.11395 | 0.14377 | 0.17199 | 0.17399 | 0.18161 | 0 | 0.37995 | 0.29642 | 0.32037 | 0.2774 | 0.28712 | 0.30976 | 0.3004 | 0.30843 | 0.31298 | 0.37521 | 0.37992 | 0.39822 | 10.4664
LO3Slow | NR | Fixtures | Residential | Lighting | 0.0013864 | 0.0013087 | 11.0168 | -111.0448 | Single Family | ID/MT/OR-Downlight Fixture_2000 to 3999 lumens | 0.00012671 | 0.00032514 | 0.00072094 | 0.0014117 | 0.002483 | 0.0039784 | 0.0058754 | 0.0080806 | 0.010446 | 0.012801 | 0.014987 | 0.016886 | 0.018437 | 0.019628 | 0.020489 | 0.021076 | 0.021449 | 0.021668 | 0.021781 | 0.021848 | 0.43872 | 0.36183 | 0.31398 | 0.30236 | 0.23528 | 0.22933 | 0.21714 | 0.18665 | 0.22086 | 0.27865 | 0.33333 | 0.33722 | 0.35199 | 0 | 0.73638 | 0.5745 | 0.62091 | 0.53764 | 0.55648 | 0.60035 | 0.58222 | 0.59777 | 0.6066 | 0.72721 | 0.73633 | 0.7718 | 10.4664
LO3Slow | NR | Fixtures | Residential | Lighting | 0.0025325 | 0.0023905 | 20.1235 | -111.0448 | Single Family | ID/MT/OR-Downlight Fixture_4000 to 7999 lumens | 3.9906e-05 | 0.0001024 | 0.00022706 | 0.0004446 | 0.00078202 | 0.001253 | 0.0018504 | 0.0025449 | 0.0032899 | 0.0040316 | 0.0047199 | 0.0053182 | 0.0058065 | 0.0061816 | 0.006453 | 0.0066377 | 0.0067553 | 0.0068241 | 0.0068598 | 0.006881 | 0.13817 | 0.66092 | 0.57353 | 0.5523 | 0.42976 | 0.41889 | 0.39662 | 0.34094 | 0.40342 | 0.50899 | 0.60887 | 0.61597 | 0.64295 | 0 | 1.3451 | 1.0494 | 1.1342 | 0.98207 | 1.0165 | 1.0966 | 1.0635 | 1.0919 | 1.108 | 1.3283 | 1.345 | 1.4098 | 10.4664
LO3Slow | NR | Fixtures | Residential | Lighting | 0.00015581 | 0.00017678 | 0.87246 | -72.4583 | Single Family | ID/MT/OR-Exterior Porch_0 to 249 lumens | 3.1289e-09 | 8.0288e-09 | 1.7803e-08 | 3.4859e-08 | 6.1315e-08 | 9.824e-08 | 1.4508e-07 | 1.9954e-07 | 2.5795e-07 | 3.161e-07 | 3.7007e-07 | 4.1698e-07 | 4.5526e-07 | 4.8467e-07 | 5.0595e-07 | 5.2044e-07 | 5.2965e-07 | 5.3505e-07 | 5.3785e-07 | 5.3951e-07 | 1.0834e-05 | 0.036904 | 0.032436 | 0.025702 | 0.015347 | 0.014385 | 0.013998 | 0.010224 | 0.012259 | 0.018285 | 0.029961 | 0.034755 | 0.037568 | 0 | 0.0721 | 0.053403 | 0.046961 | 0.039095 | 0.036499 | 0.035078 | 0.036685 | 0.038622 | 0.045202 | 0.052172 | 0.064052 | 0.070763 | 10.5821
LO3Slow | NR | Fixtures | Residential | Lighting | 0.00030523 | 0.0003463 | 1.7091 | -72.4583 | Single Family | ID/MT/OR-Exterior Porch_250 to 499 lumens | 9.9169e-07 | 2.5448e-06 | 5.6425e-06 | 1.1049e-05 | 1.9434e-05 | 3.1137e-05 | 4.5984e-05 | 6.3244e-05 | 8.1758e-05 | 0.00010019 | 0.00011729 | 0.00013216 | 0.0001443 | 0.00015362 | 0.00016036 | 0.00016495 | 0.00016787 | 0.00016959 | 0.00017047 | 0.000171 | 0.0034337 | 0.072295 | 0.063542 | 0.050349 | 0.030064 | 0.02818 | 0.027422 | 0.020028 | 0.024016 | 0.035821 | 0.058693 | 0.068085 | 0.073595 | 0 | 0.14124 | 0.10462 | 0.091996 | 0.076587 | 0.071502 | 0.068718 | 0.071865 | 0.075661 | 0.08855 | 0.1022 | 0.12548 | 0.13862 | 10.5821
LO3Slow | NR | Fixtures | Residential | Lighting | 0.00058566 | 0.00066447 | 3.2794 | -72.4583 | Single Family | ID/MT/OR-Exterior Porch_500 to 999 lumens | 4.9578e-05 | 0.00012722 | 0.00028209 | 0.00055236 | 0.00097156 | 0.0015567 | 0.0022989 | 0.0031618 | 0.0040874 | 0.0050087 | 0.0058639 | 0.0066072 | 0.0072138 | 0.0076799 | 0.0080171 | 0.0082466 | 0.0083926 | 0.0084781 | 0.0085224 | 0.0085488 | 0.17166 | 0.13872 | 0.12192 | 0.096608 | 0.057686 | 0.05407 | 0.052616 | 0.038428 | 0.04608 | 0.068732 | 0.11262 | 0.13064 | 0.14121 | 0 | 0.27101 | 0.20073 | 0.17652 | 0.14695 | 0.13719 | 0.13185 | 0.13789 | 0.14517 | 0.16991 | 0.1961 | 0.24076 | 0.26599 | 10.5821
LO3Slow | NR | Fixtures | Residential | Lighting | 0.0010737 | 0.0012181 | 6.0119 | -72.4583 | Single Family | ID/MT/OR-Exterior Porch_1000 to 1999 lumens | 9.7098e-05 | 0.00024916 | 0.00055247 | 0.0010818 | 0.0019028 | 0.0030487 | 0.0045024 | 0.0061923 | 0.008005 | 0.0098095 | 0.011485 | 0.01294 | 0.014128 | 0.015041 | 0.015701 | 0.016151 | 0.016437 | 0.016604 | 0.016691 | 0.016743 | 0.3362 | 0.2543 | 0.22351 | 0.17711 | 0.10575 | 0.099122 | 0.096458 | 0.070448 | 0.084476 | 0.126 | 0.20645 | 0.23949 | 0.25887 | 0 | 0.49683 | 0.36799 | 0.3236 | 0.2694 | 0.25151 | 0.24172 | 0.25279 | 0.26614 | 0.31148 | 0.35951 | 0.44137 | 0.48762 | 10.5821
LO3Slow | NR | Fixtures | Residential | Lighting | 0.0020809 | 0.0023609 | 11.6518 | -72.4583 | Single Family | ID/MT/OR-Exterior Porch_2000 to 3999 lumens | 9.1866e-05 | 0.00023573 | 0.0005227 | 0.0010235 | 0.0018003 | 0.0028844 | 0.0042597 | 0.0058586 | 0.0075737 | 0.0092809 | 0.010866 | 0.012243 | 0.013367 | 0.01423 | 0.014855 | 0.01528 | 0.015551 | 0.01571 | 0.015792 | 0.01584 | 0.31808 | 0.49286 | 0.43319 | 0.34325 | 0.20496 | 0.19211 | 0.18695 | 0.13654 | 0.16372 | 0.24421 | 0.40013 | 0.46416 | 0.50172 | 0 | 0.96291 | 0.7132 | 0.62717 | 0.52212 | 0.48746 | 0.46848 | 0.48994 | 0.51581 | 0.60368 | 0.69677 | 0.85543 | 0.94506 | 10.5821
LO3Slow | NR | Fixtures | Residential | Lighting | 0.003801 | 0.0043124 | 21.2835 | -72.4583 | Single Family | ID/MT/OR-Exterior Porch_4000 to 7999 lumens | 4.0254e-06 | 1.0329e-05 | 2.2904e-05 | 4.4848e-05 | 7.8884e-05 | 0.00012639 | 0.00018666 | 0.00025672 | 0.00033187 | 0.00040667 | 0.00047611 | 0.00053646 | 0.00058572 | 0.00062355 | 0.00065093 | 0.00066957 | 0.00068142 | 0.00068837 | 0.00069196 | 0.0006941 | 0.013938 | 0.90028 | 0.79127 | 0.62699 | 0.37439 | 0.35091 | 0.34148 | 0.2494 | 0.29906 | 0.44607 | 0.73089 | 0.84785 | 0.91646 | 0 | 1.7589 | 1.3027 | 1.1456 | 0.95372 | 0.8904 | 0.85573 | 0.89492 | 0.94219 | 1.1027 | 1.2727 | 1.5625 | 1.7263 | 10.5821
LO3Slow | NR | Fixtures | Residential | Lighting | 0.00017263 | 0.00020188 | 0.95994 | -89.0984 | Single Family | ID/MT/OR-Chandelier/Pendant_0 to 249 lumens | 2.617e-06 | 6.7155e-06 | 1.489e-05 | 2.9157e-05 | 5.1285e-05 | 8.217e-05 | 0.00012135 | 0.0001669 | 0.00021576 | 0.00026439 | 0.00030954 | 0.00034877 | 0.00038079 | 0.00040539 | 0.00042319 | 0.0004353 | 0.00044301 | 0.00044753 | 0.00044986 | 0.00045126 | 0.0090614 | 0.041526 | 0.037048 | 0.029273 | 0.017087 | 0.016976 | 0.016859 | 0.012365 | 0.014842 | 0.021896 | 0.035317 | 0.040183 | 0.041778 | 0 | 0.07275 | 0.053859 | 0.047584 | 0.0397 | 0.041018 | 0.041674 | 0.044287 | 0.046685 | 0.053087 | 0.057578 | 0.068012 | 0.068561 | 6.1235
LO3Slow | NR | Fixtures | Residential | Lighting | 0.00033817 | 0.00039547 | 1.8805 | -89.0984 | Single Family | ID/MT/OR-Chandelier/Pendant_250 to 499 lumens | 2.1154e-05 | 5.4283e-05 | 0.00012036 | 0.00023568 | 0.00041455 | 0.00066421 | 0.00098091 | 0.0013491 | 0.001744 | 0.0021372 | 0.0025021 | 0.0028192 | 0.0030781 | 0.0032769 | 0.0034208 | 0.0035187 | 0.003581 | 0.0036175 | 0.0036364 | 0.0036477 | 0.073246 | 0.081348 | 0.072576 | 0.057345 | 0.033473 | 0.033257 | 0.033026 | 0.024223 | 0.029076 | 0.042893 | 0.069185 | 0.078718 | 0.081844 | 0 | 0.14252 | 0.10551 | 0.093216 | 0.077771 | 0.080353 | 0.081638 | 0.086757 | 0.091456 | 0.104 | 0.1128 | 0.13323 | 0.13431 | 6.1235
LO3Slow | NR | Fixtures | Residential | Lighting | 0.00064887 | 0.00075881 | 3.6083 | -89.0984 | Single Family | ID/MT/OR-Chandelier/Pendant_500 to 999 lumens | 0.00015552 | 0.00039906 | 0.00088485 | 0.0017326 | 0.0030476 | 0.0048829 | 0.0072111 | 0.0099178 | 0.012821 | 0.015711 | 0.018394 | 0.020725 | 0.022628 | 0.02409 | 0.025148 | 0.025868 | 0.026326 | 0.026594 | 0.026733 | 0.026816 | 0.53847 | 0.15609 | 0.13926 | 0.11003 | 0.064226 | 0.063811 | 0.063369 | 0.046477 | 0.055789 | 0.082302 | 0.13275 | 0.15104 | 0.15704 | 0 | 0.27345 | 0.20245 | 0.17886 | 0.14922 | 0.15418 | 0.15664 | 0.16647 | 0.17548 | 0.19954 | 0.21643 | 0.25564 | 0.25771 | 6.1235
LO3Slow | NR | Fixtures | Residential | Lighting | 0.0011895 | 0.0013911 | 6.6148 | -89.0984 | Single Family | ID/MT/OR-Chandelier/Pendant_1000 to 1999 lumens | 0.00026345 | 0.00067604 | 0.001499 | 0.0029352 | 0.0051628 | 0.0082719 | 0.012216 | 0.016801 | 0.02172 | 0.026616 | 0.03116 | 0.03511 | 0.038334 | 0.04081 | 0.042602 | 0.043821 | 0.044597 | 0.045052 | 0.045287 | 0.045427 | 0.9122 | 0.28614 | 0.25529 | 0.20171 | 0.11774 | 0.11698 | 0.11617 | 0.085204 | 0.10227 | 0.15088 | 0.24336 | 0.27689 | 0.28789 | 0 | 0.5013 | 0.37113 | 0.32789 | 0.27356 | 0.28264 | 0.28717 | 0.30517 | 0.3217 | 0.36581 | 0.39676 | 0.46866 | 0.47244 | 6.1235
LO3Slow | NR | Fixtures | Residential | Lighting | 0.0023054 | 0.0026961 | 12.8202 | -89.0984 | Single Family | ID/MT/OR-Chandelier/Pendant_2000 to 3999 lumens | 0.00037985 | 0.00097473 | 0.0021613 | 0.004232 | 0.0074438 | 0.011927 | 0.017614 | 0.024225 | 0.031316 | 0.038375 | 0.044928 | 0.050623 | 0.055271 | 0.058841 | 0.061425 | 0.063183 | 0.064302 | 0.064957 | 0.065296 | 0.065499 | 1.3152 | 0.55458 | 0.49478 | 0.39095 | 0.2282 | 0.22672 | 0.22515 | 0.16514 | 0.19822 | 0.29242 | 0.47166 | 0.53665 | 0.55796 | 0 | 0.97159 | 0.7193 | 0.63549 | 0.5302 | 0.5478 | 0.55656 | 0.59146 | 0.62349 | 0.70898 | 0.76897 | 0.90831 | 0.91564 | 6.1235
LO3Slow | NR | Fixtures | Residential | Lighting | 0.0042112 | 0.0049247 | 23.4176 | -89.0984 | Single Family | ID/MT/OR-Chandelier/Pendant_4000 to 7999 lumens | 0.00022819 | 0.00058556 | 0.0012984 | 0.0025423 | 0.0044718 | 0.0071648 | 0.010581 | 0.014553 | 0.018813 | 0.023053 | 0.02699 | 0.030411 | 0.033203 | 0.035348 | 0.0369 | 0.037956 | 0.038628 | 0.039022 | 0.039226 | 0.039347 | 0.79011 | 1.013 | 0.90377 | 0.71411 | 0.41683 | 0.41414 | 0.41126 | 0.30164 | 0.36207 | 0.53414 | 0.86154 | 0.98026 | 1.0192 | 0 | 1.7747 | 1.3139 | 1.1608 | 0.96847 | 1.0006 | 1.0166 | 1.0804 | 1.1389 | 1.295 | 1.4046 | 1.6591 | 1.6725 | 6.1235
LO3Slow | NR | Fixtures | Residential | Lighting | 2.898e-05 | 2.7142e-05 | 0.22794 | 11.6324 | Single Family | ID/MT/OR-Linear Flush Mount_0 to 249 lumens | 4.0761e-07 | 1.0459e-06 | 2.3192e-06 | 4.5412e-06 | 7.9877e-06 | 1.2798e-05 | 1.89e-05 | 2.5995e-05 | 3.3604e-05 | 4.1179e-05 | 4.8211e-05 | 5.4321e-05 | 5.9309e-05 | 6.314e-05 | 6.5912e-05 | 6.7799e-05 | 6.9e-05 | 6.9703e-05 | 7.0067e-05 | 7.0284e-05 | 0.0014113 | 0.007487 | 0.006459 | 0.0061971 | 0.0048257 | 0.0046285 | 0.0043584 | 0.0037415 | 0.0044261 | 0.0056027 | 0.0067528 | 0.0069007 | 0.0073306 | 0 | 0.015836 | 0.012314 | 0.01313 | 0.01134 | 0.011387 | 0.01209 | 0.011678 | 0.011986 | 0.01228 | 0.014988 | 0.015464 | 0.016735 | 1.5691
LO3Slow | NR | Fixtures | Residential | Lighting | 5.6772e-05 | 5.3172e-05 | 0.44653 | 11.6324 | Single Family | ID/MT/OR-Linear Flush Mount_250 to 499 lumens | 1.163e-05 | 2.9844e-05 | 6.6174e-05 | 0.00012957 | 0.00022791 | 0.00036517 | 0.00053929 | 0.00074171 | 0.00095883 | 0.001175 | 0.0013756 | 0.00155 | 0.0016923 | 0.0018016 | 0.0018807 | 0.0019345 | 0.0019688 | 0.0019888 | 0.0019992 | 0.0020054 | 0.040269 | 0.014667 | 0.012653 | 0.01214 | 0.0094535 | 0.0090671 | 0.008538 | 0.0073295 | 0.0086706 | 0.010976 | 0.013229 | 0.013518 | 0.01436 | 0 | 0.031023 | 0.024123 | 0.025721 | 0.022214 | 0.022307 | 0.023685 | 0.022877 | 0.02348 | 0.024055 | 0.029361 | 0.030294 | 0.032784 | 1.5691
LO3Slow | NR | Fixtures | Residential | Lighting | 0.00010893 | 0.00010202 | 0.85678 | 11.6324 | Single Family | ID/MT/OR-Linear Flush Mount_500 to 999 lumens | 0.00022722 | 0.00058307 | 0.0012929 | 0.0025315 | 0.0044528 | 0.0071344 | 0.010536 | 0.014491 | 0.018733 | 0.022956 | 0.026875 | 0.030282 | 0.033062 | 0.035198 | 0.036743 | 0.037795 | 0.038464 | 0.038857 | 0.039059 | 0.03918 | 0.78675 | 0.028142 | 0.024278 | 0.023294 | 0.018139 | 0.017398 | 0.016382 | 0.014064 | 0.016637 | 0.021059 | 0.025382 | 0.025938 | 0.027554 | 0 | 0.059525 | 0.046286 | 0.049352 | 0.042623 | 0.042802 | 0.045445 | 0.043896 | 0.045053 | 0.046157 | 0.056337 | 0.058127 | 0.062904 | 1.5691
LO3Slow | NR | Fixtures | Residential | Lighting | 0.0001997 | 0.00018703 | 1.5707 | 11.6324 | Single Family | ID/MT/OR-Linear Flush Mount_1000 to 1999 lumens | 0.00037194 | 0.00095442 | 0.0021162 | 0.0041438 | 0.0072887 | 0.011678 | 0.017246 | 0.02372 | 0.030664 | 0.037576 | 0.043992 | 0.049568 | 0.054119 | 0.057615 | 0.060145 | 0.061866 | 0.062962 | 0.063603 | 0.063936 | 0.064133 | 1.2878 | 0.051591 | 0.044508 | 0.042703 | 0.033253 | 0.031894 | 0.030033 | 0.025782 | 0.030499 | 0.038607 | 0.046532 | 0.047551 | 0.050513 | 0 | 0.10912 | 0.084852 | 0.090474 | 0.078139 | 0.078467 | 0.083312 | 0.080471 | 0.082593 | 0.084616 | 0.10328 | 0.10656 | 0.11532 | 1.5691
LO3Slow | NR | Fixtures | Residential | Lighting | 0.00038704 | 0.00036249 | 3.0442 | 11.6324 | Single Family | ID/MT/OR-Linear Flush Mount_2000 to 3999 lumens | 0.0001378 | 0.00035361 | 0.00078406 | 0.0015353 | 0.0027004 | 0.0043267 | 0.0063897 | 0.0087881 | 0.011361 | 0.013922 | 0.016299 | 0.018365 | 0.020051 | 0.021346 | 0.022283 | 0.022921 | 0.023327 | 0.023565 | 0.023688 | 0.023761 | 0.47713 | 0.09999 | 0.086262 | 0.082764 | 0.064448 | 0.061814 | 0.058207 | 0.049968 | 0.059111 | 0.074825 | 0.090185 | 0.09216 | 0.097901 | 0 | 0.2115 | 0.16445 | 0.17535 | 0.15144 | 0.15208 | 0.16147 | 0.15596 | 0.16008 | 0.164 | 0.20017 | 0.20653 | 0.2235 | 1.5691
LO3Slow | NR | Fixtures | Residential | Lighting | 0.00070697 | 0.00066213 | 5.5605 | 11.6324 | Single Family | ID/MT/OR-Linear Flush Mount_4000 to 7999 lumens | 1.5916e-05 | 4.0842e-05 | 9.0559e-05 | 0.00017732 | 0.0003119 | 0.00049973 | 0.00073801 | 0.001015 | 0.0013122 | 0.0016079 | 0.0018825 | 0.0021211 | 0.0023159 | 0.0024655 | 0.0025737 | 0.0026474 | 0.0026943 | 0.0027217 | 0.0027359 | 0.0027444 | 0.055109 | 0.18264 | 0.15757 | 0.15118 | 0.11772 | 0.11291 | 0.10632 | 0.091273 | 0.10797 | 0.13668 | 0.16473 | 0.16834 | 0.17883 | 0 | 0.38632 | 0.3004 | 0.3203 | 0.27663 | 0.27779 | 0.29494 | 0.28488 | 0.2924 | 0.29956 | 0.36563 | 0.37725 | 0.40825 | 1.5691
LO3Slow | NR | Fixtures | Residential | Lighting | 2.1873e-05 | 2.0242e-05 | 0.16937 | 20.5429 | Single Family | ID/MT/OR-Linear Shop_0 to 249 lumens | 9.6014e-08 | 2.4638e-07 | 5.463e-07 | 1.0697e-06 | 1.8815e-06 | 3.0147e-06 | 4.4521e-06 | 6.1232e-06 | 7.9157e-06 | 9.7e-06 | 1.1356e-05 | 1.2796e-05 | 1.397e-05 | 1.4873e-05 | 1.5526e-05 | 1.597e-05 | 1.6253e-05 | 1.6419e-05 | 1.6505e-05 | 1.6556e-05 | 0.00033244 | 0.005564 | 0.0047565 | 0.0045372 | 0.0035372 | 0.0033056 | 0.0030843 | 0.0026418 | 0.0031239 | 0.0039762 | 0.0048523 | 0.0050398 | 0.005502 | 0 | 0.012457 | 0.0096407 | 0.010081 | 0.0086736 | 0.0083159 | 0.0086034 | 0.0082545 | 0.0084675 | 0.0088128 | 0.01107 | 0.011754 | 0.013315 | 1.2346
LO3Slow | NR | Fixtures | Residential | Lighting | 4.2848e-05 | 3.9655e-05 | 0.33179 | 20.5429 | Single Family | ID/MT/OR-Linear Shop_250 to 499 lumens | 0 | 0 | 0 | 0 | 0 | 0 | 0 | 0 | 0 | 0 | 0 | 0 | 0 | 0 | 0 | 0 | 0 | 0 | 0 | 0 | 0 | 0.0109 | 0.0093179 | 0.0088884 | 0.0069294 | 0.0064756 | 0.0060422 | 0.0051753 | 0.0061197 | 0.0077893 | 0.0095056 | 0.0098729 | 0.010778 | 0 | 0.024402 | 0.018886 | 0.019749 | 0.016991 | 0.016291 | 0.016854 | 0.01617 | 0.016588 | 0.017264 | 0.021686 | 0.023026 | 0.026085 | 1.2346
LO3Slow | NR | Fixtures | Residential | Lighting | 8.2216e-05 | 7.6087e-05 | 0.63662 | 20.5429 | Single Family | ID/MT/OR-Linear Shop_500 to 999 lumens | 1.5098e-07 | 3.8743e-07 | 8.5906e-07 | 1.6821e-06 | 2.9587e-06 | 4.7406e-06 | 7.0009e-06 | 9.6287e-06 | 1.2447e-05 | 1.5253e-05 | 1.7858e-05 | 2.0121e-05 | 2.1969e-05 | 2.3388e-05 | 2.4415e-05 | 2.5114e-05 | 2.5558e-05 | 2.5819e-05 | 2.5954e-05 | 2.6034e-05 | 0.00052277 | 0.020914 | 0.017879 | 0.017055 | 0.013296 | 0.012425 | 0.011593 | 0.0099302 | 0.011742 | 0.014946 | 0.018239 | 0.018944 | 0.020681 | 0 | 0.046822 | 0.036238 | 0.037894 | 0.032602 | 0.031258 | 0.032339 | 0.031027 | 0.031828 | 0.033126 | 0.04161 | 0.044182 | 0.05005 | 1.2346
LO3Slow | NR | Fixtures | Residential | Lighting | 0.00015072 | 0.00013949 | 1.1671 | 20.5429 | Single Family | ID/MT/OR-Linear Shop_1000 to 1999 lumens | 8.4675e-08 | 2.1728e-07 | 4.8178e-07 | 9.4338e-07 | 1.6593e-06 | 2.6586e-06 | 3.9263e-06 | 5.4001e-06 | 6.9809e-06 | 8.5544e-06 | 1.0015e-05 | 1.1285e-05 | 1.2321e-05 | 1.3117e-05 | 1.3692e-05 | 1.4084e-05 | 1.4334e-05 | 1.448e-05 | 1.4556e-05 | 1.4601e-05 | 0.00029318 | 0.03834 | 0.032776 | 0.031265 | 0.024374 | 0.022778 | 0.021254 | 0.018204 | 0.021526 | 0.027399 | 0.033436 | 0.034728 | 0.037913 | 0 | 0.085836 | 0.066432 | 0.069468 | 0.059768 | 0.057303 | 0.059284 | 0.05688 | 0.058347 | 0.060727 | 0.076281 | 0.080996 | 0.091754 | 1.2346
LO3Slow | NR | Fixtures | Residential | Lighting | 0.00029211 | 0.00027034 | 2.2619 | 20.5429 | Single Family | ID/MT/OR-Linear Shop_2000 to 3999 lumens | 0 | 0 | 0 | 0 | 0 | 0 | 0 | 0 | 0 | 0 | 0 | 0 | 0 | 0 | 0 | 0 | 0 | 0 | 0 | 0 | 0 | 0.074308 | 0.063524 | 0.060596 | 0.04724 | 0.044147 | 0.041192 | 0.035282 | 0.04172 | 0.053103 | 0.064803 | 0.067307 | 0.07348 | 0 | 0.16636 | 0.12875 | 0.13464 | 0.11584 | 0.11106 | 0.1149 | 0.11024 | 0.11308 | 0.1177 | 0.14784 | 0.15698 | 0.17783 | 1.2346
LO3Slow | NR | Fixtures | Residential | Lighting | 0.00053358 | 0.00049381 | 4.1317 | 20.5429 | Single Family | ID/MT/OR-Linear Shop_4000 to 7999 lumens | 1.2241e-06 | 3.141e-06 | 6.9646e-06 | 1.3637e-05 | 2.3987e-05 | 3.8433e-05 | 5.6759e-05 | 7.8063e-05 | 0.00010091 | 0.00012366 | 0.00014478 | 0.00016313 | 0.00017811 | 0.00018961 | 0.00019794 | 0.0002036 | 0.00020721 | 0.00020932 | 0.00021041 | 0.00021106 | 0.0042382 | 0.13573 | 0.11603 | 0.11068 | 0.08629 | 0.080639 | 0.075242 | 0.064447 | 0.076207 | 0.096999 | 0.11837 | 0.12294 | 0.13422 | 0 | 0.30388 | 0.23518 | 0.24593 | 0.21159 | 0.20287 | 0.20988 | 0.20137 | 0.20656 | 0.21499 | 0.27005 | 0.28674 | 0.32483 | 1.2346
LO3Slow | NR | Fixtures | Residential | Lighting | 0.00025527 | 0.00024217 | 2.0416 | -46.2769 | Single Family | ID/MT/OR-Track_0 to 249 lumens | 5.4465e-08 | 1.3976e-07 | 3.0989e-07 | 6.068e-07 | 1.0673e-06 | 1.7101e-06 | 2.5255e-06 | 3.4734e-06 | 4.4902e-06 | 5.5024e-06 | 6.4419e-06 | 7.2584e-06 | 7.9249e-06 | 8.4368e-06 | 8.8073e-06 | 9.0594e-06 | 9.2198e-06 | 9.3138e-06 | 9.3624e-06 | 9.3914e-06 | 0.00018858 | 0.067048 | 0.058395 | 0.056361 | 0.043837 | 0.043149 | 0.04099 | 0.035264 | 0.041732 | 0.05255 | 0.062578 | 0.06292 | 0.06496 | 0 | 0.1331 | 0.10407 | 0.11348 | 0.098426 | 0.10383 | 0.11311 | 0.10996 | 0.11292 | 0.11393 | 0.13509 | 0.13517 | 0.13873 | 3.6929
LO3Slow | NR | Fixtures | Residential | Lighting | 0.00050008 | 0.0004744 | 3.9995 | -46.2769 | Single Family | ID/MT/OR-Track_250 to 499 lumens | 4.9679e-06 | 1.2748e-05 | 2.8266e-05 | 5.5348e-05 | 9.7353e-05 | 0.00015598 | 0.00023036 | 0.00031682 | 0.00040956 | 0.00050189 | 0.00058758 | 0.00066206 | 0.00072285 | 0.00076954 | 0.00080333 | 0.00082633 | 0.00084096 | 0.00084953 | 0.00085397 | 0.00085661 | 0.017201 | 0.13135 | 0.11439 | 0.11041 | 0.085876 | 0.084528 | 0.0803 | 0.069081 | 0.081753 | 0.10294 | 0.12259 | 0.12326 | 0.12726 | 0 | 0.26074 | 0.20387 | 0.2223 | 0.19281 | 0.20341 | 0.22158 | 0.2154 | 0.2212 | 0.22319 | 0.26464 | 0.26479 | 0.27177 | 3.6929
LO3Slow | NR | Fixtures | Residential | Lighting | 0.00095953 | 0.00091026 | 7.674 | -46.2769 | Single Family | ID/MT/OR-Track_500 to 999 lumens | 7.9095e-05 | 0.00020296 | 0.00045003 | 0.0008812 | 0.00155 | 0.0024834 | 0.0036676 | 0.0050442 | 0.0065208 | 0.0079906 | 0.0093551 | 0.010541 | 0.011509 | 0.012252 | 0.01279 | 0.013156 | 0.013389 | 0.013526 | 0.013596 | 0.013638 | 0.27386 | 0.25202 | 0.2195 | 0.21185 | 0.16478 | 0.16219 | 0.15408 | 0.13255 | 0.15686 | 0.19752 | 0.23522 | 0.2365 | 0.24417 | 0 | 0.5003 | 0.39118 | 0.42654 | 0.36996 | 0.39029 | 0.42516 | 0.41331 | 0.42443 | 0.42825 | 0.50777 | 0.50807 | 0.52147 | 3.6929
LO3Slow | NR | Fixtures | Residential | Lighting | 0.001759 | 0.0016687 | 14.0682 | -46.2769 | Single Family | ID/MT/OR-Track_1000 to 1999 lumens | 0.00011493 | 0.00029491 | 0.00065391 | 0.0012804 | 0.0022522 | 0.0036085 | 0.0053291 | 0.0073293 | 0.0094749 | 0.011611 | 0.013593 | 0.015316 | 0.016722 | 0.017803 | 0.018584 | 0.019116 | 0.019455 | 0.019653 | 0.019756 | 0.019817 | 0.39793 | 0.46202 | 0.40239 | 0.38837 | 0.30207 | 0.29733 | 0.28246 | 0.243 | 0.28757 | 0.36211 | 0.43121 | 0.43357 | 0.44763 | 0 | 0.91716 | 0.71713 | 0.78195 | 0.67823 | 0.71549 | 0.77941 | 0.75769 | 0.77808 | 0.78508 | 0.93087 | 0.93141 | 0.95597 | 3.6929
LO3Slow | NR | Fixtures | Residential | Lighting | 0.0034092 | 0.0032342 | 27.2659 | -46.2769 | Single Family | ID/MT/OR-Track_2000 to 3999 lumens | 0.00018354 | 0.00047098 | 0.0010443 | 0.0020449 | 0.0035968 | 0.0057629 | 0.0085107 | 0.011705 | 0.015132 | 0.018543 | 0.021709 | 0.02446 | 0.026706 | 0.028432 | 0.02968 | 0.03053 | 0.03107 | 0.031387 | 0.031551 | 0.031648 | 0.63551 | 0.89545 | 0.77987 | 0.75272 | 0.58545 | 0.57626 | 0.54744 | 0.47096 | 0.55734 | 0.70181 | 0.83574 | 0.84031 | 0.86756 | 0 | 1.7776 | 1.3899 | 1.5155 | 1.3145 | 1.3867 | 1.5106 | 1.4685 | 1.508 | 1.5216 | 1.8041 | 1.8052 | 1.8528 | 3.6929
LO3Slow | NR | Fixtures | Residential | Lighting | 0.0062274 | 0.0059076 | 49.8044 | -46.277 | Single Family | ID/MT/OR-Track_4000 to 7999 lumens | 7.3839e-05 | 0.00018948 | 0.00042013 | 0.00082265 | 0.001447 | 0.0023184 | 0.0034239 | 0.004709 | 0.0060875 | 0.0074597 | 0.0087334 | 0.0098404 | 0.010744 | 0.011438 | 0.01194 | 0.012282 | 0.012499 | 0.012627 | 0.012693 | 0.012732 | 0.25566 | 1.6356 | 1.4245 | 1.3749 | 1.0694 | 1.0526 | 0.99995 | 0.86026 | 1.018 | 1.2819 | 1.5266 | 1.5349 | 1.5847 | 0 | 3.2469 | 2.5388 | 2.7683 | 2.4011 | 2.533 | 2.7593 | 2.6824 | 2.7546 | 2.7793 | 3.2955 | 3.2974 | 3.3844 | 3.6929
LO3Slow | NR | Fixtures | Residential | Lighting | 7.0455e-05 | 6.6792e-05 | 0.56298 | -73.9725 | Single Family | WA-Floor/Table_0 to 249 lumens | 8.5235e-06 | 2.1872e-05 | 4.8497e-05 | 9.4962e-05 | 0.00016703 | 0.00026762 | 0.00039523 | 0.00054358 | 0.0007027 | 0.0008611 | 0.0010081 | 0.0011359 | 0.0012402 | 0.0013203 | 0.0013783 | 0.0014178 | 0.0014429 | 0.0014576 | 0.0014652 | 0.0014697 | 0.029512 | 0.018489 | 0.016095 | 0.015529 | 0.012079 | 0.011874 | 0.011275 | 0.0096988 | 0.011478 | 0.014457 | 0.017226 | 0.017334 | 0.017923 | 0 | 0.036829 | 0.028788 | 0.031352 | 0.027187 | 0.028606 | 0.031121 | 0.030243 | 0.031057 | 0.03136 | 0.037239 | 0.037321 | 0.038417 | 10.5207
LO3Slow | NR | Fixtures | Residential | Lighting | 0.00013802 | 0.00013084 | 1.1029 | -73.9724 | Single Family | WA-Floor/Table_250 to 499 lumens | 5.9699e-05 | 0.00015319 | 0.00033968 | 0.00066512 | 0.0011699 | 0.0018744 | 0.0027682 | 0.0038072 | 0.0049218 | 0.0060312 | 0.007061 | 0.007956 | 0.0086865 | 0.0092477 | 0.0096537 | 0.0099301 | 0.010106 | 0.010209 | 0.010262 | 0.010294 | 0.20671 | 0.03622 | 0.031529 | 0.030422 | 0.023663 | 0.023261 | 0.022088 | 0.019 | 0.022485 | 0.02832 | 0.033745 | 0.033958 | 0.035111 | 0 | 0.072148 | 0.056395 | 0.061417 | 0.053258 | 0.056038 | 0.060965 | 0.059247 | 0.06084 | 0.061434 | 0.072951 | 0.073112 | 0.075259 | 10.5207
LO3Slow | NR | Fixtures | Residential | Lighting | 0.00026483 | 0.00025106 | 2.1161 | -73.9724 | Single Family | WA-Floor/Table_500 to 999 lumens | 0.0005069 | 0.0013007 | 0.0028841 | 0.0056474 | 0.0099334 | 0.015916 | 0.023504 | 0.032327 | 0.04179 | 0.05121 | 0.059954 | 0.067554 | 0.073756 | 0.078521 | 0.081968 | 0.084315 | 0.085808 | 0.086682 | 0.087135 | 0.087405 | 1.7551 | 0.069497 | 0.060497 | 0.058373 | 0.045404 | 0.044633 | 0.042381 | 0.036456 | 0.043142 | 0.05434 | 0.064749 | 0.065157 | 0.06737 | 0 | 0.13843 | 0.10821 | 0.11785 | 0.10219 | 0.10752 | 0.11698 | 0.11368 | 0.11674 | 0.11788 | 0.13997 | 0.14028 | 0.1444 | 10.5207
LO3Slow | NR | Fixtures | Residential | Lighting | 0.00048549 | 0.00046025 | 3.8794 | -73.9724 | Single Family | WA-Floor/Table_1000 to 1999 lumens | 0.00055761 | 0.0014309 | 0.0031727 | 0.0062124 | 0.010927 | 0.017508 | 0.025856 | 0.035561 | 0.045971 | 0.056333 | 0.065952 | 0.074312 | 0.081134 | 0.086376 | 0.090168 | 0.092749 | 0.094392 | 0.095354 | 0.095852 | 0.096149 | 1.9307 | 0.1274 | 0.11091 | 0.10701 | 0.083236 | 0.081822 | 0.077694 | 0.066833 | 0.07909 | 0.099617 | 0.1187 | 0.11945 | 0.1235 | 0 | 0.25378 | 0.19837 | 0.21604 | 0.18734 | 0.19712 | 0.21445 | 0.2084 | 0.214 | 0.2161 | 0.25661 | 0.25717 | 0.26472 | 10.5207
LO3Slow | NR | Fixtures | Residential | Lighting | 0.00094094 | 0.00089202 | 7.5187 | -73.9724 | Single Family | WA-Floor/Table_2000 to 3999 lumens | 0.00015527 | 0.00039843 | 0.00088344 | 0.0017299 | 0.0030427 | 0.0048751 | 0.0071996 | 0.009902 | 0.012801 | 0.015686 | 0.018365 | 0.020692 | 0.022592 | 0.024052 | 0.025108 | 0.025826 | 0.026284 | 0.026552 | 0.02669 | 0.026773 | 0.53761 | 0.24692 | 0.21495 | 0.2074 | 0.16132 | 0.15858 | 0.15058 | 0.12953 | 0.15329 | 0.19307 | 0.23006 | 0.2315 | 0.23937 | 0 | 0.49186 | 0.38447 | 0.41871 | 0.36308 | 0.38204 | 0.41562 | 0.40391 | 0.41477 | 0.41882 | 0.49734 | 0.49843 | 0.51307 | 10.5207
LO3Slow | NR | Fixtures | Residential | Lighting | 0.0017187 | 0.0016294 | 13.7338 | -73.9724 | Single Family | WA-Floor/Table_4000 to 7999 lumens | 1.7878e-05 | 4.5876e-05 | 0.00010172 | 0.00019918 | 0.00035035 | 0.00056134 | 0.00082899 | 0.0011402 | 0.0014739 | 0.0018062 | 0.0021146 | 0.0023826 | 0.0026013 | 0.0027694 | 0.002891 | 0.0029738 | 0.0030264 | 0.0030573 | 0.0030732 | 0.0030827 | 0.061902 | 0.45104 | 0.39263 | 0.37884 | 0.29467 | 0.28967 | 0.27505 | 0.2366 | 0.28 | 0.35267 | 0.42022 | 0.42287 | 0.43723 | 0 | 0.89844 | 0.70227 | 0.76482 | 0.66321 | 0.69783 | 0.75918 | 0.73778 | 0.75762 | 0.76503 | 0.90844 | 0.91045 | 0.93718 | 10.5207
LO3Slow | NR | Fixtures | Residential | Lighting | 0.00011143 | 0.00010541 | 0.88796 | -37.3815 | Single Family | WA-Ceiling and Wall Flush Mount _0 to 249 lumens | 5.6759e-06 | 1.4565e-05 | 3.2295e-05 | 6.3236e-05 | 0.00011123 | 0.00017821 | 0.00026319 | 0.00036197 | 0.00046794 | 0.00057342 | 0.00067133 | 0.00075642 | 0.00082587 | 0.00087922 | 0.00091783 | 0.0009441 | 0.00096082 | 0.00097061 | 0.00097568 | 0.0009787 | 0.019653 | 0.029163 | 0.025348 | 0.024434 | 0.019009 | 0.01861 | 0.017647 | 0.015175 | 0.017957 | 0.022636 | 0.027023 | 0.027263 | 0.028318 | 0 | 0.058699 | 0.04584 | 0.049737 | 0.0431 | 0.04499 | 0.048748 | 0.047327 | 0.048596 | 0.049187 | 0.058676 | 0.059099 | 0.061374 | 3.6094
LO3Slow | NR | Fixtures | Residential | Lighting | 0.00021828 | 0.0002065 | 1.7395 | -37.3815 | Single Family | WA-Ceiling and Wall Flush Mount _250 to 499 lumens | 6.9303e-05 | 0.00017784 | 0.00039432 | 0.00077212 | 0.0013581 | 0.002176 | 0.0032135 | 0.0044197 | 0.0057136 | 0.0070015 | 0.008197 | 0.009236 | 0.010084 | 0.010735 | 0.011207 | 0.011528 | 0.011732 | 0.011851 | 0.011913 | 0.01195 | 0.23996 | 0.057129 | 0.049656 | 0.047866 | 0.037239 | 0.036457 | 0.03457 | 0.029728 | 0.035178 | 0.044344 | 0.052938 | 0.053408 | 0.055475 | 0 | 0.11499 | 0.089801 | 0.097435 | 0.084432 | 0.088135 | 0.095497 | 0.092713 | 0.095198 | 0.096357 | 0.11495 | 0.11577 | 0.12023 | 3.6094
LO3Slow | NR | Fixtures | Residential | Lighting | 0.00041883 | 0.00039623 | 3.3377 | -37.3815 | Single Family | WA-Ceiling and Wall Flush Mount _500 to 999 lumens | 0.00064773 | 0.0016621 | 0.0036854 | 0.0072164 | 0.012693 | 0.020337 | 0.030035 | 0.041308 | 0.0534 | 0.065438 | 0.076611 | 0.086322 | 0.094247 | 0.10034 | 0.10474 | 0.10774 | 0.10965 | 0.11076 | 0.11134 | 0.11169 | 2.2427 | 0.10962 | 0.095277 | 0.091844 | 0.071452 | 0.069952 | 0.066332 | 0.05704 | 0.067498 | 0.085085 | 0.10158 | 0.10248 | 0.10644 | 0 | 0.22064 | 0.17231 | 0.18695 | 0.162 | 0.16911 | 0.18324 | 0.17789 | 0.18266 | 0.18489 | 0.22055 | 0.22214 | 0.23069 | 3.6094
LO3Slow | NR | Fixtures | Residential | Lighting | 0.00076781 | 0.00072638 | 6.1187 | -37.3815 | Single Family | WA-Ceiling and Wall Flush Mount _1000 to 1999 lumens | 0.00080014 | 0.0020532 | 0.0045527 | 0.0089145 | 0.01568 | 0.025123 | 0.037102 | 0.051028 | 0.065966 | 0.080836 | 0.094639 | 0.10663 | 0.11642 | 0.12395 | 0.12939 | 0.13309 | 0.13545 | 0.13683 | 0.13754 | 0.13797 | 2.7705 | 0.20095 | 0.17466 | 0.16837 | 0.13099 | 0.12824 | 0.1216 | 0.10457 | 0.12374 | 0.15598 | 0.18621 | 0.18786 | 0.19513 | 0 | 0.40449 | 0.31588 | 0.34273 | 0.29699 | 0.31002 | 0.33591 | 0.32612 | 0.33486 | 0.33894 | 0.40433 | 0.40724 | 0.42291 | 3.6094
LO3Slow | NR | Fixtures | Residential | Lighting | 0.0014881 | 0.0014078 | 11.8588 | -37.3815 | Single Family | WA-Ceiling and Wall Flush Mount _2000 to 3999 lumens | 0.00063282 | 0.0016239 | 0.0036006 | 0.0070503 | 0.012401 | 0.019869 | 0.029343 | 0.040357 | 0.052171 | 0.063931 | 0.074848 | 0.084335 | 0.092078 | 0.098026 | 0.10233 | 0.10526 | 0.10712 | 0.10822 | 0.10878 | 0.10912 | 2.1911 | 0.38947 | 0.33852 | 0.32632 | 0.25387 | 0.24854 | 0.23568 | 0.20267 | 0.23982 | 0.30231 | 0.3609 | 0.3641 | 0.37819 | 0 | 0.78394 | 0.61221 | 0.66425 | 0.5756 | 0.60085 | 0.65104 | 0.63206 | 0.64901 | 0.6569 | 0.78363 | 0.78928 | 0.81966 | 3.6094
LO3Slow | NR | Fixtures | Residential | Lighting | 0.0027182 | 0.0025715 | 21.6616 | -37.3815 | Single Family | WA-Ceiling and Wall Flush Mount _4000 to 7999 lumens | 0.00017011 | 0.00043653 | 0.00096792 | 0.0018953 | 0.0033337 | 0.0053413 | 0.0078881 | 0.010849 | 0.014025 | 0.017186 | 0.020121 | 0.022671 | 0.024752 | 0.026352 | 0.027509 | 0.028296 | 0.028797 | 0.029091 | 0.029242 | 0.029333 | 0.58902 | 0.71142 | 0.61835 | 0.59607 | 0.46373 | 0.45399 | 0.4305 | 0.37019 | 0.43806 | 0.55221 | 0.65923 | 0.66507 | 0.69081 | 0 | 1.432 | 1.1183 | 1.2133 | 1.0514 | 1.0975 | 1.1892 | 1.1545 | 1.1855 | 1.1999 | 1.4314 | 1.4417 | 1.4972 | 3.6094
LO3Slow | NR | Fixtures | Residential | Lighting | 7.9543e-05 | 7.5085e-05 | 0.63206 | -112.4296 | Single Family | WA-Downlight Fixture_0 to 249 lumens | 2.0772e-07 | 5.3304e-07 | 1.1819e-06 | 2.3143e-06 | 4.0707e-06 | 6.5222e-06 | 9.632e-06 | 1.3247e-05 | 1.7125e-05 | 2.0986e-05 | 2.4569e-05 | 2.7683e-05 | 3.0225e-05 | 3.2177e-05 | 3.359e-05 | 3.4552e-05 | 3.5164e-05 | 3.5522e-05 | 3.5708e-05 | 3.5818e-05 | 0.00071924 | 0.020759 | 0.018014 | 0.017347 | 0.013498 | 0.013157 | 0.012458 | 0.010709 | 0.012671 | 0.015987 | 0.019124 | 0.019347 | 0.020194 | 0 | 0.042248 | 0.032961 | 0.035623 | 0.030846 | 0.031927 | 0.034444 | 0.033403 | 0.034296 | 0.034802 | 0.041722 | 0.042245 | 0.04428 | 9.5904
LO3Slow | NR | Fixtures | Residential | Lighting | 0.00015582 | 0.00014709 | 1.2382 | -112.4296 | Single Family | WA-Downlight Fixture_250 to 499 lumens | 3.4312e-05 | 8.8046e-05 | 0.00019523 | 0.00038227 | 0.00067239 | 0.0010773 | 0.001591 | 0.0021882 | 0.0028287 | 0.0034664 | 0.0040583 | 0.0045726 | 0.0049925 | 0.005315 | 0.0055484 | 0.0057072 | 0.0058083 | 0.0058675 | 0.0058981 | 0.0059164 | 0.1188 | 0.040667 | 0.035289 | 0.033983 | 0.026443 | 0.025774 | 0.024404 | 0.020978 | 0.024823 | 0.031318 | 0.037464 | 0.037901 | 0.039561 | 0 | 0.082764 | 0.06457 | 0.069785 | 0.060427 | 0.062544 | 0.067475 | 0.065437 | 0.067185 | 0.068177 | 0.081733 | 0.082758 | 0.086744 | 9.5904
LO3Slow | NR | Fixtures | Residential | Lighting | 0.00029899 | 0.00028223 | 2.3758 | -112.4296 | Single Family | WA-Downlight Fixture_500 to 999 lumens | 0.001205 | 0.0030921 | 0.0068562 | 0.013425 | 0.023614 | 0.037834 | 0.055875 | 0.076847 | 0.099343 | 0.12174 | 0.14252 | 0.16059 | 0.17533 | 0.18666 | 0.19485 | 0.20043 | 0.20398 | 0.20606 | 0.20714 | 0.20778 | 4.1722 | 0.07803 | 0.067711 | 0.065205 | 0.050738 | 0.049455 | 0.046826 | 0.040252 | 0.047629 | 0.060092 | 0.071884 | 0.072722 | 0.075907 | 0 | 0.1588 | 0.12389 | 0.1339 | 0.11594 | 0.12001 | 0.12947 | 0.12556 | 0.12891 | 0.13082 | 0.15683 | 0.15879 | 0.16644 | 9.5904
LO3Slow | NR | Fixtures | Residential | Lighting | 0.00054811 | 0.0005174 | 4.3554 | -112.4296 | Single Family | WA-Downlight Fixture_1000 to 1999 lumens | 0.00036785 | 0.00094394 | 0.002093 | 0.0040983 | 0.0072087 | 0.01155 | 0.017057 | 0.023459 | 0.030327 | 0.037163 | 0.043509 | 0.049023 | 0.053524 | 0.056982 | 0.059484 | 0.061187 | 0.06227 | 0.062905 | 0.063234 | 0.063429 | 1.2737 | 0.14305 | 0.12413 | 0.11954 | 0.093015 | 0.090662 | 0.085843 | 0.073792 | 0.087314 | 0.11016 | 0.13178 | 0.13332 | 0.13916 | 0 | 0.29112 | 0.22713 | 0.24547 | 0.21255 | 0.22 | 0.23734 | 0.23018 | 0.23632 | 0.23982 | 0.2875 | 0.2911 | 0.30513 | 9.5904
LO3Slow | NR | Fixtures | Residential | Lighting | 0.0010623 | 0.0010028 | 8.4413 | -112.4296 | Single Family | WA-Downlight Fixture_2000 to 3999 lumens | 0.00010948 | 0.00028093 | 0.00062292 | 0.0012197 | 0.0021454 | 0.0034375 | 0.0050765 | 0.006982 | 0.0090259 | 0.01106 | 0.012949 | 0.01459 | 0.01593 | 0.016959 | 0.017704 | 0.01821 | 0.018533 | 0.018722 | 0.01882 | 0.018878 | 0.37907 | 0.27724 | 0.24058 | 0.23168 | 0.18027 | 0.17571 | 0.16637 | 0.14302 | 0.16923 | 0.21351 | 0.25541 | 0.25838 | 0.2697 | 0 | 0.56423 | 0.4402 | 0.47576 | 0.41196 | 0.42639 | 0.46 | 0.44611 | 0.45803 | 0.46479 | 0.5572 | 0.56419 | 0.59137 | 9.5904
LO3Slow | NR | Fixtures | Residential | Lighting | 0.0019404 | 0.0018317 | 15.4191 | -112.4296 | Single Family | WA-Downlight Fixture_4000 to 7999 lumens | 3.448e-05 | 8.8478e-05 | 0.00019619 | 0.00038415 | 0.00067569 | 0.0010826 | 0.0015988 | 0.0021989 | 0.0028426 | 0.0034834 | 0.0040782 | 0.0045951 | 0.005017 | 0.0053411 | 0.0055757 | 0.0057353 | 0.0058368 | 0.0058963 | 0.0059271 | 0.0059454 | 0.11939 | 0.50641 | 0.43945 | 0.42318 | 0.32929 | 0.32096 | 0.3039 | 0.26124 | 0.30911 | 0.39 | 0.46653 | 0.47197 | 0.49264 | 0 | 1.0306 | 0.80407 | 0.86902 | 0.75248 | 0.77885 | 0.84025 | 0.81487 | 0.83664 | 0.849 | 1.0178 | 1.0306 | 1.0802 | 9.5904
LO3Slow | NR | Fixtures | Residential | Lighting | 0.00014232 | 0.00016147 | 0.7969 | -73.9245 | Single Family | WA-Exterior Porch_0 to 249 lumens | 3.2227e-09 | 8.2697e-09 | 1.8337e-08 | 3.5905e-08 | 6.3154e-08 | 1.0119e-07 | 1.4944e-07 | 2.0553e-07 | 2.6569e-07 | 3.2558e-07 | 3.8117e-07 | 4.2949e-07 | 4.6892e-07 | 4.9921e-07 | 5.2113e-07 | 5.3605e-07 | 5.4554e-07 | 5.511e-07 | 5.5398e-07 | 5.557e-07 | 1.1159e-05 | 0.033708 | 0.029627 | 0.023476 | 0.014018 | 0.013139 | 0.012786 | 0.0093382 | 0.011198 | 0.016702 | 0.027366 | 0.031745 | 0.034314 | 0 | 0.065856 | 0.048778 | 0.042894 | 0.035709 | 0.033338 | 0.032041 | 0.033508 | 0.035278 | 0.041287 | 0.047654 | 0.058505 | 0.064635 | 12.2733
LO3Slow | NR | Fixtures | Residential | Lighting | 0.0002788 | 0.00031631 | 1.5611 | -73.9245 | Single Family | WA-Exterior Porch_250 to 499 lumens | 1.0214e-06 | 2.6211e-06 | 5.8118e-06 | 1.138e-05 | 2.0017e-05 | 3.2071e-05 | 4.7364e-05 | 6.5141e-05 | 8.4211e-05 | 0.00010319 | 0.00012081 | 0.00013613 | 0.00014863 | 0.00015823 | 0.00016517 | 0.0001699 | 0.00017291 | 0.00017467 | 0.00017559 | 0.00017613 | 0.0035367 | 0.066034 | 0.058039 | 0.045989 | 0.027461 | 0.025739 | 0.025047 | 0.018293 | 0.021936 | 0.032719 | 0.05361 | 0.062189 | 0.067221 | 0 | 0.12901 | 0.095555 | 0.084029 | 0.069954 | 0.06531 | 0.062767 | 0.065642 | 0.069108 | 0.080881 | 0.093353 | 0.11461 | 0.12662 | 12.2733
LO3Slow | NR | Fixtures | Residential | Lighting | 0.00053494 | 0.00060693 | 2.9954 | -73.9245 | Single Family | WA-Exterior Porch_500 to 999 lumens | 5.1066e-05 | 0.00013104 | 0.00029055 | 0.00056893 | 0.0010007 | 0.0016034 | 0.0023679 | 0.0032566 | 0.00421 | 0.005159 | 0.0060399 | 0.0068054 | 0.0074303 | 0.0079103 | 0.0082576 | 0.008494 | 0.0086444 | 0.0087325 | 0.0087781 | 0.0088053 | 0.17681 | 0.1267 | 0.11136 | 0.088242 | 0.052691 | 0.049387 | 0.04806 | 0.0351 | 0.04209 | 0.062779 | 0.10286 | 0.11933 | 0.12898 | 0 | 0.24754 | 0.18335 | 0.16123 | 0.13423 | 0.12531 | 0.12043 | 0.12595 | 0.1326 | 0.15519 | 0.17912 | 0.21991 | 0.24295 | 12.2733
LO3Slow | NR | Fixtures | Residential | Lighting | 0.00098067 | 0.0011126 | 5.4913 | -73.9245 | Single Family | WA-Exterior Porch_1000 to 1999 lumens | 0.00010001 | 0.00025664 | 0.00056904 | 0.0011142 | 0.0019599 | 0.0031402 | 0.0046375 | 0.0063781 | 0.0082452 | 0.010104 | 0.011829 | 0.013328 | 0.014552 | 0.015492 | 0.016172 | 0.016635 | 0.01693 | 0.017103 | 0.017192 | 0.017245 | 0.34629 | 0.23228 | 0.20415 | 0.16177 | 0.096594 | 0.090538 | 0.088105 | 0.064347 | 0.07716 | 0.11509 | 0.18857 | 0.21875 | 0.23645 | 0 | 0.4538 | 0.33612 | 0.29557 | 0.24607 | 0.22973 | 0.22079 | 0.2309 | 0.24309 | 0.2845 | 0.32837 | 0.40315 | 0.44539 | 12.2733
LO3Slow | NR | Fixtures | Residential | Lighting | 0.0019007 | 0.0021564 | 10.6428 | -73.9245 | Single Family | WA-Exterior Porch_2000 to 3999 lumens | 9.4622e-05 | 0.00024281 | 0.00053838 | 0.0010542 | 0.0018543 | 0.0029709 | 0.0043875 | 0.0060344 | 0.0078009 | 0.0095593 | 0.011192 | 0.01261 | 0.013768 | 0.014657 | 0.015301 | 0.015739 | 0.016018 | 0.016181 | 0.016265 | 0.016316 | 0.32762 | 0.45018 | 0.39568 | 0.31353 | 0.18721 | 0.17547 | 0.17076 | 0.12471 | 0.14955 | 0.22306 | 0.36548 | 0.42397 | 0.45827 | 0 | 0.87952 | 0.65144 | 0.57286 | 0.47691 | 0.44524 | 0.42791 | 0.44751 | 0.47114 | 0.5514 | 0.63642 | 0.78135 | 0.86322 | 12.2733
LO3Slow | NR | Fixtures | Residential | Lighting | 0.0034718 | 0.003939 | 19.4403 | -73.9245 | Single Family | WA-Exterior Porch_4000 to 7999 lumens | 4.1462e-06 | 1.0639e-05 | 2.3591e-05 | 4.6193e-05 | 8.1251e-05 | 0.00013018 | 0.00019226 | 0.00026442 | 0.00034182 | 0.00041887 | 0.0004904 | 0.00055256 | 0.00060329 | 0.00064226 | 0.00067046 | 0.00068965 | 0.00070187 | 0.00070902 | 0.00071272 | 0.00071493 | 0.014356 | 0.82231 | 0.72275 | 0.57269 | 0.34196 | 0.32052 | 0.31191 | 0.2278 | 0.27316 | 0.40744 | 0.66759 | 0.77442 | 0.83709 | 0 | 1.6066 | 1.1899 | 1.0464 | 0.87113 | 0.81329 | 0.78163 | 0.81742 | 0.86059 | 1.0072 | 1.1625 | 1.4272 | 1.5768 | 12.2733
LO3Slow | NR | Fixtures | Residential | Lighting | 0.00011634 | 0.00013606 | 0.64697 | -109.2876 | Single Family | WA-Chandelier/Pendant_0 to 249 lumens | 1.989e-06 | 5.1038e-06 | 1.1317e-05 | 2.2159e-05 | 3.8977e-05 | 6.2449e-05 | 9.2227e-05 | 0.00012684 | 0.00016398 | 0.00020094 | 0.00023525 | 0.00026507 | 0.0002894 | 0.0003081 | 0.00032163 | 0.00033083 | 0.00033669 | 0.00034012 | 0.0003419 | 0.00034296 | 0.0068867 | 0.027987 | 0.024969 | 0.019729 | 0.011516 | 0.011442 | 0.011362 | 0.0083335 | 0.010003 | 0.014757 | 0.023802 | 0.027082 | 0.028157 | 0 | 0.049031 | 0.036299 | 0.03207 | 0.026756 | 0.027645 | 0.028087 | 0.029848 | 0.031464 | 0.035779 | 0.038806 | 0.045838 | 0.046208 | 5.6742
LO3Slow | NR | Fixtures | Residential | Lighting | 0.00022792 | 0.00026653 | 1.2674 | -109.2876 | Single Family | WA-Chandelier/Pendant_250 to 499 lumens | 1.6077e-05 | 4.1256e-05 | 9.1477e-05 | 0.00017912 | 0.00031506 | 0.0005048 | 0.0007455 | 0.0010253 | 0.0013255 | 0.0016242 | 0.0019016 | 0.0021426 | 0.0023393 | 0.0024905 | 0.0025998 | 0.0026742 | 0.0027216 | 0.0027493 | 0.0027637 | 0.0027722 | 0.055667 | 0.054826 | 0.048914 | 0.038649 | 0.022559 | 0.022414 | 0.022258 | 0.016325 | 0.019596 | 0.028909 | 0.046628 | 0.053053 | 0.05516 | 0 | 0.096051 | 0.071109 | 0.062825 | 0.052415 | 0.054155 | 0.055022 | 0.058472 | 0.061638 | 0.07009 | 0.07602 | 0.089796 | 0.09052 | 5.6742
LO3Slow | NR | Fixtures | Residential | Lighting | 0.00043732 | 0.00051142 | 2.4318 | -109.2876 | Single Family | WA-Chandelier/Pendant_500 to 999 lumens | 0.00011819 | 0.00030329 | 0.00067249 | 0.0013168 | 0.0023162 | 0.003711 | 0.0054805 | 0.0075376 | 0.0097441 | 0.011941 | 0.013979 | 0.015751 | 0.017198 | 0.018309 | 0.019112 | 0.01966 | 0.020008 | 0.020212 | 0.020317 | 0.02038 | 0.40924 | 0.1052 | 0.093854 | 0.074158 | 0.043286 | 0.043007 | 0.042708 | 0.031324 | 0.0376 | 0.055468 | 0.089468 | 0.1018 | 0.10584 | 0 | 0.1843 | 0.13644 | 0.12055 | 0.10057 | 0.10391 | 0.10557 | 0.11219 | 0.11827 | 0.13449 | 0.14586 | 0.1723 | 0.17369 | 5.6742
LO3Slow | NR | Fixtures | Residential | Lighting | 0.0008017 | 0.00093754 | 4.4581 | -109.2876 | Single Family | WA-Chandelier/Pendant_1000 to 1999 lumens | 0.00020023 | 0.00051379 | 0.0011392 | 0.0022307 | 0.0039237 | 0.0062867 | 0.0092843 | 0.012769 | 0.016507 | 0.020228 | 0.023682 | 0.026684 | 0.029134 | 0.031016 | 0.032378 | 0.033304 | 0.033894 | 0.03424 | 0.034418 | 0.034525 | 0.69327 | 0.19285 | 0.17206 | 0.13595 | 0.079354 | 0.078841 | 0.078294 | 0.057425 | 0.06893 | 0.10169 | 0.16402 | 0.18662 | 0.19403 | 0 | 0.33786 | 0.25013 | 0.22099 | 0.18437 | 0.19049 | 0.19354 | 0.20567 | 0.21681 | 0.24654 | 0.2674 | 0.31586 | 0.31841 | 5.6742
LO3Slow | NR | Fixtures | Residential | Lighting | 0.0015538 | 0.0018171 | 8.6404 | -109.2876 | Single Family | WA-Chandelier/Pendant_2000 to 3999 lumens | 0.00028869 | 0.0007408 | 0.0016426 | 0.0032164 | 0.0056573 | 0.0090643 | 0.013386 | 0.018411 | 0.0238 | 0.029165 | 0.034146 | 0.038473 | 0.042006 | 0.04472 | 0.046683 | 0.048019 | 0.04887 | 0.049368 | 0.049626 | 0.049779 | 0.99958 | 0.37377 | 0.33347 | 0.26348 | 0.1538 | 0.1528 | 0.15174 | 0.1113 | 0.13359 | 0.19708 | 0.31788 | 0.36169 | 0.37605 | 0 | 0.65482 | 0.48478 | 0.4283 | 0.35733 | 0.3692 | 0.3751 | 0.39862 | 0.42021 | 0.47783 | 0.51826 | 0.61217 | 0.61711 | 5.6742
LO3Slow | NR | Fixtures | Residential | Lighting | 0.0028382 | 0.0033191 | 15.7827 | -109.2876 | Single Family | WA-Chandelier/Pendant_4000 to 7999 lumens | 0.00017343 | 0.00044503 | 0.00098677 | 0.0019322 | 0.0033986 | 0.0054453 | 0.0080417 | 0.01106 | 0.014298 | 0.017521 | 0.020512 | 0.023112 | 0.025234 | 0.026865 | 0.028044 | 0.028847 | 0.029358 | 0.029657 | 0.029812 | 0.029904 | 0.60049 | 0.68273 | 0.60911 | 0.48129 | 0.28093 | 0.27911 | 0.27718 | 0.2033 | 0.24403 | 0.35999 | 0.58065 | 0.66066 | 0.68689 | 0 | 1.1961 | 0.88551 | 0.78234 | 0.65271 | 0.67439 | 0.68517 | 0.72813 | 0.76757 | 0.87281 | 0.94666 | 1.1182 | 1.1272 | 5.6742
LO3Slow | NR | Fixtures | Residential | Lighting | 2.898e-05 | 2.7142e-05 | 0.22794 | 11.6324 | Single Family | WA-Linear Flush Mount_0 to 249 lumens | 4.5964e-07 | 1.1795e-06 | 2.6153e-06 | 5.1209e-06 | 9.0074e-06 | 1.4432e-05 | 2.1313e-05 | 2.9313e-05 | 3.7894e-05 | 4.6436e-05 | 5.4365e-05 | 6.1256e-05 | 6.688e-05 | 7.1201e-05 | 7.4327e-05 | 7.6454e-05 | 7.7808e-05 | 7.8601e-05 | 7.9012e-05 | 7.9256e-05 | 0.0015915 | 0.007487 | 0.006459 | 0.0061971 | 0.0048257 | 0.0046285 | 0.0043584 | 0.0037415 | 0.0044261 | 0.0056027 | 0.0067528 | 0.0069007 | 0.0073306 | 0 | 0.015836 | 0.012314 | 0.01313 | 0.01134 | 0.011387 | 0.01209 | 0.011678 | 0.011986 | 0.01228 | 0.014988 | 0.015464 | 0.016735 | 1.5691
LO3Slow | NR | Fixtures | Residential | Lighting | 5.6772e-05 | 5.3172e-05 | 0.44653 | 11.6324 | Single Family | WA-Linear Flush Mount_250 to 499 lumens | 1.3115e-05 | 3.3654e-05 | 7.4622e-05 | 0.00014612 | 0.00025701 | 0.00041179 | 0.00060813 | 0.00083639 | 0.0010812 | 0.001325 | 0.0015512 | 0.0017478 | 0.0019083 | 0.0020316 | 0.0021208 | 0.0021815 | 0.0022201 | 0.0022427 | 0.0022544 | 0.0022614 | 0.04541 | 0.014667 | 0.012653 | 0.01214 | 0.0094535 | 0.0090671 | 0.008538 | 0.0073295 | 0.0086706 | 0.010976 | 0.013229 | 0.013518 | 0.01436 | 0 | 0.031023 | 0.024123 | 0.025721 | 0.022214 | 0.022307 | 0.023685 | 0.022877 | 0.02348 | 0.024055 | 0.029361 | 0.030294 | 0.032784 | 1.5691
LO3Slow | NR | Fixtures | Residential | Lighting | 0.00010893 | 0.00010202 | 0.85678 | 11.6324 | Single Family | WA-Linear Flush Mount_500 to 999 lumens | 0.00025623 | 0.00065751 | 0.0014579 | 0.0028547 | 0.0050212 | 0.0080452 | 0.011881 | 0.016341 | 0.021124 | 0.025886 | 0.030306 | 0.034148 | 0.037283 | 0.039691 | 0.041434 | 0.04262 | 0.043375 | 0.043817 | 0.044046 | 0.044182 | 0.88719 | 0.028142 | 0.024278 | 0.023294 | 0.018139 | 0.017398 | 0.016382 | 0.014064 | 0.016637 | 0.021059 | 0.025382 | 0.025938 | 0.027554 | 0 | 0.059525 | 0.046286 | 0.049352 | 0.042623 | 0.042802 | 0.045445 | 0.043896 | 0.045053 | 0.046157 | 0.056337 | 0.058127 | 0.062904 | 1.5691
LO3Slow | NR | Fixtures | Residential | Lighting | 0.0001997 | 0.00018703 | 1.5707 | 11.6324 | Single Family | WA-Linear Flush Mount_1000 to 1999 lumens | 0.00041942 | 0.0010763 | 0.0023864 | 0.0046728 | 0.0082192 | 0.013169 | 0.019448 | 0.026748 | 0.034578 | 0.042372 | 0.049608 | 0.055895 | 0.061027 | 0.06497 | 0.067823 | 0.069764 | 0.070999 | 0.071723 | 0.072098 | 0.072321 | 1.4522 | 0.051591 | 0.044508 | 0.042703 | 0.033253 | 0.031894 | 0.030033 | 0.025782 | 0.030499 | 0.038607 | 0.046532 | 0.047551 | 0.050513 | 0 | 0.10912 | 0.084852 | 0.090474 | 0.078139 | 0.078467 | 0.083312 | 0.080471 | 0.082593 | 0.084616 | 0.10328 | 0.10656 | 0.11532 | 1.5691
LO3Slow | NR | Fixtures | Residential | Lighting | 0.00038704 | 0.00036249 | 3.0442 | 11.6324 | Single Family | WA-Linear Flush Mount_2000 to 3999 lumens | 0.00015539 | 0.00039875 | 0.00088415 | 0.0017313 | 0.0030452 | 0.004879 | 0.0072054 | 0.0099099 | 0.012811 | 0.015699 | 0.018379 | 0.020709 | 0.02261 | 0.024071 | 0.025128 | 0.025847 | 0.026305 | 0.026573 | 0.026712 | 0.026794 | 0.53804 | 0.09999 | 0.086262 | 0.082764 | 0.064448 | 0.061814 | 0.058207 | 0.049968 | 0.059111 | 0.074825 | 0.090185 | 0.09216 | 0.097901 | 0 | 0.2115 | 0.16445 | 0.17535 | 0.15144 | 0.15208 | 0.16147 | 0.15596 | 0.16008 | 0.164 | 0.20017 | 0.20653 | 0.2235 | 1.5691
LO3Slow | NR | Fixtures | Residential | Lighting | 0.00070697 | 0.00066213 | 5.5605 | 11.6324 | Single Family | WA-Linear Flush Mount_4000 to 7999 lumens | 1.7948e-05 | 4.6055e-05 | 0.00010212 | 0.00019996 | 0.00035172 | 0.00056353 | 0.00083223 | 0.0011446 | 0.0014797 | 0.0018132 | 0.0021228 | 0.0023919 | 0.0026115 | 0.0027802 | 0.0029023 | 0.0029854 | 0.0030382 | 0.0030692 | 0.0030852 | 0.0030948 | 0.062144 | 0.18264 | 0.15757 | 0.15118 | 0.11772 | 0.11291 | 0.10632 | 0.091273 | 0.10797 | 0.13668 | 0.16473 | 0.16834 | 0.17883 | 0 | 0.38632 | 0.3004 | 0.3203 | 0.27663 | 0.27779 | 0.29494 | 0.28488 | 0.2924 | 0.29956 | 0.36563 | 0.37725 | 0.40825 | 1.5691
LO3Slow | NR | Fixtures | Residential | Lighting | 2.1873e-05 | 2.0242e-05 | 0.16937 | 20.5429 | Single Family | WA-Linear Shop_0 to 249 lumens | 1.0827e-07 | 2.7783e-07 | 6.1604e-07 | 1.2063e-06 | 2.1217e-06 | 3.3995e-06 | 5.0205e-06 | 6.9048e-06 | 8.9262e-06 | 1.0938e-05 | 1.2806e-05 | 1.4429e-05 | 1.5754e-05 | 1.6772e-05 | 1.7508e-05 | 1.8009e-05 | 1.8328e-05 | 1.8515e-05 | 1.8612e-05 | 1.8669e-05 | 0.00037488 | 0.005564 | 0.0047565 | 0.0045372 | 0.0035372 | 0.0033056 | 0.0030843 | 0.0026418 | 0.0031239 | 0.0039762 | 0.0048523 | 0.0050398 | 0.005502 | 0 | 0.012457 | 0.0096407 | 0.010081 | 0.0086736 | 0.0083159 | 0.0086034 | 0.0082545 | 0.0084675 | 0.0088128 | 0.01107 | 0.011754 | 0.013315 | 1.2346
LO3Slow | NR | Fixtures | Residential | Lighting | 4.2848e-05 | 3.9655e-05 | 0.33179 | 20.5429 | Single Family | WA-Linear Shop_250 to 499 lumens | 0 | 0 | 0 | 0 | 0 | 0 | 0 | 0 | 0 | 0 | 0 | 0 | 0 | 0 | 0 | 0 | 0 | 0 | 0 | 0 | 0 | 0.0109 | 0.0093179 | 0.0088884 | 0.0069294 | 0.0064756 | 0.0060422 | 0.0051753 | 0.0061197 | 0.0077893 | 0.0095056 | 0.0098729 | 0.010778 | 0 | 0.024402 | 0.018886 | 0.019749 | 0.016991 | 0.016291 | 0.016854 | 0.01617 | 0.016588 | 0.017264 | 0.021686 | 0.023026 | 0.026085 | 1.2346
LO3Slow | NR | Fixtures | Residential | Lighting | 8.2216e-05 | 7.6087e-05 | 0.63662 | 20.5429 | Single Family | WA-Linear Shop_500 to 999 lumens | 1.7026e-07 | 4.3689e-07 | 9.6873e-07 | 1.8969e-06 | 3.3364e-06 | 5.3457e-06 | 7.8947e-06 | 1.0858e-05 | 1.4036e-05 | 1.72e-05 | 2.0137e-05 | 2.269e-05 | 2.4773e-05 | 2.6374e-05 | 2.7532e-05 | 2.832e-05 | 2.8821e-05 | 2.9115e-05 | 2.9267e-05 | 2.9357e-05 | 0.00058951 | 0.020914 | 0.017879 | 0.017055 | 0.013296 | 0.012425 | 0.011593 | 0.0099302 | 0.011742 | 0.014946 | 0.018239 | 0.018944 | 0.020681 | 0 | 0.046822 | 0.036238 | 0.037894 | 0.032602 | 0.031258 | 0.032339 | 0.031027 | 0.031828 | 0.033126 | 0.04161 | 0.044182 | 0.05005 | 1.2346
LO3Slow | NR | Fixtures | Residential | Lighting | 0.00015072 | 0.00013949 | 1.1671 | 20.5429 | Single Family | WA-Linear Shop_1000 to 1999 lumens | 9.5485e-08 | 2.4502e-07 | 5.4329e-07 | 1.0638e-06 | 1.8712e-06 | 2.998e-06 | 4.4276e-06 | 6.0894e-06 | 7.872e-06 | 9.6465e-06 | 1.1294e-05 | 1.2725e-05 | 1.3893e-05 | 1.4791e-05 | 1.544e-05 | 1.5882e-05 | 1.6164e-05 | 1.6328e-05 | 1.6414e-05 | 1.6465e-05 | 0.00033061 | 0.03834 | 0.032776 | 0.031265 | 0.024374 | 0.022778 | 0.021254 | 0.018204 | 0.021526 | 0.027399 | 0.033436 | 0.034728 | 0.037913 | 0 | 0.085836 | 0.066432 | 0.069468 | 0.059768 | 0.057303 | 0.059284 | 0.05688 | 0.058347 | 0.060727 | 0.076281 | 0.080996 | 0.091754 | 1.2346
LO3Slow | NR | Fixtures | Residential | Lighting | 0.00029211 | 0.00027034 | 2.2619 | 20.5429 | Single Family | WA-Linear Shop_2000 to 3999 lumens | 0 | 0 | 0 | 0 | 0 | 0 | 0 | 0 | 0 | 0 | 0 | 0 | 0 | 0 | 0 | 0 | 0 | 0 | 0 | 0 | 0 | 0.074308 | 0.063524 | 0.060596 | 0.04724 | 0.044147 | 0.041192 | 0.035282 | 0.04172 | 0.053103 | 0.064803 | 0.067307 | 0.07348 | 0 | 0.16636 | 0.12875 | 0.13464 | 0.11584 | 0.11106 | 0.1149 | 0.11024 | 0.11308 | 0.1177 | 0.14784 | 0.15698 | 0.17783 | 1.2346
LO3Slow | NR | Fixtures | Residential | Lighting | 0.00053358 | 0.00049381 | 4.1317 | 20.5429 | Single Family | WA-Linear Shop_4000 to 7999 lumens | 1.3803e-06 | 3.542e-06 | 7.8537e-06 | 1.5378e-05 | 2.7049e-05 | 4.3339e-05 | 6.4004e-05 | 8.8028e-05 | 0.0001138 | 0.00013945 | 0.00016326 | 0.00018395 | 0.00020084 | 0.00021382 | 0.00022321 | 0.00022959 | 0.00023366 | 0.00023604 | 0.00023727 | 0.00023801 | 0.0047793 | 0.13573 | 0.11603 | 0.11068 | 0.08629 | 0.080639 | 0.075242 | 0.064447 | 0.076207 | 0.096999 | 0.11837 | 0.12294 | 0.13422 | 0 | 0.30388 | 0.23518 | 0.24593 | 0.21159 | 0.20287 | 0.20988 | 0.20137 | 0.20656 | 0.21499 | 0.27005 | 0.28674 | 0.32483 | 1.2346
LO3Slow | NR | Fixtures | Residential | Lighting | 0.00021426 | 0.00020326 | 1.7136 | -52.1552 | Single Family | WA-Track_0 to 249 lumens | 5.155e-08 | 1.3228e-07 | 2.9331e-07 | 5.7433e-07 | 1.0102e-06 | 1.6186e-06 | 2.3903e-06 | 3.2875e-06 | 4.2499e-06 | 5.2079e-06 | 6.0972e-06 | 6.87e-06 | 7.5008e-06 | 7.9854e-06 | 8.336e-06 | 8.5746e-06 | 8.7264e-06 | 8.8154e-06 | 8.8614e-06 | 8.8888e-06 | 0.00017849 | 0.056276 | 0.049013 | 0.047306 | 0.036794 | 0.036217 | 0.034405 | 0.029598 | 0.035027 | 0.044107 | 0.052524 | 0.052811 | 0.054523 | 0 | 0.11172 | 0.08735 | 0.095246 | 0.082612 | 0.087151 | 0.094937 | 0.09229 | 0.094775 | 0.095627 | 0.11339 | 0.11345 | 0.11644 | 5.0418
LO3Slow | NR | Fixtures | Residential | Lighting | 0.00041973 | 0.00039818 | 3.3569 | -52.1552 | Single Family | WA-Track_250 to 499 lumens | 4.702e-06 | 1.2066e-05 | 2.6753e-05 | 5.2386e-05 | 9.2143e-05 | 0.00014763 | 0.00021803 | 0.00029986 | 0.00038765 | 0.00047503 | 0.00055614 | 0.00062663 | 0.00068416 | 0.00072836 | 0.00076034 | 0.00078211 | 0.00079596 | 0.00080407 | 0.00080827 | 0.00081077 | 0.016281 | 0.11024 | 0.096016 | 0.092672 | 0.072079 | 0.070948 | 0.067399 | 0.057983 | 0.068618 | 0.086405 | 0.10289 | 0.10346 | 0.10681 | 0 | 0.21885 | 0.17112 | 0.18659 | 0.16184 | 0.17073 | 0.18598 | 0.1808 | 0.18566 | 0.18733 | 0.22212 | 0.22225 | 0.22811 | 5.0418
LO3Slow | NR | Fixtures | Residential | Lighting | 0.00080537 | 0.00076401 | 6.4411 | -52.1552 | Single Family | WA-Track_500 to 999 lumens | 7.4862e-05 | 0.0001921 | 0.00042595 | 0.00083405 | 0.001467 | 0.0023505 | 0.0034713 | 0.0047742 | 0.0061718 | 0.007563 | 0.0088545 | 0.0099768 | 0.010893 | 0.011596 | 0.012106 | 0.012452 | 0.012673 | 0.012802 | 0.012869 | 0.012908 | 0.25921 | 0.21153 | 0.18423 | 0.17782 | 0.1383 | 0.13613 | 0.12932 | 0.11125 | 0.13166 | 0.16579 | 0.19743 | 0.19851 | 0.20494 | 0 | 0.41992 | 0.32833 | 0.35801 | 0.31052 | 0.32758 | 0.35685 | 0.3469 | 0.35624 | 0.35945 | 0.42619 | 0.42644 | 0.43769 | 5.0418
LO3Slow | NR | Fixtures | Residential | Lighting | 0.0014764 | 0.0014006 | 11.808 | -52.1552 | Single Family | WA-Track_1000 to 1999 lumens | 0.00010878 | 0.00027913 | 0.00061892 | 0.0012119 | 0.0021317 | 0.0034154 | 0.0050439 | 0.0069371 | 0.0089679 | 0.010989 | 0.012866 | 0.014497 | 0.015828 | 0.01685 | 0.01759 | 0.018093 | 0.018414 | 0.018602 | 0.018699 | 0.018757 | 0.37664 | 0.38779 | 0.33774 | 0.32598 | 0.25354 | 0.24956 | 0.23708 | 0.20396 | 0.24137 | 0.30393 | 0.36193 | 0.36391 | 0.37571 | 0 | 0.76981 | 0.60191 | 0.65632 | 0.56926 | 0.60054 | 0.65419 | 0.63595 | 0.65307 | 0.65895 | 0.78131 | 0.78177 | 0.80238 | 5.0418
LO3Slow | NR | Fixtures | Residential | Lighting | 0.0028615 | 0.0027146 | 22.8853 | -52.1552 | Single Family | WA-Track_2000 to 3999 lumens | 0.00017372 | 0.00044578 | 0.00098843 | 0.0019354 | 0.0034043 | 0.0054545 | 0.0080553 | 0.011079 | 0.014322 | 0.01755 | 0.020547 | 0.023152 | 0.025277 | 0.02691 | 0.028092 | 0.028896 | 0.029407 | 0.029707 | 0.029862 | 0.029955 | 0.6015 | 0.75158 | 0.65458 | 0.63178 | 0.49139 | 0.48368 | 0.45948 | 0.39529 | 0.4678 | 0.58906 | 0.70147 | 0.7053 | 0.72817 | 0 | 1.492 | 1.1666 | 1.272 | 1.1033 | 1.1639 | 1.2679 | 1.2326 | 1.2657 | 1.2771 | 1.5143 | 1.5152 | 1.5551 | 5.0418
LO3Slow | NR | Fixtures | Residential | Lighting | 0.0052269 | 0.0049585 | 41.8027 | -52.1552 | Single Family | WA-Track_4000 to 7999 lumens | 6.9888e-05 | 0.00017934 | 0.00039765 | 0.00077863 | 0.0013696 | 0.0021943 | 0.0032406 | 0.004457 | 0.0057617 | 0.0070605 | 0.0082661 | 0.0093138 | 0.010169 | 0.010826 | 0.011301 | 0.011625 | 0.011831 | 0.011951 | 0.012014 | 0.012051 | 0.24198 | 1.3729 | 1.1957 | 1.154 | 0.89758 | 0.8835 | 0.8393 | 0.72205 | 0.85449 | 1.076 | 1.2813 | 1.2883 | 1.3301 | 0 | 2.7253 | 2.1309 | 2.3235 | 2.0153 | 2.126 | 2.316 | 2.2514 | 2.312 | 2.3328 | 2.766 | 2.7676 | 2.8406 | 5.0418
LO3Slow | NR | Fixtures | Residential | Lighting | 9.9203e-05 | 9.4046e-05 | 0.7927 | -66.87 | Multifamily - Low Rise | ID/MT/OR-Floor/Table_0 to 249 lumens | 7.7949e-07 | 2.0002e-06 | 4.4352e-06 | 8.6845e-06 | 1.5275e-05 | 2.4475e-05 | 3.6145e-05 | 4.9711e-05 | 6.4264e-05 | 7.875e-05 | 9.2196e-05 | 0.00010388 | 0.00011342 | 0.00012075 | 0.00012605 | 0.00012966 | 0.00013195 | 0.0001333 | 0.00013399 | 0.00013441 | 0.002699 | 0.026033 | 0.022662 | 0.021866 | 0.017008 | 0.016719 | 0.015876 | 0.013656 | 0.016161 | 0.020356 | 0.024255 | 0.024407 | 0.025237 | 0 | 0.051857 | 0.040534 | 0.044144 | 0.03828 | 0.040278 | 0.043819 | 0.042584 | 0.043729 | 0.044156 | 0.052434 | 0.05255 | 0.054093 | 8.6572
LO3Slow | NR | Fixtures | Residential | Lighting | 0.00019434 | 0.00018423 | 1.5529 | -66.87 | Multifamily - Low Rise | ID/MT/OR-Floor/Table_250 to 499 lumens | 5.4596e-06 | 1.401e-05 | 3.1064e-05 | 6.0826e-05 | 0.00010699 | 0.00017142 | 0.00025316 | 0.00034818 | 0.0004501 | 0.00055157 | 0.00064575 | 0.00072759 | 0.0007944 | 0.00084572 | 0.00088285 | 0.00090812 | 0.0009242 | 0.00093362 | 0.0009385 | 0.0009414 | 0.018904 | 0.050999 | 0.044395 | 0.042836 | 0.033319 | 0.032753 | 0.0311 | 0.026753 | 0.031659 | 0.039876 | 0.047515 | 0.047814 | 0.049438 | 0 | 0.10159 | 0.079407 | 0.086478 | 0.07499 | 0.078904 | 0.085841 | 0.083422 | 0.085665 | 0.086502 | 0.10272 | 0.10295 | 0.10597 | 8.6572
LO3Slow | NR | Fixtures | Residential | Lighting | 0.00037289 | 0.0003535 | 2.9796 | -66.87 | Multifamily - Low Rise | ID/MT/OR-Floor/Table_500 to 999 lumens | 4.6357e-05 | 0.00011895 | 0.00026376 | 0.00051647 | 0.00090843 | 0.0014555 | 0.0021495 | 0.0029563 | 0.0038218 | 0.0046833 | 0.0054829 | 0.0061779 | 0.0067451 | 0.0071809 | 0.0074962 | 0.0077107 | 0.0078473 | 0.0079273 | 0.0079687 | 0.0079933 | 0.16051 | 0.097855 | 0.085183 | 0.082191 | 0.063931 | 0.062845 | 0.059674 | 0.051332 | 0.060746 | 0.076513 | 0.09117 | 0.091743 | 0.09486 | 0 | 0.19492 | 0.15236 | 0.16593 | 0.14389 | 0.1514 | 0.16471 | 0.16007 | 0.16437 | 0.16598 | 0.19709 | 0.19753 | 0.20333 | 8.6572
LO3Slow | NR | Fixtures | Residential | Lighting | 0.00068359 | 0.00064805 | 5.4623 | -66.87 | Multifamily - Low Rise | ID/MT/OR-Floor/Table_1000 to 1999 lumens | 5.0994e-05 | 0.00013085 | 0.00029015 | 0.00056813 | 0.00099931 | 0.0016011 | 0.0023646 | 0.0032521 | 0.0042041 | 0.0051518 | 0.0060314 | 0.0067959 | 0.0074199 | 0.0078992 | 0.0082461 | 0.0084821 | 0.0086323 | 0.0087203 | 0.0087658 | 0.008793 | 0.17657 | 0.17939 | 0.15616 | 0.15068 | 0.1172 | 0.11521 | 0.1094 | 0.094103 | 0.11136 | 0.14027 | 0.16713 | 0.16819 | 0.1739 | 0 | 0.35733 | 0.27931 | 0.30419 | 0.26378 | 0.27755 | 0.30195 | 0.29344 | 0.30133 | 0.30427 | 0.36131 | 0.36211 | 0.37274 | 8.6572
LO3Slow | NR | Fixtures | Residential | Lighting | 0.0013249 | 0.001256 | 10.5866 | -66.87 | Multifamily - Low Rise | ID/MT/OR-Floor/Table_2000 to 3999 lumens | 1.42e-05 | 3.6437e-05 | 8.0792e-05 | 0.0001582 | 0.00027826 | 0.00044584 | 0.00065842 | 0.00090556 | 0.0011706 | 0.0014345 | 0.0016795 | 0.0018924 | 0.0020661 | 0.0021996 | 0.0022961 | 0.0023619 | 0.0024037 | 0.0024282 | 0.0024409 | 0.0024484 | 0.049165 | 0.34768 | 0.30266 | 0.29203 | 0.22715 | 0.22329 | 0.21202 | 0.18238 | 0.21583 | 0.27185 | 0.32393 | 0.32597 | 0.33704 | 0 | 0.69256 | 0.54135 | 0.58956 | 0.51124 | 0.53792 | 0.58522 | 0.56872 | 0.58401 | 0.58972 | 0.70027 | 0.70182 | 0.72242 | 8.6572
LO3Slow | NR | Fixtures | Residential | Lighting | 0.0024201 | 0.0022942 | 19.3377 | -66.87 | Multifamily - Low Rise | ID/MT/OR-Floor/Table_4000 to 7999 lumens | 1.635e-06 | 4.1955e-06 | 9.3027e-06 | 1.8216e-05 | 3.204e-05 | 5.1335e-05 | 7.5813e-05 | 0.00010427 | 0.00013479 | 0.00016518 | 0.00019338 | 0.00021789 | 0.0002379 | 0.00025327 | 0.00026439 | 0.00027196 | 0.00027677 | 0.00027959 | 0.00028105 | 0.00028192 | 0.0056611 | 0.63508 | 0.55284 | 0.53342 | 0.41491 | 0.40786 | 0.38729 | 0.33315 | 0.39425 | 0.49657 | 0.59169 | 0.59542 | 0.61564 | 0 | 1.265 | 0.98883 | 1.0769 | 0.93383 | 0.98258 | 1.069 | 1.0388 | 1.0668 | 1.0772 | 1.2791 | 1.282 | 1.3196 | 8.6572
LO3Slow | NR | Fixtures | Residential | Lighting | 0.00013061 | 0.00012357 | 1.0409 | -37.1249 | Multifamily - Low Rise | ID/MT/OR-Ceiling and Wall Flush Mount _0 to 249 lumens | 4.3214e-07 | 1.1089e-06 | 2.4588e-06 | 4.8145e-06 | 8.4684e-06 | 1.3568e-05 | 2.0038e-05 | 2.7559e-05 | 3.5626e-05 | 4.3657e-05 | 5.1112e-05 | 5.759e-05 | 6.2878e-05 | 6.694e-05 | 6.9879e-05 | 7.1879e-05 | 7.3152e-05 | 7.3898e-05 | 7.4283e-05 | 7.4513e-05 | 0.0014963 | 0.034185 | 0.029713 | 0.028642 | 0.022283 | 0.021815 | 0.020686 | 0.017788 | 0.02105 | 0.026535 | 0.031677 | 0.031958 | 0.033195 | 0 | 0.068809 | 0.053735 | 0.058303 | 0.050522 | 0.052738 | 0.057144 | 0.055478 | 0.056965 | 0.057658 | 0.068781 | 0.069277 | 0.071943 | 3.7716
LO3Slow | NR | Fixtures | Residential | Lighting | 0.00025587 | 0.00024207 | 2.0391 | -37.1249 | Multifamily - Low Rise | ID/MT/OR-Ceiling and Wall Flush Mount _250 to 499 lumens | 5.2764e-06 | 1.354e-05 | 3.0022e-05 | 5.8785e-05 | 0.0001034 | 0.00016567 | 0.00024466 | 0.0003365 | 0.000435 | 0.00053306 | 0.00062408 | 0.00070318 | 0.00076774 | 0.00081734 | 0.00085323 | 0.00087765 | 0.00089319 | 0.0009023 | 0.00090701 | 0.00090982 | 0.018269 | 0.066968 | 0.058207 | 0.05611 | 0.043652 | 0.042735 | 0.040524 | 0.034847 | 0.041236 | 0.051981 | 0.062055 | 0.062605 | 0.065028 | 0 | 0.1348 | 0.10527 | 0.11422 | 0.098972 | 0.10331 | 0.11194 | 0.10868 | 0.11159 | 0.11295 | 0.13474 | 0.13571 | 0.14094 | 3.7716
LO3Slow | NR | Fixtures | Residential | Lighting | 0.00049096 | 0.00046447 | 3.9125 | -37.1249 | Multifamily - Low Rise | ID/MT/OR-Ceiling and Wall Flush Mount _500 to 999 lumens | 4.9315e-05 | 0.00012655 | 0.00028059 | 0.00054942 | 0.0009664 | 0.0015484 | 0.0022867 | 0.003145 | 0.0040656 | 0.0049821 | 0.0058328 | 0.0065721 | 0.0071755 | 0.0076391 | 0.0079745 | 0.0082028 | 0.008348 | 0.0084331 | 0.0084771 | 0.0085034 | 0.17075 | 0.1285 | 0.11169 | 0.10766 | 0.083758 | 0.081999 | 0.077756 | 0.066864 | 0.079122 | 0.099739 | 0.11907 | 0.12012 | 0.12477 | 0 | 0.25864 | 0.20198 | 0.21915 | 0.1899 | 0.19823 | 0.21479 | 0.20853 | 0.21412 | 0.21673 | 0.25854 | 0.2604 | 0.27042 | 3.7716
LO3Slow | NR | Fixtures | Residential | Lighting | 0.00090004 | 0.00085147 | 7.1725 | -37.1249 | Multifamily - Low Rise | ID/MT/OR-Ceiling and Wall Flush Mount _1000 to 1999 lumens | 6.0919e-05 | 0.00015632 | 0.00034662 | 0.00067871 | 0.0011938 | 0.0019127 | 0.0028248 | 0.003885 | 0.0050223 | 0.0061544 | 0.0072053 | 0.0081186 | 0.008864 | 0.0094366 | 0.009851 | 0.010133 | 0.010312 | 0.010417 | 0.010472 | 0.010504 | 0.21093 | 0.23556 | 0.20475 | 0.19737 | 0.15355 | 0.15032 | 0.14254 | 0.12258 | 0.14505 | 0.18284 | 0.21828 | 0.22022 | 0.22874 | 0 | 0.47414 | 0.37028 | 0.40175 | 0.34814 | 0.36341 | 0.39377 | 0.38228 | 0.39253 | 0.39731 | 0.47396 | 0.47737 | 0.49574 | 3.7716
LO3Slow | NR | Fixtures | Residential | Lighting | 0.0017444 | 0.0016503 | 13.9011 | -37.1249 | Multifamily - Low Rise | ID/MT/OR-Ceiling and Wall Flush Mount _2000 to 3999 lumens | 4.818e-05 | 0.00012363 | 0.00027413 | 0.00053678 | 0.00094415 | 0.0015127 | 0.0022341 | 0.0030726 | 0.0039721 | 0.0048674 | 0.0056985 | 0.0064208 | 0.0070104 | 0.0074632 | 0.0077909 | 0.0080139 | 0.0081558 | 0.008239 | 0.008282 | 0.0083076 | 0.16682 | 0.45655 | 0.39682 | 0.38252 | 0.29759 | 0.29134 | 0.27627 | 0.23757 | 0.28112 | 0.35437 | 0.42305 | 0.42681 | 0.44332 | 0 | 0.91895 | 0.71764 | 0.77865 | 0.67473 | 0.70433 | 0.76317 | 0.74092 | 0.76078 | 0.77003 | 0.91859 | 0.9252 | 0.96082 | 3.7716
LO3Slow | NR | Fixtures | Residential | Lighting | 0.0031863 | 0.0030144 | 25.3921 | -37.1249 | Multifamily - Low Rise | ID/MT/OR-Ceiling and Wall Flush Mount _4000 to 7999 lumens | 1.2952e-05 | 3.3235e-05 | 7.3692e-05 | 0.0001443 | 0.00025381 | 0.00040666 | 0.00060056 | 0.00082598 | 0.0010678 | 0.0013085 | 0.0015319 | 0.0017261 | 0.0018845 | 0.0020063 | 0.0020944 | 0.0021543 | 0.0021925 | 0.0022148 | 0.0022264 | 0.0022333 | 0.044845 | 0.83394 | 0.72484 | 0.69872 | 0.54359 | 0.53218 | 0.50464 | 0.43395 | 0.5135 | 0.64731 | 0.77276 | 0.77961 | 0.80978 | 0 | 1.6786 | 1.3109 | 1.4223 | 1.2325 | 1.2865 | 1.394 | 1.3534 | 1.3896 | 1.4066 | 1.6779 | 1.69 | 1.755 | 3.7716
LO3Slow | NR | Fixtures | Residential | Lighting | 0.00010381 | 9.7994e-05 | 0.82491 | -111.0448 | Multifamily - Low Rise | ID/MT/OR-Downlight Fixture_0 to 249 lumens | 1.7608e-08 | 4.5183e-08 | 1.0019e-07 | 1.9617e-07 | 3.4506e-07 | 5.5286e-07 | 8.1647e-07 | 1.1229e-06 | 1.4516e-06 | 1.7789e-06 | 2.0826e-06 | 2.3466e-06 | 2.562e-06 | 2.7276e-06 | 2.8473e-06 | 2.9288e-06 | 2.9807e-06 | 3.0111e-06 | 3.0268e-06 | 3.0362e-06 | 6.0967e-05 | 0.027093 | 0.02351 | 0.02264 | 0.017617 | 0.017171 | 0.016259 | 0.013976 | 0.016537 | 0.020865 | 0.024959 | 0.02525 | 0.026356 | 0 | 0.055138 | 0.043017 | 0.046492 | 0.040257 | 0.041668 | 0.044953 | 0.043595 | 0.044759 | 0.045421 | 0.054451 | 0.055134 | 0.05779 | 10.4664
LO3Slow | NR | Fixtures | Residential | Lighting | 0.00020337 | 0.00019197 | 1.616 | -111.0448 | Multifamily - Low Rise | ID/MT/OR-Downlight Fixture_250 to 499 lumens | 2.9084e-06 | 7.4633e-06 | 1.6548e-05 | 3.2403e-05 | 5.6996e-05 | 9.132e-05 | 0.00013486 | 0.00018548 | 0.00023978 | 0.00029383 | 0.000344 | 0.0003876 | 0.00042319 | 0.00045053 | 0.00047031 | 0.00048378 | 0.00049234 | 0.00049736 | 0.00049996 | 0.00050151 | 0.01007 | 0.053074 | 0.046056 | 0.044351 | 0.034511 | 0.033638 | 0.03185 | 0.027379 | 0.032396 | 0.040874 | 0.048895 | 0.049464 | 0.051631 | 0 | 0.10801 | 0.08427 | 0.091077 | 0.078864 | 0.081627 | 0.088062 | 0.085402 | 0.087683 | 0.088979 | 0.10667 | 0.10801 | 0.11321 | 10.4664
LO3Slow | NR | Fixtures | Residential | Lighting | 0.00039021 | 0.00036834 | 3.1007 | -111.0448 | Multifamily - Low Rise | ID/MT/OR-Downlight Fixture_500 to 999 lumens | 0.00010214 | 0.0002621 | 0.00058117 | 0.001138 | 0.0020016 | 0.0032071 | 0.0047363 | 0.006514 | 0.0084209 | 0.010319 | 0.012081 | 0.013612 | 0.014862 | 0.015822 | 0.016517 | 0.01699 | 0.017291 | 0.017467 | 0.017558 | 0.017612 | 0.35366 | 0.10184 | 0.08837 | 0.085099 | 0.066219 | 0.064544 | 0.061113 | 0.052533 | 0.06216 | 0.078427 | 0.093817 | 0.09491 | 0.099067 | 0 | 0.20725 | 0.16169 | 0.17476 | 0.15132 | 0.15662 | 0.16897 | 0.16387 | 0.16824 | 0.17073 | 0.20467 | 0.20724 | 0.21722 | 10.4664
LO3Slow | NR | Fixtures | Residential | Lighting | 0.00071535 | 0.00067525 | 5.6843 | -111.0448 | Multifamily - Low Rise | ID/MT/OR-Downlight Fixture_1000 to 1999 lumens | 3.1181e-05 | 8.0014e-05 | 0.00017742 | 0.0003474 | 0.00061105 | 0.00097904 | 0.0014459 | 0.0019886 | 0.0025707 | 0.0031502 | 0.0036881 | 0.0041555 | 0.0045371 | 0.0048302 | 0.0050422 | 0.0051866 | 0.0052784 | 0.0053322 | 0.0053601 | 0.0053766 | 0.10796 | 0.18669 | 0.162 | 0.15601 | 0.12139 | 0.11832 | 0.11203 | 0.096306 | 0.11395 | 0.14377 | 0.17199 | 0.17399 | 0.18161 | 0 | 0.37995 | 0.29642 | 0.32037 | 0.2774 | 0.28712 | 0.30976 | 0.3004 | 0.30843 | 0.31298 | 0.37521 | 0.37992 | 0.39822 | 10.4664
LO3Slow | NR | Fixtures | Residential | Lighting | 0.0013864 | 0.0013087 | 11.0168 | -111.0448 | Multifamily - Low Rise | ID/MT/OR-Downlight Fixture_2000 to 3999 lumens | 9.2802e-06 | 2.3814e-05 | 5.2803e-05 | 0.00010339 | 0.00018186 | 0.00029138 | 0.00043032 | 0.00059183 | 0.00076509 | 0.00093755 | 0.0010976 | 0.0012368 | 0.0013503 | 0.0014375 | 0.0015007 | 0.0015436 | 0.001571 | 0.001587 | 0.0015953 | 0.0016002 | 0.032132 | 0.36183 | 0.31398 | 0.30236 | 0.23528 | 0.22933 | 0.21714 | 0.18665 | 0.22086 | 0.27865 | 0.33333 | 0.33722 | 0.35199 | 0 | 0.73638 | 0.5745 | 0.62091 | 0.53764 | 0.55648 | 0.60035 | 0.58222 | 0.59777 | 0.6066 | 0.72721 | 0.73633 | 0.7718 | 10.4664
LO3Slow | NR | Fixtures | Residential | Lighting | 0.0025325 | 0.0023905 | 20.1235 | -111.0448 | Multifamily - Low Rise | ID/MT/OR-Downlight Fixture_4000 to 7999 lumens | 2.9227e-06 | 7.5e-06 | 1.663e-05 | 3.2563e-05 | 5.7276e-05 | 9.1769e-05 | 0.00013553 | 0.00018639 | 0.00024096 | 0.00029527 | 0.00034569 | 0.00038951 | 0.00042527 | 0.00045275 | 0.00047263 | 0.00048615 | 0.00049476 | 0.00049981 | 0.00050242 | 0.00050397 | 0.01012 | 0.66092 | 0.57353 | 0.5523 | 0.42976 | 0.41889 | 0.39662 | 0.34094 | 0.40342 | 0.50899 | 0.60887 | 0.61597 | 0.64295 | 0 | 1.3451 | 1.0494 | 1.1342 | 0.98207 | 1.0165 | 1.0966 | 1.0635 | 1.0919 | 1.108 | 1.3283 | 1.345 | 1.4098 | 10.4664
LO3Slow | NR | Fixtures | Residential | Lighting | 0.00015581 | 0.00017678 | 0.87246 | -72.4583 | Multifamily - Low Rise | ID/MT/OR-Exterior Porch_0 to 249 lumens | 2.2916e-10 | 5.8804e-10 | 1.3039e-09 | 2.5531e-09 | 4.4908e-09 | 7.1952e-09 | 1.0626e-08 | 1.4614e-08 | 1.8893e-08 | 2.3151e-08 | 2.7104e-08 | 3.054e-08 | 3.3344e-08 | 3.5498e-08 | 3.7057e-08 | 3.8117e-08 | 3.8792e-08 | 3.9188e-08 | 3.9392e-08 | 3.9514e-08 | 7.9346e-07 | 0.036904 | 0.032436 | 0.025702 | 0.015347 | 0.014385 | 0.013998 | 0.010224 | 0.012259 | 0.018285 | 0.029961 | 0.034755 | 0.037568 | 0 | 0.0721 | 0.053403 | 0.046961 | 0.039095 | 0.036499 | 0.035078 | 0.036685 | 0.038622 | 0.045202 | 0.052172 | 0.064052 | 0.070763 | 10.5821
LO3Slow | NR | Fixtures | Residential | Lighting | 0.00030523 | 0.0003463 | 1.7091 | -72.4583 | Multifamily - Low Rise | ID/MT/OR-Exterior Porch_250 to 499 lumens | 7.2633e-08 | 1.8638e-07 | 4.1327e-07 | 8.0921e-07 | 1.4234e-06 | 2.2805e-06 | 3.3679e-06 | 4.6321e-06 | 5.988e-06 | 7.3378e-06 | 8.5908e-06 | 9.6797e-06 | 1.0568e-05 | 1.1251e-05 | 1.1745e-05 | 1.2081e-05 | 1.2295e-05 | 1.2421e-05 | 1.2485e-05 | 1.2524e-05 | 0.00025149 | 0.072295 | 0.063542 | 0.050349 | 0.030064 | 0.02818 | 0.027422 | 0.020028 | 0.024016 | 0.035821 | 0.058693 | 0.068085 | 0.073595 | 0 | 0.14124 | 0.10462 | 0.091996 | 0.076587 | 0.071502 | 0.068718 | 0.071865 | 0.075661 | 0.08855 | 0.1022 | 0.12548 | 0.13862 | 10.5821
LO3Slow | NR | Fixtures | Residential | Lighting | 0.00058566 | 0.00066447 | 3.2794 | -72.4583 | Multifamily - Low Rise | ID/MT/OR-Exterior Porch_500 to 999 lumens | 3.6312e-06 | 9.3178e-06 | 2.066e-05 | 4.0455e-05 | 7.1158e-05 | 0.00011401 | 0.00016837 | 0.00023157 | 0.00029936 | 0.00036684 | 0.00042948 | 0.00048392 | 0.00052835 | 0.00056248 | 0.00058718 | 0.00060399 | 0.00061468 | 0.00062095 | 0.00062419 | 0.00062612 | 0.012573 | 0.13872 | 0.12192 | 0.096608 | 0.057686 | 0.05407 | 0.052616 | 0.038428 | 0.04608 | 0.068732 | 0.11262 | 0.13064 | 0.14121 | 0 | 0.27101 | 0.20073 | 0.17652 | 0.14695 | 0.13719 | 0.13185 | 0.13789 | 0.14517 | 0.16991 | 0.1961 | 0.24076 | 0.26599 | 10.5821
LO3Slow | NR | Fixtures | Residential | Lighting | 0.0010737 | 0.0012181 | 6.0119 | -72.4583 | Multifamily - Low Rise | ID/MT/OR-Exterior Porch_1000 to 1999 lumens | 7.1116e-06 | 1.8249e-05 | 4.0463e-05 | 7.9231e-05 | 0.00013936 | 0.00022329 | 0.00032976 | 0.00045353 | 0.0005863 | 0.00071846 | 0.00084114 | 0.00094775 | 0.0010348 | 0.0011016 | 0.00115 | 0.0011829 | 0.0012038 | 0.0012161 | 0.0012225 | 0.0012263 | 0.024624 | 0.2543 | 0.22351 | 0.17711 | 0.10575 | 0.099122 | 0.096458 | 0.070448 | 0.084476 | 0.126 | 0.20645 | 0.23949 | 0.25887 | 0 | 0.49683 | 0.36799 | 0.3236 | 0.2694 | 0.25151 | 0.24172 | 0.25279 | 0.26614 | 0.31148 | 0.35951 | 0.44137 | 0.48762 | 10.5821
LO3Slow | NR | Fixtures | Residential | Lighting | 0.0020809 | 0.0023609 | 11.6518 | -72.4583 | Multifamily - Low Rise | ID/MT/OR-Exterior Porch_2000 to 3999 lumens | 6.7283e-06 | 1.7265e-05 | 3.8283e-05 | 7.4962e-05 | 0.00013185 | 0.00021126 | 0.00031199 | 0.00042909 | 0.0005547 | 0.00067974 | 0.00079581 | 0.00089668 | 0.00097901 | 0.0010423 | 0.001088 | 0.0011192 | 0.001139 | 0.0011506 | 0.0011566 | 0.0011602 | 0.023297 | 0.49286 | 0.43319 | 0.34325 | 0.20496 | 0.19211 | 0.18695 | 0.13654 | 0.16372 | 0.24421 | 0.40013 | 0.46416 | 0.50172 | 0 | 0.96291 | 0.7132 | 0.62717 | 0.52212 | 0.48746 | 0.46848 | 0.48994 | 0.51581 | 0.60368 | 0.69677 | 0.85543 | 0.94506 | 10.5821
LO3Slow | NR | Fixtures | Residential | Lighting | 0.003801 | 0.0043124 | 21.2835 | -72.4583 | Multifamily - Low Rise | ID/MT/OR-Exterior Porch_4000 to 7999 lumens | 2.9483e-07 | 7.5654e-07 | 1.6775e-06 | 3.2847e-06 | 5.7776e-06 | 9.2569e-06 | 1.3671e-05 | 1.8802e-05 | 2.4306e-05 | 2.9785e-05 | 3.4871e-05 | 3.9291e-05 | 4.2898e-05 | 4.567e-05 | 4.7675e-05 | 4.904e-05 | 4.9908e-05 | 5.0417e-05 | 5.068e-05 | 5.0837e-05 | 0.0010208 | 0.90028 | 0.79127 | 0.62699 | 0.37439 | 0.35091 | 0.34148 | 0.2494 | 0.29906 | 0.44607 | 0.73089 | 0.84785 | 0.91646 | 0 | 1.7589 | 1.3027 | 1.1456 | 0.95372 | 0.8904 | 0.85573 | 0.89492 | 0.94219 | 1.1027 | 1.2727 | 1.5625 | 1.7263 | 10.5821
LO3Slow | NR | Fixtures | Residential | Lighting | 0.00017263 | 0.00020188 | 0.95994 | -89.0984 | Multifamily - Low Rise | ID/MT/OR-Chandelier/Pendant_0 to 249 lumens | 1.9167e-07 | 4.9185e-07 | 1.0906e-06 | 2.1355e-06 | 3.7562e-06 | 6.0182e-06 | 8.8878e-06 | 1.2224e-05 | 1.5802e-05 | 1.9364e-05 | 2.2671e-05 | 2.5544e-05 | 2.789e-05 | 2.9691e-05 | 3.0995e-05 | 3.1882e-05 | 3.2447e-05 | 3.2777e-05 | 3.2949e-05 | 3.3051e-05 | 0.00066366 | 0.041526 | 0.037048 | 0.029273 | 0.017087 | 0.016976 | 0.016859 | 0.012365 | 0.014842 | 0.021896 | 0.035317 | 0.040183 | 0.041778 | 0 | 0.07275 | 0.053859 | 0.047584 | 0.0397 | 0.041018 | 0.041674 | 0.044287 | 0.046685 | 0.053087 | 0.057578 | 0.068012 | 0.068561 | 6.1235
LO3Slow | NR | Fixtures | Residential | Lighting | 0.00033817 | 0.00039547 | 1.8805 | -89.0984 | Multifamily - Low Rise | ID/MT/OR-Chandelier/Pendant_250 to 499 lumens | 1.5494e-06 | 3.9758e-06 | 8.8156e-06 | 1.7262e-05 | 3.0362e-05 | 4.8647e-05 | 7.1843e-05 | 9.8809e-05 | 0.00012773 | 0.00015653 | 0.00018325 | 0.00020648 | 0.00022544 | 0.00024 | 0.00025054 | 0.00025771 | 0.00026228 | 0.00026495 | 0.00026633 | 0.00026716 | 0.0053646 | 0.081348 | 0.072576 | 0.057345 | 0.033473 | 0.033257 | 0.033026 | 0.024223 | 0.029076 | 0.042893 | 0.069185 | 0.078718 | 0.081844 | 0 | 0.14252 | 0.10551 | 0.093216 | 0.077771 | 0.080353 | 0.081638 | 0.086757 | 0.091456 | 0.104 | 0.1128 | 0.13323 | 0.13431 | 6.1235
LO3Slow | NR | Fixtures | Residential | Lighting | 0.00064887 | 0.00075881 | 3.6083 | -89.0984 | Multifamily - Low Rise | ID/MT/OR-Chandelier/Pendant_500 to 999 lumens | 1.139e-05 | 2.9228e-05 | 6.4807e-05 | 0.0001269 | 0.00022321 | 0.00035763 | 0.00052815 | 0.00072639 | 0.00093903 | 0.0011507 | 0.0013472 | 0.0015179 | 0.0016573 | 0.0017644 | 0.0018418 | 0.0018946 | 0.0019281 | 0.0019478 | 0.0019579 | 0.001964 | 0.039438 | 0.15609 | 0.13926 | 0.11003 | 0.064226 | 0.063811 | 0.063369 | 0.046477 | 0.055789 | 0.082302 | 0.13275 | 0.15104 | 0.15704 | 0 | 0.27345 | 0.20245 | 0.17886 | 0.14922 | 0.15418 | 0.15664 | 0.16647 | 0.17548 | 0.19954 | 0.21643 | 0.25564 | 0.25771 | 6.1235
LO3Slow | NR | Fixtures | Residential | Lighting | 0.0011895 | 0.0013911 | 6.6148 | -89.0984 | Multifamily - Low Rise | ID/MT/OR-Chandelier/Pendant_1000 to 1999 lumens | 1.9296e-05 | 4.9514e-05 | 0.00010979 | 0.00021497 | 0.00037813 | 0.00060584 | 0.00089472 | 0.0012305 | 0.0015908 | 0.0019494 | 0.0022822 | 0.0025715 | 0.0028076 | 0.002989 | 0.0031202 | 0.0032095 | 0.0032664 | 0.0032996 | 0.0033169 | 0.0033271 | 0.06681 | 0.28614 | 0.25529 | 0.20171 | 0.11774 | 0.11698 | 0.11617 | 0.085204 | 0.10227 | 0.15088 | 0.24336 | 0.27689 | 0.28789 | 0 | 0.5013 | 0.37113 | 0.32789 | 0.27356 | 0.28264 | 0.28717 | 0.30517 | 0.3217 | 0.36581 | 0.39676 | 0.46866 | 0.47244 | 6.1235
LO3Slow | NR | Fixtures | Residential | Lighting | 0.0023054 | 0.0026961 | 12.8202 | -89.0984 | Multifamily - Low Rise | ID/MT/OR-Chandelier/Pendant_2000 to 3999 lumens | 2.7821e-05 | 7.139e-05 | 0.0001583 | 0.00030996 | 0.00054519 | 0.00087352 | 0.00129 | 0.0017742 | 0.0022936 | 0.0028107 | 0.0032906 | 0.0037077 | 0.0040481 | 0.0043096 | 0.0044988 | 0.0046276 | 0.0047095 | 0.0047575 | 0.0047824 | 0.0047972 | 0.096329 | 0.55458 | 0.49478 | 0.39095 | 0.2282 | 0.22672 | 0.22515 | 0.16514 | 0.19822 | 0.29242 | 0.47166 | 0.53665 | 0.55796 | 0 | 0.97159 | 0.7193 | 0.63549 | 0.5302 | 0.5478 | 0.55656 | 0.59146 | 0.62349 | 0.70898 | 0.76897 | 0.90831 | 0.91564 | 6.1235
LO3Slow | NR | Fixtures | Residential | Lighting | 0.0042112 | 0.0049247 | 23.4176 | -89.0984 | Multifamily - Low Rise | ID/MT/OR-Chandelier/Pendant_4000 to 7999 lumens | 1.6713e-05 | 4.2887e-05 | 9.5094e-05 | 0.0001862 | 0.00032752 | 0.00052476 | 0.00077497 | 0.0010659 | 0.0013779 | 0.0016885 | 0.0019768 | 0.0022273 | 0.0024318 | 0.0025889 | 0.0027026 | 0.00278 | 0.0028292 | 0.002858 | 0.0028729 | 0.0028818 | 0.057868 | 1.013 | 0.90377 | 0.71411 | 0.41683 | 0.41414 | 0.41126 | 0.30164 | 0.36207 | 0.53414 | 0.86154 | 0.98026 | 1.0192 | 0 | 1.7747 | 1.3139 | 1.1608 | 0.96847 | 1.0006 | 1.0166 | 1.0804 | 1.1389 | 1.295 | 1.4046 | 1.6591 | 1.6725 | 6.1235
LO3Slow | NR | Fixtures | Residential | Lighting | 2.898e-05 | 2.7142e-05 | 0.22794 | 11.6324 | Multifamily - Low Rise | ID/MT/OR-Linear Flush Mount_0 to 249 lumens | 2.9854e-08 | 7.6606e-08 | 1.6986e-07 | 3.326e-07 | 5.8503e-07 | 9.3734e-07 | 1.3843e-06 | 1.9039e-06 | 2.4612e-06 | 3.016e-06 | 3.531e-06 | 3.9785e-06 | 4.3438e-06 | 4.6244e-06 | 4.8275e-06 | 4.9657e-06 | 5.0536e-06 | 5.1051e-06 | 5.1318e-06 | 5.1477e-06 | 0.00010337 | 0.007487 | 0.006459 | 0.0061971 | 0.0048257 | 0.0046285 | 0.0043584 | 0.0037415 | 0.0044261 | 0.0056027 | 0.0067528 | 0.0069007 | 0.0073306 | 0 | 0.015836 | 0.012314 | 0.01313 | 0.01134 | 0.011387 | 0.01209 | 0.011678 | 0.011986 | 0.01228 | 0.014988 | 0.015464 | 0.016735 | 1.5691
LO3Slow | NR | Fixtures | Residential | Lighting | 5.6772e-05 | 5.3172e-05 | 0.44653 | 11.6324 | Multifamily - Low Rise | ID/MT/OR-Linear Flush Mount_250 to 499 lumens | 8.5181e-07 | 2.1858e-06 | 4.8466e-06 | 9.4902e-06 | 1.6693e-05 | 2.6745e-05 | 3.9498e-05 | 5.4323e-05 | 7.0226e-05 | 8.6056e-05 | 0.00010075 | 0.00011352 | 0.00012394 | 0.00013195 | 0.00013774 | 0.00014169 | 0.0001442 | 0.00014566 | 0.00014643 | 0.00014688 | 0.0029494 | 0.014667 | 0.012653 | 0.01214 | 0.0094535 | 0.0090671 | 0.008538 | 0.0073295 | 0.0086706 | 0.010976 | 0.013229 | 0.013518 | 0.01436 | 0 | 0.031023 | 0.024123 | 0.025721 | 0.022214 | 0.022307 | 0.023685 | 0.022877 | 0.02348 | 0.024055 | 0.029361 | 0.030294 | 0.032784 | 1.5691
LO3Slow | NR | Fixtures | Residential | Lighting | 0.00010893 | 0.00010202 | 0.85678 | 11.6324 | Multifamily - Low Rise | ID/MT/OR-Linear Flush Mount_500 to 999 lumens | 1.6642e-05 | 4.2705e-05 | 9.469e-05 | 0.00018541 | 0.00032613 | 0.00052253 | 0.00077168 | 0.0010613 | 0.001372 | 0.0016813 | 0.0019684 | 0.0022179 | 0.0024215 | 0.0025779 | 0.0026911 | 0.0027682 | 0.0028172 | 0.0028459 | 0.0028608 | 0.0028696 | 0.057623 | 0.028142 | 0.024278 | 0.023294 | 0.018139 | 0.017398 | 0.016382 | 0.014064 | 0.016637 | 0.021059 | 0.025382 | 0.025938 | 0.027554 | 0 | 0.059525 | 0.046286 | 0.049352 | 0.042623 | 0.042802 | 0.045445 | 0.043896 | 0.045053 | 0.046157 | 0.056337 | 0.058127 | 0.062904 | 1.5691
LO3Slow | NR | Fixtures | Residential | Lighting | 0.0001997 | 0.00018703 | 1.5707 | 11.6324 | Multifamily - Low Rise | ID/MT/OR-Linear Flush Mount_1000 to 1999 lumens | 2.7241e-05 | 6.9902e-05 | 0.000155 | 0.0003035 | 0.00053383 | 0.00085532 | 0.0012631 | 0.0017373 | 0.0022458 | 0.0027521 | 0.003222 | 0.0036304 | 0.0039637 | 0.0042198 | 0.004405 | 0.0045311 | 0.0046114 | 0.0046584 | 0.0046827 | 0.0046972 | 0.094321 | 0.051591 | 0.044508 | 0.042703 | 0.033253 | 0.031894 | 0.030033 | 0.025782 | 0.030499 | 0.038607 | 0.046532 | 0.047551 | 0.050513 | 0 | 0.10912 | 0.084852 | 0.090474 | 0.078139 | 0.078467 | 0.083312 | 0.080471 | 0.082593 | 0.084616 | 0.10328 | 0.10656 | 0.11532 | 1.5691
LO3Slow | NR | Fixtures | Residential | Lighting | 0.00038704 | 0.00036249 | 3.0442 | 11.6324 | Multifamily - Low Rise | ID/MT/OR-Linear Flush Mount_2000 to 3999 lumens | 1.0093e-05 | 2.5898e-05 | 5.7425e-05 | 0.00011244 | 0.00019778 | 0.00031689 | 0.00046799 | 0.00064365 | 0.00083207 | 0.0010196 | 0.0011937 | 0.001345 | 0.0014685 | 0.0015634 | 0.001632 | 0.0016788 | 0.0017085 | 0.0017259 | 0.0017349 | 0.0017403 | 0.034946 | 0.09999 | 0.086262 | 0.082764 | 0.064448 | 0.061814 | 0.058207 | 0.049968 | 0.059111 | 0.074825 | 0.090185 | 0.09216 | 0.097901 | 0 | 0.2115 | 0.16445 | 0.17535 | 0.15144 | 0.15208 | 0.16147 | 0.15596 | 0.16008 | 0.164 | 0.20017 | 0.20653 | 0.2235 | 1.5691
LO3Slow | NR | Fixtures | Residential | Lighting | 0.00070697 | 0.00066213 | 5.5605 | 11.6324 | Multifamily - Low Rise | ID/MT/OR-Linear Flush Mount_4000 to 7999 lumens | 1.1657e-06 | 2.9913e-06 | 6.6326e-06 | 1.2987e-05 | 2.2844e-05 | 3.6601e-05 | 5.4053e-05 | 7.4341e-05 | 9.6104e-05 | 0.00011777 | 0.00013788 | 0.00015535 | 0.00016962 | 0.00018057 | 0.0001885 | 0.0001939 | 0.00019733 | 0.00019934 | 0.00020038 | 0.000201 | 0.0040362 | 0.18264 | 0.15757 | 0.15118 | 0.11772 | 0.11291 | 0.10632 | 0.091273 | 0.10797 | 0.13668 | 0.16473 | 0.16834 | 0.17883 | 0 | 0.38632 | 0.3004 | 0.3203 | 0.27663 | 0.27779 | 0.29494 | 0.28488 | 0.2924 | 0.29956 | 0.36563 | 0.37725 | 0.40825 | 1.5691
LO3Slow | NR | Fixtures | Residential | Lighting | 2.1873e-05 | 2.0242e-05 | 0.16937 | 20.5429 | Multifamily - Low Rise | ID/MT/OR-Linear Shop_0 to 249 lumens | 7.0322e-09 | 1.8045e-08 | 4.0012e-08 | 7.8346e-08 | 1.3781e-07 | 2.208e-07 | 3.2608e-07 | 4.4847e-07 | 5.7975e-07 | 7.1044e-07 | 8.3174e-07 | 9.3717e-07 | 1.0232e-06 | 1.0893e-06 | 1.1371e-06 | 1.1697e-06 | 1.1904e-06 | 1.2025e-06 | 1.2088e-06 | 1.2126e-06 | 2.4349e-05 | 0.005564 | 0.0047565 | 0.0045372 | 0.0035372 | 0.0033056 | 0.0030843 | 0.0026418 | 0.0031239 | 0.0039762 | 0.0048523 | 0.0050398 | 0.005502 | 0 | 0.012457 | 0.0096407 | 0.010081 | 0.0086736 | 0.0083159 | 0.0086034 | 0.0082545 | 0.0084675 | 0.0088128 | 0.01107 | 0.011754 | 0.013315 | 1.2346
LO3Slow | NR | Fixtures | Residential | Lighting | 4.2848e-05 | 3.9655e-05 | 0.33179 | 20.5429 | Multifamily - Low Rise | ID/MT/OR-Linear Shop_250 to 499 lumens | 0 | 0 | 0 | 0 | 0 | 0 | 0 | 0 | 0 | 0 | 0 | 0 | 0 | 0 | 0 | 0 | 0 | 0 | 0 | 0 | 0 | 0.0109 | 0.0093179 | 0.0088884 | 0.0069294 | 0.0064756 | 0.0060422 | 0.0051753 | 0.0061197 | 0.0077893 | 0.0095056 | 0.0098729 | 0.010778 | 0 | 0.024402 | 0.018886 | 0.019749 | 0.016991 | 0.016291 | 0.016854 | 0.01617 | 0.016588 | 0.017264 | 0.021686 | 0.023026 | 0.026085 | 1.2346
LO3Slow | NR | Fixtures | Residential | Lighting | 8.2216e-05 | 7.6087e-05 | 0.63662 | 20.5429 | Multifamily - Low Rise | ID/MT/OR-Linear Shop_500 to 999 lumens | 1.1058e-08 | 2.8376e-08 | 6.2918e-08 | 1.232e-07 | 2.167e-07 | 3.472e-07 | 5.1276e-07 | 7.0522e-07 | 9.1166e-07 | 1.1172e-06 | 1.3079e-06 | 1.4737e-06 | 1.609e-06 | 1.713e-06 | 1.7882e-06 | 1.8393e-06 | 1.8719e-06 | 1.891e-06 | 1.9009e-06 | 1.9068e-06 | 3.8288e-05 | 0.020914 | 0.017879 | 0.017055 | 0.013296 | 0.012425 | 0.011593 | 0.0099302 | 0.011742 | 0.014946 | 0.018239 | 0.018944 | 0.020681 | 0 | 0.046822 | 0.036238 | 0.037894 | 0.032602 | 0.031258 | 0.032339 | 0.031027 | 0.031828 | 0.033126 | 0.04161 | 0.044182 | 0.05005 | 1.2346
LO3Slow | NR | Fixtures | Residential | Lighting | 0.00015072 | 0.00013949 | 1.1671 | 20.5429 | Multifamily - Low Rise | ID/MT/OR-Linear Shop_1000 to 1999 lumens | 6.2017e-09 | 1.5914e-08 | 3.5286e-08 | 6.9094e-08 | 1.2153e-07 | 1.9472e-07 | 2.8757e-07 | 3.9551e-07 | 5.1129e-07 | 6.2654e-07 | 7.3352e-07 | 8.2649e-07 | 9.0238e-07 | 9.6067e-07 | 1.0029e-06 | 1.0316e-06 | 1.0498e-06 | 1.0605e-06 | 1.0661e-06 | 1.0694e-06 | 2.1473e-05 | 0.03834 | 0.032776 | 0.031265 | 0.024374 | 0.022778 | 0.021254 | 0.018204 | 0.021526 | 0.027399 | 0.033436 | 0.034728 | 0.037913 | 0 | 0.085836 | 0.066432 | 0.069468 | 0.059768 | 0.057303 | 0.059284 | 0.05688 | 0.058347 | 0.060727 | 0.076281 | 0.080996 | 0.091754 | 1.2346
LO3Slow | NR | Fixtures | Residential | Lighting | 0.00029211 | 0.00027034 | 2.2619 | 20.5429 | Multifamily - Low Rise | ID/MT/OR-Linear Shop_2000 to 3999 lumens | 0 | 0 | 0 | 0 | 0 | 0 | 0 | 0 | 0 | 0 | 0 | 0 | 0 | 0 | 0 | 0 | 0 | 0 | 0 | 0 | 0 | 0.074308 | 0.063524 | 0.060596 | 0.04724 | 0.044147 | 0.041192 | 0.035282 | 0.04172 | 0.053103 | 0.064803 | 0.067307 | 0.07348 | 0 | 0.16636 | 0.12875 | 0.13464 | 0.11584 | 0.11106 | 0.1149 | 0.11024 | 0.11308 | 0.1177 | 0.14784 | 0.15698 | 0.17783 | 1.2346
LO3Slow | NR | Fixtures | Residential | Lighting | 0.00053358 | 0.00049381 | 4.1317 | 20.5429 | Multifamily - Low Rise | ID/MT/OR-Linear Shop_4000 to 7999 lumens | 8.9651e-08 | 2.3005e-07 | 5.101e-07 | 9.9882e-07 | 1.7569e-06 | 2.8149e-06 | 4.1571e-06 | 5.7174e-06 | 7.3911e-06 | 9.0571e-06 | 1.0604e-05 | 1.1948e-05 | 1.3045e-05 | 1.3887e-05 | 1.4497e-05 | 1.4912e-05 | 1.5176e-05 | 1.5331e-05 | 1.5411e-05 | 1.5459e-05 | 0.00031041 | 0.13573 | 0.11603 | 0.11068 | 0.08629 | 0.080639 | 0.075242 | 0.064447 | 0.076207 | 0.096999 | 0.11837 | 0.12294 | 0.13422 | 0 | 0.30388 | 0.23518 | 0.24593 | 0.21159 | 0.20287 | 0.20988 | 0.20137 | 0.20656 | 0.21499 | 0.27005 | 0.28674 | 0.32483 | 1.2346
LO3Slow | NR | Fixtures | Residential | Lighting | 0.00025527 | 0.00024217 | 2.0416 | -46.2769 | Multifamily - Low Rise | ID/MT/OR-Track_0 to 249 lumens | 3.9891e-09 | 1.0236e-08 | 2.2697e-08 | 4.4443e-08 | 7.8172e-08 | 1.2525e-07 | 1.8497e-07 | 2.544e-07 | 3.2887e-07 | 4.03e-07 | 4.7181e-07 | 5.3162e-07 | 5.8043e-07 | 6.1792e-07 | 6.4505e-07 | 6.6352e-07 | 6.7527e-07 | 6.8215e-07 | 6.8571e-07 | 6.8784e-07 | 1.3812e-05 | 0.067048 | 0.058395 | 0.056361 | 0.043837 | 0.043149 | 0.04099 | 0.035264 | 0.041732 | 0.05255 | 0.062578 | 0.06292 | 0.06496 | 0 | 0.1331 | 0.10407 | 0.11348 | 0.098426 | 0.10383 | 0.11311 | 0.10996 | 0.11292 | 0.11393 | 0.13509 | 0.13517 | 0.13873 | 3.6929
LO3Slow | NR | Fixtures | Residential | Lighting | 0.00050008 | 0.0004744 | 3.9995 | -46.2769 | Multifamily - Low Rise | ID/MT/OR-Track_250 to 499 lumens | 3.6385e-07 | 9.3367e-07 | 2.0702e-06 | 4.0537e-06 | 7.1302e-06 | 1.1424e-05 | 1.6871e-05 | 2.3204e-05 | 2.9997e-05 | 3.6759e-05 | 4.3035e-05 | 4.849e-05 | 5.2942e-05 | 5.6362e-05 | 5.8837e-05 | 6.0521e-05 | 6.1593e-05 | 6.2221e-05 | 6.2545e-05 | 6.2739e-05 | 0.0012598 | 0.13135 | 0.11439 | 0.11041 | 0.085876 | 0.084528 | 0.0803 | 0.069081 | 0.081753 | 0.10294 | 0.12259 | 0.12326 | 0.12726 | 0 | 0.26074 | 0.20387 | 0.2223 | 0.19281 | 0.20341 | 0.22158 | 0.2154 | 0.2212 | 0.22319 | 0.26464 | 0.26479 | 0.27177 | 3.6929
LO3Slow | NR | Fixtures | Residential | Lighting | 0.00095953 | 0.00091026 | 7.674 | -46.2769 | Multifamily - Low Rise | ID/MT/OR-Track_500 to 999 lumens | 5.793e-06 | 1.4865e-05 | 3.2961e-05 | 6.454e-05 | 0.00011352 | 0.00018189 | 0.00026862 | 0.00036944 | 0.00047759 | 0.00058524 | 0.00068518 | 0.00077202 | 0.0008429 | 0.00089736 | 0.00093676 | 0.00096357 | 0.00098063 | 0.00099063 | 0.0009958 | 0.00099888 | 0.020058 | 0.25202 | 0.2195 | 0.21185 | 0.16478 | 0.16219 | 0.15408 | 0.13255 | 0.15686 | 0.19752 | 0.23522 | 0.2365 | 0.24417 | 0 | 0.5003 | 0.39118 | 0.42654 | 0.36996 | 0.39029 | 0.42516 | 0.41331 | 0.42443 | 0.42825 | 0.50777 | 0.50807 | 0.52147 | 3.6929
LO3Slow | NR | Fixtures | Residential | Lighting | 0.001759 | 0.0016687 | 14.0682 | -46.2769 | Multifamily - Low Rise | ID/MT/OR-Track_1000 to 1999 lumens | 8.4174e-06 | 2.16e-05 | 4.7893e-05 | 9.378e-05 | 0.00016495 | 0.00026429 | 0.00039031 | 0.00053681 | 0.00069395 | 0.00085038 | 0.00099559 | 0.0011218 | 0.0012248 | 0.0013039 | 0.0013611 | 0.0014001 | 0.0014249 | 0.0014394 | 0.0014469 | 0.0014514 | 0.029145 | 0.46202 | 0.40239 | 0.38837 | 0.30207 | 0.29733 | 0.28246 | 0.243 | 0.28757 | 0.36211 | 0.43121 | 0.43357 | 0.44763 | 0 | 0.91716 | 0.71713 | 0.78195 | 0.67823 | 0.71549 | 0.77941 | 0.75769 | 0.77808 | 0.78508 | 0.93087 | 0.93141 | 0.95597 | 3.6929
LO3Slow | NR | Fixtures | Residential | Lighting | 0.0034092 | 0.0032342 | 27.2659 | -46.2769 | Multifamily - Low Rise | ID/MT/OR-Track_2000 to 3999 lumens | 1.3443e-05 | 3.4495e-05 | 7.6487e-05 | 0.00014977 | 0.00026343 | 0.00042208 | 0.00062333 | 0.0008573 | 0.0011083 | 0.0013581 | 0.00159 | 0.0017915 | 0.001956 | 0.0020824 | 0.0021738 | 0.002236 | 0.0022756 | 0.0022988 | 0.0023108 | 0.002318 | 0.046545 | 0.89545 | 0.77987 | 0.75272 | 0.58545 | 0.57626 | 0.54744 | 0.47096 | 0.55734 | 0.70181 | 0.83574 | 0.84031 | 0.86756 | 0 | 1.7776 | 1.3899 | 1.5155 | 1.3145 | 1.3867 | 1.5106 | 1.4685 | 1.508 | 1.5216 | 1.8041 | 1.8052 | 1.8528 | 3.6929
LO3Slow | NR | Fixtures | Residential | Lighting | 0.0062274 | 0.0059076 | 49.8044 | -46.2769 | Multifamily - Low Rise | ID/MT/OR-Track_4000 to 7999 lumens | 5.408e-06 | 1.3877e-05 | 3.0771e-05 | 6.0252e-05 | 0.00010598 | 0.0001698 | 0.00025077 | 0.00034489 | 0.00044585 | 0.00054636 | 0.00063965 | 0.00072072 | 0.00078689 | 0.00083773 | 0.00087451 | 0.00089954 | 0.00091547 | 0.0009248 | 0.00092963 | 0.00093251 | 0.018725 | 1.6356 | 1.4245 | 1.3749 | 1.0694 | 1.0526 | 0.99995 | 0.86026 | 1.018 | 1.2819 | 1.5266 | 1.5349 | 1.5847 | 0 | 3.2469 | 2.5388 | 2.7683 | 2.4011 | 2.533 | 2.7593 | 2.6824 | 2.7546 | 2.7793 | 3.2955 | 3.2974 | 3.3844 | 3.6929
LO3Slow | NR | Fixtures | Residential | Lighting | 7.0455e-05 | 6.6792e-05 | 0.56298 | -73.9724 | Multifamily - Low Rise | WA-Floor/Table_0 to 249 lumens | 6.2427e-07 | 1.6019e-06 | 3.552e-06 | 6.9551e-06 | 1.2234e-05 | 1.9601e-05 | 2.8947e-05 | 3.9812e-05 | 5.1467e-05 | 6.3068e-05 | 7.3837e-05 | 8.3196e-05 | 9.0835e-05 | 9.6703e-05 | 0.00010095 | 0.00010384 | 0.00010568 | 0.00010675 | 0.00010731 | 0.00010764 | 0.0021615 | 0.018489 | 0.016095 | 0.015529 | 0.012079 | 0.011874 | 0.011275 | 0.0096988 | 0.011478 | 0.014457 | 0.017226 | 0.017334 | 0.017923 | 0 | 0.036829 | 0.028788 | 0.031352 | 0.027187 | 0.028606 | 0.031121 | 0.030243 | 0.031057 | 0.03136 | 0.037239 | 0.037321 | 0.038417 | 10.5207
LO3Slow | NR | Fixtures | Residential | Lighting | 0.00013802 | 0.00013084 | 1.1029 | -73.9724 | Multifamily - Low Rise | WA-Floor/Table_250 to 499 lumens | 4.3724e-06 | 1.122e-05 | 2.4878e-05 | 4.8714e-05 | 8.5685e-05 | 0.00013729 | 0.00020275 | 0.00027885 | 0.00036048 | 0.00044173 | 0.00051716 | 0.00058271 | 0.00063621 | 0.00067731 | 0.00070705 | 0.00072729 | 0.00074017 | 0.00074771 | 0.00075161 | 0.00075394 | 0.015139 | 0.03622 | 0.031529 | 0.030422 | 0.023663 | 0.023261 | 0.022088 | 0.019 | 0.022485 | 0.02832 | 0.033745 | 0.033958 | 0.035111 | 0 | 0.072148 | 0.056395 | 0.061417 | 0.053258 | 0.056038 | 0.060965 | 0.059247 | 0.06084 | 0.061434 | 0.072951 | 0.073112 | 0.075259 | 10.5207
LO3Slow | NR | Fixtures | Residential | Lighting | 0.00026483 | 0.00025106 | 2.1161 | -73.9724 | Multifamily - Low Rise | WA-Floor/Table_500 to 999 lumens | 3.7126e-05 | 9.5267e-05 | 0.00021124 | 0.00041362 | 0.00072754 | 0.0011657 | 0.0017215 | 0.0023676 | 0.0030607 | 0.0037507 | 0.0043911 | 0.0049477 | 0.005402 | 0.0057509 | 0.0060034 | 0.0061753 | 0.0062846 | 0.0063487 | 0.0063819 | 0.0064016 | 0.12855 | 0.069497 | 0.060497 | 0.058373 | 0.045404 | 0.044633 | 0.042381 | 0.036456 | 0.043142 | 0.05434 | 0.064749 | 0.065157 | 0.06737 | 0 | 0.13843 | 0.10821 | 0.11785 | 0.10219 | 0.10752 | 0.11698 | 0.11368 | 0.11674 | 0.11788 | 0.13997 | 0.14028 | 0.1444 | 10.5207
LO3Slow | NR | Fixtures | Residential | Lighting | 0.00048549 | 0.00046025 | 3.8794 | -73.9724 | Multifamily - Low Rise | WA-Floor/Table_1000 to 1999 lumens | 4.084e-05 | 0.0001048 | 0.00023237 | 0.000455 | 0.00080032 | 0.0012823 | 0.0018937 | 0.0026045 | 0.0033669 | 0.0041259 | 0.0048304 | 0.0054427 | 0.0059424 | 0.0063263 | 0.006604 | 0.0067931 | 0.0069134 | 0.0069838 | 0.0070203 | 0.007042 | 0.14141 | 0.1274 | 0.11091 | 0.10701 | 0.083236 | 0.081822 | 0.077694 | 0.066833 | 0.07909 | 0.099617 | 0.1187 | 0.11945 | 0.1235 | 0 | 0.25378 | 0.19837 | 0.21604 | 0.18734 | 0.19712 | 0.21445 | 0.2084 | 0.214 | 0.2161 | 0.25661 | 0.25717 | 0.26472 | 10.5207
LO3Slow | NR | Fixtures | Residential | Lighting | 0.00094094 | 0.00089202 | 7.5187 | -73.9724 | Multifamily - Low Rise | WA-Floor/Table_2000 to 3999 lumens | 1.1372e-05 | 2.9181e-05 | 6.4704e-05 | 0.0001267 | 0.00022285 | 0.00035706 | 0.00052731 | 0.00072523 | 0.00093754 | 0.0011489 | 0.001345 | 0.0015155 | 0.0016547 | 0.0017616 | 0.0018389 | 0.0018916 | 0.001925 | 0.0019447 | 0.0019548 | 0.0019609 | 0.039375 | 0.24692 | 0.21495 | 0.2074 | 0.16132 | 0.15858 | 0.15058 | 0.12953 | 0.15329 | 0.19307 | 0.23006 | 0.2315 | 0.23937 | 0 | 0.49186 | 0.38447 | 0.41871 | 0.36308 | 0.38204 | 0.41562 | 0.40391 | 0.41477 | 0.41882 | 0.49734 | 0.49843 | 0.51307 | 10.5207
LO3Slow | NR | Fixtures | Residential | Lighting | 0.0017187 | 0.0016294 | 13.7338 | -73.9724 | Multifamily - Low Rise | WA-Floor/Table_4000 to 7999 lumens | 1.3094e-06 | 3.36e-06 | 7.4503e-06 | 1.4588e-05 | 2.566e-05 | 4.1113e-05 | 6.0716e-05 | 8.3506e-05 | 0.00010795 | 0.00013229 | 0.00015487 | 0.0001745 | 0.00019053 | 0.00020283 | 0.00021174 | 0.0002178 | 0.00022166 | 0.00022392 | 0.00022509 | 0.00022578 | 0.0045338 | 0.45104 | 0.39263 | 0.37884 | 0.29467 | 0.28967 | 0.27505 | 0.2366 | 0.28 | 0.35267 | 0.42022 | 0.42287 | 0.43723 | 0 | 0.89844 | 0.70227 | 0.76482 | 0.66321 | 0.69783 | 0.75918 | 0.73778 | 0.75762 | 0.76503 | 0.90844 | 0.91045 | 0.93718 | 10.5207
LO3Slow | NR | Fixtures | Residential | Lighting | 0.00011143 | 0.00010541 | 0.88796 | -37.3815 | Multifamily - Low Rise | WA-Ceiling and Wall Flush Mount _0 to 249 lumens | 4.1571e-07 | 1.0667e-06 | 2.3653e-06 | 4.6315e-06 | 8.1465e-06 | 1.3052e-05 | 1.9276e-05 | 2.6511e-05 | 3.4272e-05 | 4.1998e-05 | 4.9169e-05 | 5.5401e-05 | 6.0488e-05 | 6.4395e-05 | 6.7223e-05 | 6.9147e-05 | 7.0371e-05 | 7.1089e-05 | 7.146e-05 | 7.1681e-05 | 0.0014394 | 0.029163 | 0.025348 | 0.024434 | 0.019009 | 0.01861 | 0.017647 | 0.015175 | 0.017957 | 0.022636 | 0.027023 | 0.027263 | 0.028318 | 0 | 0.058699 | 0.04584 | 0.049737 | 0.0431 | 0.04499 | 0.048748 | 0.047327 | 0.048596 | 0.049187 | 0.058676 | 0.059099 | 0.061374 | 3.6094
LO3Slow | NR | Fixtures | Residential | Lighting | 0.00021828 | 0.0002065 | 1.7395 | -37.3815 | Multifamily - Low Rise | WA-Ceiling and Wall Flush Mount _250 to 499 lumens | 5.0759e-06 | 1.3025e-05 | 2.8881e-05 | 5.6551e-05 | 9.9469e-05 | 0.00015937 | 0.00023536 | 0.00032371 | 0.00041847 | 0.0005128 | 0.00060036 | 0.00067645 | 0.00073856 | 0.00078627 | 0.0008208 | 0.00084429 | 0.00085924 | 0.000868 | 0.00087253 | 0.00087523 | 0.017575 | 0.057129 | 0.049656 | 0.047866 | 0.037239 | 0.036457 | 0.03457 | 0.029728 | 0.035178 | 0.044344 | 0.052938 | 0.053408 | 0.055475 | 0 | 0.11499 | 0.089801 | 0.097435 | 0.084432 | 0.088135 | 0.095497 | 0.092713 | 0.095198 | 0.096357 | 0.11495 | 0.11577 | 0.12023 | 3.6094
LO3Slow | NR | Fixtures | Residential | Lighting | 0.00041883 | 0.00039623 | 3.3377 | -37.3815 | Multifamily - Low Rise | WA-Ceiling and Wall Flush Mount _500 to 999 lumens | 4.744e-05 | 0.00012173 | 0.00026992 | 0.00052854 | 0.00092966 | 0.0014895 | 0.0021998 | 0.0030254 | 0.0039111 | 0.0047927 | 0.0056111 | 0.0063223 | 0.0069028 | 0.0073487 | 0.0076714 | 0.007891 | 0.0080307 | 0.0081125 | 0.0081549 | 0.0081801 | 0.16426 | 0.10962 | 0.095277 | 0.091844 | 0.071452 | 0.069952 | 0.066332 | 0.05704 | 0.067498 | 0.085085 | 0.10158 | 0.10248 | 0.10644 | 0 | 0.22064 | 0.17231 | 0.18695 | 0.162 | 0.16911 | 0.18324 | 0.17789 | 0.18266 | 0.18489 | 0.22055 | 0.22214 | 0.23069 | 3.6094
LO3Slow | NR | Fixtures | Residential | Lighting | 0.00076781 | 0.00072638 | 6.1187 | -37.3815 | Multifamily - Low Rise | WA-Ceiling and Wall Flush Mount _1000 to 1999 lumens | 5.8603e-05 | 0.00015038 | 0.00033344 | 0.00065291 | 0.0011484 | 0.00184 | 0.0027174 | 0.0037374 | 0.0048314 | 0.0059205 | 0.0069314 | 0.00781 | 0.0085271 | 0.0090779 | 0.0094765 | 0.0097478 | 0.0099204 | 0.010022 | 0.010074 | 0.010105 | 0.20291 | 0.20095 | 0.17466 | 0.16837 | 0.13099 | 0.12824 | 0.1216 | 0.10457 | 0.12374 | 0.15598 | 0.18621 | 0.18786 | 0.19513 | 0 | 0.40449 | 0.31588 | 0.34273 | 0.29699 | 0.31002 | 0.33591 | 0.32612 | 0.33486 | 0.33894 | 0.40433 | 0.40724 | 0.42291 | 3.6094
LO3Slow | NR | Fixtures | Residential | Lighting | 0.0014881 | 0.0014078 | 11.8588 | -37.3815 | Multifamily - Low Rise | WA-Ceiling and Wall Flush Mount _2000 to 3999 lumens | 4.6348e-05 | 0.00011893 | 0.00026371 | 0.00051637 | 0.00090826 | 0.0014552 | 0.0021491 | 0.0029558 | 0.0038211 | 0.0046824 | 0.0054819 | 0.0061768 | 0.0067439 | 0.0071795 | 0.0074948 | 0.0077093 | 0.0078458 | 0.0079258 | 0.0079672 | 0.0079918 | 0.16048 | 0.38947 | 0.33852 | 0.32632 | 0.25387 | 0.24854 | 0.23568 | 0.20267 | 0.23982 | 0.30231 | 0.3609 | 0.3641 | 0.37819 | 0 | 0.78394 | 0.61221 | 0.66425 | 0.5756 | 0.60085 | 0.65104 | 0.63206 | 0.64901 | 0.6569 | 0.78363 | 0.78928 | 0.81966 | 3.6094
LO3Slow | NR | Fixtures | Residential | Lighting | 0.0027182 | 0.0025715 | 21.6616 | -37.3815 | Multifamily - Low Rise | WA-Ceiling and Wall Flush Mount _4000 to 7999 lumens | 1.2459e-05 | 3.1972e-05 | 7.0891e-05 | 0.00013881 | 0.00024416 | 0.0003912 | 0.00057773 | 0.00079458 | 0.0010272 | 0.0012587 | 0.0014737 | 0.0016604 | 0.0018129 | 0.00193 | 0.0020148 | 0.0020724 | 0.0021091 | 0.0021306 | 0.0021417 | 0.0021484 | 0.04314 | 0.71142 | 0.61835 | 0.59607 | 0.46373 | 0.45399 | 0.4305 | 0.37019 | 0.43806 | 0.55221 | 0.65923 | 0.66507 | 0.69081 | 0 | 1.432 | 1.1183 | 1.2133 | 1.0514 | 1.0975 | 1.1892 | 1.1545 | 1.1855 | 1.1999 | 1.4314 | 1.4417 | 1.4972 | 3.6094
LO3Slow | NR | Fixtures | Residential | Lighting | 7.9543e-05 | 7.5085e-05 | 0.63206 | -112.4296 | Multifamily - Low Rise | WA-Downlight Fixture_0 to 249 lumens | 1.5214e-08 | 3.904e-08 | 8.6564e-08 | 1.695e-07 | 2.9814e-07 | 4.7769e-07 | 7.0546e-07 | 9.7025e-07 | 1.2543e-06 | 1.537e-06 | 1.7995e-06 | 2.0275e-06 | 2.2137e-06 | 2.3567e-06 | 2.4602e-06 | 2.5306e-06 | 2.5754e-06 | 2.6017e-06 | 2.6153e-06 | 2.6234e-06 | 5.2678e-05 | 0.020759 | 0.018014 | 0.017347 | 0.013498 | 0.013157 | 0.012458 | 0.010709 | 0.012671 | 0.015987 | 0.019124 | 0.019347 | 0.020194 | 0 | 0.042248 | 0.032961 | 0.035623 | 0.030846 | 0.031927 | 0.034444 | 0.033403 | 0.034296 | 0.034802 | 0.041722 | 0.042245 | 0.04428 | 9.5904
LO3Slow | NR | Fixtures | Residential | Lighting | 0.00015582 | 0.00014709 | 1.2382 | -112.4296 | Multifamily - Low Rise | WA-Downlight Fixture_250 to 499 lumens | 2.513e-06 | 6.4486e-06 | 1.4299e-05 | 2.7998e-05 | 4.9246e-05 | 7.8904e-05 | 0.00011653 | 0.00016026 | 0.00020718 | 0.00025388 | 0.00029723 | 0.00033491 | 0.00036565 | 0.00038928 | 0.00040637 | 0.000418 | 0.0004254 | 0.00042974 | 0.00043198 | 0.00043332 | 0.0087012 | 0.040667 | 0.035289 | 0.033983 | 0.026443 | 0.025774 | 0.024404 | 0.020978 | 0.024823 | 0.031318 | 0.037464 | 0.037901 | 0.039561 | 0 | 0.082764 | 0.06457 | 0.069785 | 0.060427 | 0.062544 | 0.067475 | 0.065437 | 0.067185 | 0.068177 | 0.081733 | 0.082758 | 0.086744 | 9.5904
LO3Slow | NR | Fixtures | Residential | Lighting | 0.00029899 | 0.00028223 | 2.3758 | -112.4296 | Multifamily - Low Rise | WA-Downlight Fixture_500 to 999 lumens | 8.8255e-05 | 0.00022647 | 0.00050215 | 0.00098326 | 0.0017295 | 0.002771 | 0.0040923 | 0.0056283 | 0.007276 | 0.0089161 | 0.010439 | 0.011762 | 0.012842 | 0.013671 | 0.014271 | 0.01468 | 0.01494 | 0.015092 | 0.015171 | 0.015218 | 0.30558 | 0.07803 | 0.067711 | 0.065205 | 0.050738 | 0.049455 | 0.046826 | 0.040252 | 0.047629 | 0.060092 | 0.071884 | 0.072722 | 0.075907 | 0 | 0.1588 | 0.12389 | 0.1339 | 0.11594 | 0.12001 | 0.12947 | 0.12556 | 0.12891 | 0.13082 | 0.15683 | 0.15879 | 0.16644 | 9.5904
LO3Slow | NR | Fixtures | Residential | Lighting | 0.00054811 | 0.0005174 | 4.3554 | -112.4296 | Multifamily - Low Rise | WA-Downlight Fixture_1000 to 1999 lumens | 2.6942e-05 | 6.9135e-05 | 0.00015329 | 0.00030016 | 0.00052797 | 0.00084593 | 0.0012493 | 0.0017182 | 0.0022212 | 0.0027219 | 0.0031866 | 0.0035905 | 0.0039202 | 0.0041734 | 0.0043567 | 0.0044814 | 0.0045607 | 0.0046072 | 0.0046313 | 0.0046456 | 0.093286 | 0.14305 | 0.12413 | 0.11954 | 0.093015 | 0.090662 | 0.085843 | 0.073792 | 0.087314 | 0.11016 | 0.13178 | 0.13332 | 0.13916 | 0 | 0.29112 | 0.22713 | 0.24547 | 0.21255 | 0.22 | 0.23734 | 0.23018 | 0.23632 | 0.23982 | 0.2875 | 0.2911 | 0.30513 | 9.5904
LO3Slow | NR | Fixtures | Residential | Lighting | 0.0010623 | 0.0010028 | 8.4413 | -112.4296 | Multifamily - Low Rise | WA-Downlight Fixture_2000 to 3999 lumens | 8.0185e-06 | 2.0576e-05 | 4.5623e-05 | 8.9335e-05 | 0.00015713 | 0.00025176 | 0.00037181 | 0.00051137 | 0.00066106 | 0.00081008 | 0.0009484 | 0.0010686 | 0.0011667 | 0.0012421 | 0.0012966 | 0.0013338 | 0.0013574 | 0.0013712 | 0.0013784 | 0.0013826 | 0.027764 | 0.27724 | 0.24058 | 0.23168 | 0.18027 | 0.17571 | 0.16637 | 0.14302 | 0.16923 | 0.21351 | 0.25541 | 0.25838 | 0.2697 | 0 | 0.56423 | 0.4402 | 0.47576 | 0.41196 | 0.42639 | 0.46 | 0.44611 | 0.45803 | 0.46479 | 0.5572 | 0.56419 | 0.59137 | 9.5904
LO3Slow | NR | Fixtures | Residential | Lighting | 0.0019404 | 0.0018317 | 15.4191 | -112.4296 | Multifamily - Low Rise | WA-Downlight Fixture_4000 to 7999 lumens | 2.5254e-06 | 6.4803e-06 | 1.4369e-05 | 2.8135e-05 | 4.9488e-05 | 7.9292e-05 | 0.0001171 | 0.00016105 | 0.0002082 | 0.00025513 | 0.00029869 | 0.00033655 | 0.00036745 | 0.00039119 | 0.00040837 | 0.00042006 | 0.00042749 | 0.00043185 | 0.00043411 | 0.00043545 | 0.008744 | 0.50641 | 0.43945 | 0.42318 | 0.32929 | 0.32096 | 0.3039 | 0.26124 | 0.30911 | 0.39 | 0.46653 | 0.47197 | 0.49264 | 0 | 1.0306 | 0.80407 | 0.86902 | 0.75248 | 0.77885 | 0.84025 | 0.81487 | 0.83664 | 0.849 | 1.0178 | 1.0306 | 1.0802 | 9.5904
LO3Slow | NR | Fixtures | Residential | Lighting | 0.00014232 | 0.00016147 | 0.7969 | -73.9245 | Multifamily - Low Rise | WA-Exterior Porch_0 to 249 lumens | 2.3604e-10 | 6.0568e-10 | 1.343e-09 | 2.6297e-09 | 4.6255e-09 | 7.4111e-09 | 1.0945e-08 | 1.5053e-08 | 1.9459e-08 | 2.3846e-08 | 2.7918e-08 | 3.1456e-08 | 3.4344e-08 | 3.6563e-08 | 3.8168e-08 | 3.9261e-08 | 3.9956e-08 | 4.0363e-08 | 4.0574e-08 | 4.07e-08 | 8.1726e-07 | 0.033708 | 0.029627 | 0.023476 | 0.014018 | 0.013139 | 0.012786 | 0.0093382 | 0.011198 | 0.016702 | 0.027366 | 0.031745 | 0.034314 | 0 | 0.065856 | 0.048778 | 0.042894 | 0.035709 | 0.033338 | 0.032041 | 0.033508 | 0.035278 | 0.041287 | 0.047654 | 0.058505 | 0.064635 | 12.2733
LO3Slow | NR | Fixtures | Residential | Lighting | 0.0002788 | 0.00031631 | 1.5611 | -73.9245 | Multifamily - Low Rise | WA-Exterior Porch_250 to 499 lumens | 7.4812e-08 | 1.9197e-07 | 4.2566e-07 | 8.3349e-07 | 1.4661e-06 | 2.3489e-06 | 3.469e-06 | 4.771e-06 | 6.1677e-06 | 7.558e-06 | 8.8485e-06 | 9.9701e-06 | 1.0885e-05 | 1.1589e-05 | 1.2098e-05 | 1.2444e-05 | 1.2664e-05 | 1.2793e-05 | 1.286e-05 | 1.29e-05 | 0.00025903 | 0.066034 | 0.058039 | 0.045989 | 0.027461 | 0.025739 | 0.025047 | 0.018293 | 0.021936 | 0.032719 | 0.05361 | 0.062189 | 0.067221 | 0 | 0.12901 | 0.095555 | 0.084029 | 0.069954 | 0.06531 | 0.062767 | 0.065642 | 0.069108 | 0.080881 | 0.093353 | 0.11461 | 0.12662 | 12.2733
LO3Slow | NR | Fixtures | Residential | Lighting | 0.00053494 | 0.00060693 | 2.9954 | -73.9245 | Multifamily - Low Rise | WA-Exterior Porch_500 to 999 lumens | 3.7401e-06 | 9.5973e-06 | 2.128e-05 | 4.1669e-05 | 7.3293e-05 | 0.00011743 | 0.00017343 | 0.00023852 | 0.00030834 | 0.00037785 | 0.00044237 | 0.00049844 | 0.0005442 | 0.00057936 | 0.0006048 | 0.00062211 | 0.00063312 | 0.00063958 | 0.00064292 | 0.00064491 | 0.01295 | 0.1267 | 0.11136 | 0.088242 | 0.052691 | 0.049387 | 0.04806 | 0.0351 | 0.04209 | 0.062779 | 0.10286 | 0.11933 | 0.12898 | 0 | 0.24754 | 0.18335 | 0.16123 | 0.13423 | 0.12531 | 0.12043 | 0.12595 | 0.1326 | 0.15519 | 0.17912 | 0.21991 | 0.24295 | 12.2733
LO3Slow | NR | Fixtures | Residential | Lighting | 0.00098067 | 0.0011126 | 5.4913 | -73.9245 | Multifamily - Low Rise | WA-Exterior Porch_1000 to 1999 lumens | 7.3249e-06 | 1.8796e-05 | 4.1677e-05 | 8.1608e-05 | 0.00014354 | 0.00022999 | 0.00033965 | 0.00046714 | 0.00060389 | 0.00074001 | 0.00086637 | 0.00097619 | 0.0010658 | 0.0011347 | 0.0011845 | 0.0012184 | 0.00124 | 0.0012526 | 0.0012591 | 0.001263 | 0.025362 | 0.23228 | 0.20415 | 0.16177 | 0.096594 | 0.090538 | 0.088105 | 0.064347 | 0.07716 | 0.11509 | 0.18857 | 0.21875 | 0.23645 | 0 | 0.4538 | 0.33612 | 0.29557 | 0.24607 | 0.22973 | 0.22079 | 0.2309 | 0.24309 | 0.2845 | 0.32837 | 0.40315 | 0.44539 | 12.2733
LO3Slow | NR | Fixtures | Residential | Lighting | 0.0019007 | 0.0021564 | 10.6428 | -73.9245 | Multifamily - Low Rise | WA-Exterior Porch_2000 to 3999 lumens | 6.9302e-06 | 1.7783e-05 | 3.9431e-05 | 7.7211e-05 | 0.00013581 | 0.0002176 | 0.00032135 | 0.00044196 | 0.00057134 | 0.00070013 | 0.00081968 | 0.00092358 | 0.0010084 | 0.0010735 | 0.0011207 | 0.0011527 | 0.0011731 | 0.0011851 | 0.0011913 | 0.001195 | 0.023996 | 0.45018 | 0.39568 | 0.31353 | 0.18721 | 0.17547 | 0.17076 | 0.12471 | 0.14955 | 0.22306 | 0.36548 | 0.42397 | 0.45827 | 0 | 0.87952 | 0.65144 | 0.57286 | 0.47691 | 0.44524 | 0.42791 | 0.44751 | 0.47114 | 0.5514 | 0.63642 | 0.78135 | 0.86322 | 12.2733
LO3Slow | NR | Fixtures | Residential | Lighting | 0.0034718 | 0.003939 | 19.4403 | -73.9245 | Multifamily - Low Rise | WA-Exterior Porch_4000 to 7999 lumens | 3.0367e-07 | 7.7924e-07 | 1.7278e-06 | 3.3832e-06 | 5.9509e-06 | 9.5347e-06 | 1.4081e-05 | 1.9366e-05 | 2.5035e-05 | 3.0679e-05 | 3.5917e-05 | 4.047e-05 | 4.4186e-05 | 4.704e-05 | 4.9105e-05 | 5.0511e-05 | 5.1405e-05 | 5.1929e-05 | 5.2201e-05 | 5.2362e-05 | 0.0010514 | 0.82231 | 0.72275 | 0.57269 | 0.34196 | 0.32052 | 0.31191 | 0.2278 | 0.27316 | 0.40744 | 0.66759 | 0.77442 | 0.83709 | 0 | 1.6066 | 1.1899 | 1.0464 | 0.87113 | 0.81329 | 0.78163 | 0.81742 | 0.86059 | 1.0072 | 1.1625 | 1.4272 | 1.5768 | 12.2733
LO3Slow | NR | Fixtures | Residential | Lighting | 0.00011634 | 0.00013606 | 0.64697 | -109.2876 | Multifamily - Low Rise | WA-Chandelier/Pendant_0 to 249 lumens | 1.4567e-07 | 3.7381e-07 | 8.2885e-07 | 1.623e-06 | 2.8547e-06 | 4.5739e-06 | 6.7548e-06 | 9.2901e-06 | 1.201e-05 | 1.4717e-05 | 1.723e-05 | 1.9414e-05 | 2.1196e-05 | 2.2565e-05 | 2.3556e-05 | 2.4231e-05 | 2.466e-05 | 2.4911e-05 | 2.5041e-05 | 2.5119e-05 | 0.00050439 | 0.027987 | 0.024969 | 0.019729 | 0.011516 | 0.011442 | 0.011362 | 0.0083335 | 0.010003 | 0.014757 | 0.023802 | 0.027082 | 0.028157 | 0 | 0.049031 | 0.036299 | 0.03207 | 0.026756 | 0.027645 | 0.028087 | 0.029848 | 0.031464 | 0.035779 | 0.038806 | 0.045838 | 0.046208 | 5.6742
LO3Slow | NR | Fixtures | Residential | Lighting | 0.00022792 | 0.00026653 | 1.2674 | -109.2876 | Multifamily - Low Rise | WA-Chandelier/Pendant_250 to 499 lumens | 1.1775e-06 | 3.0216e-06 | 6.6999e-06 | 1.3119e-05 | 2.3075e-05 | 3.6972e-05 | 5.4601e-05 | 7.5095e-05 | 9.7078e-05 | 0.00011896 | 0.00013927 | 0.00015693 | 0.00017134 | 0.0001824 | 0.00019041 | 0.00019586 | 0.00019933 | 0.00020136 | 0.00020242 | 0.00020304 | 0.0040771 | 0.054826 | 0.048914 | 0.038649 | 0.022559 | 0.022414 | 0.022258 | 0.016325 | 0.019596 | 0.028909 | 0.046628 | 0.053053 | 0.05516 | 0 | 0.096051 | 0.071109 | 0.062825 | 0.052415 | 0.054155 | 0.055022 | 0.058472 | 0.061638 | 0.07009 | 0.07602 | 0.089796 | 0.09052 | 5.6742
LO3Slow | NR | Fixtures | Residential | Lighting | 0.00043732 | 0.00051142 | 2.4318 | -109.2876 | Multifamily - Low Rise | WA-Chandelier/Pendant_500 to 999 lumens | 8.6565e-06 | 2.2213e-05 | 4.9254e-05 | 9.6444e-05 | 0.00016964 | 0.0002718 | 0.0004014 | 0.00055206 | 0.00071367 | 0.00087454 | 0.0010239 | 0.0011536 | 0.0012596 | 0.0013409 | 0.0013998 | 0.0014399 | 0.0014654 | 0.0014803 | 0.001488 | 0.0014927 | 0.029973 | 0.1052 | 0.093854 | 0.074158 | 0.043286 | 0.043007 | 0.042708 | 0.031324 | 0.0376 | 0.055468 | 0.089468 | 0.1018 | 0.10584 | 0 | 0.1843 | 0.13644 | 0.12055 | 0.10057 | 0.10391 | 0.10557 | 0.11219 | 0.11827 | 0.13449 | 0.14586 | 0.1723 | 0.17369 | 5.6742
LO3Slow | NR | Fixtures | Residential | Lighting | 0.0008017 | 0.00093754 | 4.4581 | -109.2876 | Multifamily - Low Rise | WA-Chandelier/Pendant_1000 to 1999 lumens | 1.4665e-05 | 3.7631e-05 | 8.3439e-05 | 0.00016338 | 0.00028738 | 0.00046044 | 0.00067999 | 0.00093522 | 0.001209 | 0.0014815 | 0.0017345 | 0.0019543 | 0.0021338 | 0.0022716 | 0.0023714 | 0.0024393 | 0.0024824 | 0.0025077 | 0.0025208 | 0.0025286 | 0.050776 | 0.19285 | 0.17206 | 0.13595 | 0.079354 | 0.078841 | 0.078294 | 0.057425 | 0.06893 | 0.10169 | 0.16402 | 0.18662 | 0.19403 | 0 | 0.33786 | 0.25013 | 0.22099 | 0.18437 | 0.19049 | 0.19354 | 0.20567 | 0.21681 | 0.24654 | 0.2674 | 0.31586 | 0.31841 | 5.6742
LO3Slow | NR | Fixtures | Residential | Lighting | 0.0015538 | 0.0018171 | 8.6404 | -109.2876 | Multifamily - Low Rise | WA-Chandelier/Pendant_2000 to 3999 lumens | 2.1144e-05 | 5.4257e-05 | 0.00012031 | 0.00023557 | 0.00041435 | 0.00066388 | 0.00098043 | 0.0013484 | 0.0017432 | 0.0021361 | 0.0025009 | 0.0028178 | 0.0030766 | 0.0032753 | 0.0034191 | 0.003517 | 0.0035793 | 0.0036157 | 0.0036346 | 0.0036459 | 0.07321 | 0.37377 | 0.33347 | 0.26348 | 0.1538 | 0.1528 | 0.15174 | 0.1113 | 0.13359 | 0.19708 | 0.31788 | 0.36169 | 0.37605 | 0 | 0.65482 | 0.48478 | 0.4283 | 0.35733 | 0.3692 | 0.3751 | 0.39862 | 0.42021 | 0.47783 | 0.51826 | 0.61217 | 0.61711 | 5.6742
LO3Slow | NR | Fixtures | Residential | Lighting | 0.0028382 | 0.0033191 | 15.7827 | -109.2876 | Multifamily - Low Rise | WA-Chandelier/Pendant_4000 to 7999 lumens | 1.2702e-05 | 3.2594e-05 | 7.2272e-05 | 0.00014151 | 0.00024892 | 0.00039882 | 0.00058898 | 0.00081005 | 0.0010472 | 0.0012832 | 0.0015024 | 0.0016928 | 0.0018482 | 0.0019676 | 0.002054 | 0.0021128 | 0.0021502 | 0.0021721 | 0.0021835 | 0.0021902 | 0.04398 | 0.68273 | 0.60911 | 0.48129 | 0.28093 | 0.27911 | 0.27718 | 0.2033 | 0.24403 | 0.35999 | 0.58065 | 0.66066 | 0.68689 | 0 | 1.1961 | 0.88551 | 0.78234 | 0.65271 | 0.67439 | 0.68517 | 0.72813 | 0.76757 | 0.87281 | 0.94666 | 1.1182 | 1.1272 | 5.6742
LO3Slow | NR | Fixtures | Residential | Lighting | 2.898e-05 | 2.7142e-05 | 0.22794 | 11.6324 | Multifamily - Low Rise | WA-Linear Flush Mount_0 to 249 lumens | 3.3665e-08 | 8.6386e-08 | 1.9154e-07 | 3.7506e-07 | 6.5971e-07 | 1.057e-06 | 1.561e-06 | 2.1469e-06 | 2.7754e-06 | 3.401e-06 | 3.9818e-06 | 4.4864e-06 | 4.8984e-06 | 5.2148e-06 | 5.4438e-06 | 5.5996e-06 | 5.6987e-06 | 5.7568e-06 | 5.7869e-06 | 5.8048e-06 | 0.00011656 | 0.007487 | 0.006459 | 0.0061971 | 0.0048257 | 0.0046285 | 0.0043584 | 0.0037415 | 0.0044261 | 0.0056027 | 0.0067528 | 0.0069007 | 0.0073306 | 0 | 0.015836 | 0.012314 | 0.01313 | 0.01134 | 0.011387 | 0.01209 | 0.011678 | 0.011986 | 0.01228 | 0.014988 | 0.015464 | 0.016735 | 1.5691
LO3Slow | NR | Fixtures | Residential | Lighting | 5.6772e-05 | 5.3172e-05 | 0.44653 | 11.6324 | Multifamily - Low Rise | WA-Linear Flush Mount_250 to 499 lumens | 9.6056e-07 | 2.4649e-06 | 5.4654e-06 | 1.0702e-05 | 1.8824e-05 | 3.016e-05 | 4.454e-05 | 6.1258e-05 | 7.9191e-05 | 9.7042e-05 | 0.00011361 | 0.00012801 | 0.00013977 | 0.00014879 | 0.00015533 | 0.00015977 | 0.0001626 | 0.00016426 | 0.00016512 | 0.00016563 | 0.0033259 | 0.014667 | 0.012653 | 0.01214 | 0.0094535 | 0.0090671 | 0.008538 | 0.0073295 | 0.0086706 | 0.010976 | 0.013229 | 0.013518 | 0.01436 | 0 | 0.031023 | 0.024123 | 0.025721 | 0.022214 | 0.022307 | 0.023685 | 0.022877 | 0.02348 | 0.024055 | 0.029361 | 0.030294 | 0.032784 | 1.5691
LO3Slow | NR | Fixtures | Residential | Lighting | 0.00010893 | 0.00010202 | 0.85678 | 11.6324 | Multifamily - Low Rise | WA-Linear Flush Mount_500 to 999 lumens | 1.8767e-05 | 4.8156e-05 | 0.00010678 | 0.00020908 | 0.00036776 | 0.00058924 | 0.00087019 | 0.0011968 | 0.0015472 | 0.0018959 | 0.0022197 | 0.002501 | 0.0027306 | 0.002907 | 0.0030347 | 0.0031215 | 0.0031768 | 0.0032092 | 0.003226 | 0.0032359 | 0.064979 | 0.028142 | 0.024278 | 0.023294 | 0.018139 | 0.017398 | 0.016382 | 0.014064 | 0.016637 | 0.021059 | 0.025382 | 0.025938 | 0.027554 | 0 | 0.059525 | 0.046286 | 0.049352 | 0.042623 | 0.042802 | 0.045445 | 0.043896 | 0.045053 | 0.046157 | 0.056337 | 0.058127 | 0.062904 | 1.5691
LO3Slow | NR | Fixtures | Residential | Lighting | 0.0001997 | 0.00018703 | 1.5707 | 11.6324 | Multifamily - Low Rise | WA-Linear Flush Mount_1000 to 1999 lumens | 3.0719e-05 | 7.8826e-05 | 0.00017478 | 0.00034224 | 0.00060198 | 0.00096451 | 0.0014244 | 0.001959 | 0.0025325 | 0.0031034 | 0.0036333 | 0.0040938 | 0.0044697 | 0.0047585 | 0.0049674 | 0.0051096 | 0.0052001 | 0.0052531 | 0.0052805 | 0.0052968 | 0.10636 | 0.051591 | 0.044508 | 0.042703 | 0.033253 | 0.031894 | 0.030033 | 0.025782 | 0.030499 | 0.038607 | 0.046532 | 0.047551 | 0.050513 | 0 | 0.10912 | 0.084852 | 0.090474 | 0.078139 | 0.078467 | 0.083312 | 0.080471 | 0.082593 | 0.084616 | 0.10328 | 0.10656 | 0.11532 | 1.5691
LO3Slow | NR | Fixtures | Residential | Lighting | 0.00038704 | 0.00036249 | 3.0442 | 11.6324 | Multifamily - Low Rise | WA-Linear Flush Mount_2000 to 3999 lumens | 1.1381e-05 | 2.9205e-05 | 6.4756e-05 | 0.0001268 | 0.00022303 | 0.00035734 | 0.00052773 | 0.00072582 | 0.00093829 | 0.0011498 | 0.0013461 | 0.0015167 | 0.001656 | 0.001763 | 0.0018404 | 0.0018931 | 0.0019266 | 0.0019462 | 0.0019564 | 0.0019625 | 0.039407 | 0.09999 | 0.086262 | 0.082764 | 0.064448 | 0.061814 | 0.058207 | 0.049968 | 0.059111 | 0.074825 | 0.090185 | 0.09216 | 0.097901 | 0 | 0.2115 | 0.16445 | 0.17535 | 0.15144 | 0.15208 | 0.16147 | 0.15596 | 0.16008 | 0.164 | 0.20017 | 0.20653 | 0.2235 | 1.5691
LO3Slow | NR | Fixtures | Residential | Lighting | 0.00070697 | 0.00066213 | 5.5605 | 11.6324 | Multifamily - Low Rise | WA-Linear Flush Mount_4000 to 7999 lumens | 1.3145e-06 | 3.3731e-06 | 7.4794e-06 | 1.4645e-05 | 2.576e-05 | 4.1273e-05 | 6.0953e-05 | 8.3832e-05 | 0.00010837 | 0.0001328 | 0.00015548 | 0.00017518 | 0.00019127 | 0.00020363 | 0.00021257 | 0.00021865 | 0.00022252 | 0.00022479 | 0.00022596 | 0.00022666 | 0.0045515 | 0.18264 | 0.15757 | 0.15118 | 0.11772 | 0.11291 | 0.10632 | 0.091273 | 0.10797 | 0.13668 | 0.16473 | 0.16834 | 0.17883 | 0 | 0.38632 | 0.3004 | 0.3203 | 0.27663 | 0.27779 | 0.29494 | 0.28488 | 0.2924 | 0.29956 | 0.36563 | 0.37725 | 0.40825 | 1.5691
LO3Slow | NR | Fixtures | Residential | Lighting | 2.1873e-05 | 2.0242e-05 | 0.16937 | 20.5429 | Multifamily - Low Rise | WA-Linear Shop_0 to 249 lumens | 7.9299e-09 | 2.0349e-08 | 4.5119e-08 | 8.8348e-08 | 1.554e-07 | 2.4898e-07 | 3.677e-07 | 5.0572e-07 | 6.5376e-07 | 8.0113e-07 | 9.3792e-07 | 1.0568e-06 | 1.1538e-06 | 1.2284e-06 | 1.2823e-06 | 1.319e-06 | 1.3424e-06 | 1.3561e-06 | 1.3631e-06 | 1.3674e-06 | 2.7457e-05 | 0.005564 | 0.0047565 | 0.0045372 | 0.0035372 | 0.0033056 | 0.0030843 | 0.0026418 | 0.0031239 | 0.0039762 | 0.0048523 | 0.0050398 | 0.005502 | 0 | 0.012457 | 0.0096407 | 0.010081 | 0.0086736 | 0.0083159 | 0.0086034 | 0.0082545 | 0.0084675 | 0.0088128 | 0.01107 | 0.011754 | 0.013315 | 1.2346
LO3Slow | NR | Fixtures | Residential | Lighting | 4.2848e-05 | 3.9655e-05 | 0.33179 | 20.5429 | Multifamily - Low Rise | WA-Linear Shop_250 to 499 lumens | 0 | 0 | 0 | 0 | 0 | 0 | 0 | 0 | 0 | 0 | 0 | 0 | 0 | 0 | 0 | 0 | 0 | 0 | 0 | 0 | 0 | 0.0109 | 0.0093179 | 0.0088884 | 0.0069294 | 0.0064756 | 0.0060422 | 0.0051753 | 0.0061197 | 0.0077893 | 0.0095056 | 0.0098729 | 0.010778 | 0 | 0.024402 | 0.018886 | 0.019749 | 0.016991 | 0.016291 | 0.016854 | 0.01617 | 0.016588 | 0.017264 | 0.021686 | 0.023026 | 0.026085 | 1.2346
LO3Slow | NR | Fixtures | Residential | Lighting | 8.2216e-05 | 7.6087e-05 | 0.63662 | 20.5429 | Multifamily - Low Rise | WA-Linear Shop_500 to 999 lumens | 1.247e-08 | 3.1998e-08 | 7.095e-08 | 1.3893e-07 | 2.4436e-07 | 3.9153e-07 | 5.7821e-07 | 7.9524e-07 | 1.028e-06 | 1.2598e-06 | 1.4749e-06 | 1.6618e-06 | 1.8144e-06 | 1.9316e-06 | 2.0164e-06 | 2.0742e-06 | 2.1109e-06 | 2.1324e-06 | 2.1435e-06 | 2.1502e-06 | 4.3176e-05 | 0.020914 | 0.017879 | 0.017055 | 0.013296 | 0.012425 | 0.011593 | 0.0099302 | 0.011742 | 0.014946 | 0.018239 | 0.018944 | 0.020681 | 0 | 0.046822 | 0.036238 | 0.037894 | 0.032602 | 0.031258 | 0.032339 | 0.031027 | 0.031828 | 0.033126 | 0.04161 | 0.044182 | 0.05005 | 1.2346
LO3Slow | NR | Fixtures | Residential | Lighting | 0.00015072 | 0.00013949 | 1.1671 | 20.5429 | Multifamily - Low Rise | WA-Linear Shop_1000 to 1999 lumens | 6.9934e-09 | 1.7946e-08 | 3.9791e-08 | 7.7915e-08 | 1.3705e-07 | 2.1958e-07 | 3.2428e-07 | 4.46e-07 | 5.7656e-07 | 7.0652e-07 | 8.2716e-07 | 9.32e-07 | 1.0176e-06 | 1.0833e-06 | 1.1309e-06 | 1.1632e-06 | 1.1838e-06 | 1.1959e-06 | 1.2022e-06 | 1.2059e-06 | 2.4214e-05 | 0.03834 | 0.032776 | 0.031265 | 0.024374 | 0.022778 | 0.021254 | 0.018204 | 0.021526 | 0.027399 | 0.033436 | 0.034728 | 0.037913 | 0 | 0.085836 | 0.066432 | 0.069468 | 0.059768 | 0.057303 | 0.059284 | 0.05688 | 0.058347 | 0.060727 | 0.076281 | 0.080996 | 0.091754 | 1.2346
LO3Slow | NR | Fixtures | Residential | Lighting | 0.00029211 | 0.00027034 | 2.2619 | 20.5429 | Multifamily - Low Rise | WA-Linear Shop_2000 to 3999 lumens | 0 | 0 | 0 | 0 | 0 | 0 | 0 | 0 | 0 | 0 | 0 | 0 | 0 | 0 | 0 | 0 | 0 | 0 | 0 | 0 | 0 | 0.074308 | 0.063524 | 0.060596 | 0.04724 | 0.044147 | 0.041192 | 0.035282 | 0.04172 | 0.053103 | 0.064803 | 0.067307 | 0.07348 | 0 | 0.16636 | 0.12875 | 0.13464 | 0.11584 | 0.11106 | 0.1149 | 0.11024 | 0.11308 | 0.1177 | 0.14784 | 0.15698 | 0.17783 | 1.2346
LO3Slow | NR | Fixtures | Residential | Lighting | 0.00053358 | 0.00049381 | 4.1317 | 20.5429 | Multifamily - Low Rise | WA-Linear Shop_4000 to 7999 lumens | 1.011e-07 | 2.5942e-07 | 5.7521e-07 | 1.1263e-06 | 1.9811e-06 | 3.1742e-06 | 4.6877e-06 | 6.4473e-06 | 8.3346e-06 | 1.0213e-05 | 1.1957e-05 | 1.3473e-05 | 1.471e-05 | 1.566e-05 | 1.6348e-05 | 1.6816e-05 | 1.7114e-05 | 1.7288e-05 | 1.7378e-05 | 1.7432e-05 | 0.00035004 | 0.13573 | 0.11603 | 0.11068 | 0.08629 | 0.080639 | 0.075242 | 0.064447 | 0.076207 | 0.096999 | 0.11837 | 0.12294 | 0.13422 | 0 | 0.30388 | 0.23518 | 0.24593 | 0.21159 | 0.20287 | 0.20988 | 0.20137 | 0.20656 | 0.21499 | 0.27005 | 0.28674 | 0.32483 | 1.2346
LO3Slow | NR | Fixtures | Residential | Lighting | 0.00021426 | 0.00020326 | 1.7136 | -52.1552 | Multifamily - Low Rise | WA-Track_0 to 249 lumens | 3.7756e-09 | 9.6884e-09 | 2.1482e-08 | 4.2064e-08 | 7.3989e-08 | 1.1855e-07 | 1.7507e-07 | 2.4078e-07 | 3.1127e-07 | 3.8144e-07 | 4.4657e-07 | 5.0317e-07 | 5.4937e-07 | 5.8486e-07 | 6.1054e-07 | 6.2801e-07 | 6.3913e-07 | 6.4565e-07 | 6.4902e-07 | 6.5103e-07 | 1.3073e-05 | 0.056276 | 0.049013 | 0.047306 | 0.036794 | 0.036217 | 0.034405 | 0.029598 | 0.035027 | 0.044107 | 0.052524 | 0.052811 | 0.054523 | 0 | 0.11172 | 0.08735 | 0.095246 | 0.082612 | 0.087151 | 0.094937 | 0.09229 | 0.094775 | 0.095627 | 0.11339 | 0.11345 | 0.11644 | 5.0418
LO3Slow | NR | Fixtures | Residential | Lighting | 0.00041973 | 0.00039818 | 3.3569 | -52.1552 | Multifamily - Low Rise | WA-Track_250 to 499 lumens | 3.4438e-07 | 8.837e-07 | 1.9595e-06 | 3.8368e-06 | 6.7487e-06 | 1.0813e-05 | 1.5969e-05 | 2.1962e-05 | 2.8392e-05 | 3.4792e-05 | 4.0732e-05 | 4.5895e-05 | 5.0109e-05 | 5.3346e-05 | 5.5688e-05 | 5.7282e-05 | 5.8297e-05 | 5.8891e-05 | 5.9198e-05 | 5.9382e-05 | 0.0011924 | 0.11024 | 0.096016 | 0.092672 | 0.072079 | 0.070948 | 0.067399 | 0.057983 | 0.068618 | 0.086405 | 0.10289 | 0.10346 | 0.10681 | 0 | 0.21885 | 0.17112 | 0.18659 | 0.16184 | 0.17073 | 0.18598 | 0.1808 | 0.18566 | 0.18733 | 0.22212 | 0.22225 | 0.22811 | 5.0418
LO3Slow | NR | Fixtures | Residential | Lighting | 0.00080537 | 0.00076401 | 6.4411 | -52.1552 | Multifamily - Low Rise | WA-Track_500 to 999 lumens | 5.483e-06 | 1.407e-05 | 3.1197e-05 | 6.1087e-05 | 0.00010745 | 0.00017215 | 0.00025424 | 0.00034967 | 0.00045203 | 0.00055393 | 0.00064851 | 0.00073071 | 0.0007978 | 0.00084934 | 0.00088663 | 0.00091201 | 0.00092816 | 0.00093762 | 0.00094251 | 0.00094543 | 0.018985 | 0.21153 | 0.18423 | 0.17782 | 0.1383 | 0.13613 | 0.12932 | 0.11125 | 0.13166 | 0.16579 | 0.19743 | 0.19851 | 0.20494 | 0 | 0.41992 | 0.32833 | 0.35801 | 0.31052 | 0.32758 | 0.35685 | 0.3469 | 0.35624 | 0.35945 | 0.42619 | 0.42644 | 0.43769 | 5.0418
LO3Slow | NR | Fixtures | Residential | Lighting | 0.0014764 | 0.0014006 | 11.808 | -52.1552 | Multifamily - Low Rise | WA-Track_1000 to 1999 lumens | 7.967e-06 | 2.0444e-05 | 4.533e-05 | 8.8761e-05 | 0.00015612 | 0.00025015 | 0.00036942 | 0.00050808 | 0.00065682 | 0.00080488 | 0.00094231 | 0.0010617 | 0.0011592 | 0.0012341 | 0.0012883 | 0.0013252 | 0.0013486 | 0.0013624 | 0.0013695 | 0.0013737 | 0.027585 | 0.38779 | 0.33774 | 0.32598 | 0.25354 | 0.24956 | 0.23708 | 0.20396 | 0.24137 | 0.30393 | 0.36193 | 0.36391 | 0.37571 | 0 | 0.76981 | 0.60191 | 0.65632 | 0.56926 | 0.60054 | 0.65419 | 0.63595 | 0.65307 | 0.65895 | 0.78131 | 0.78177 | 0.80238 | 5.0418
LO3Slow | NR | Fixtures | Residential | Lighting | 0.0028615 | 0.0027146 | 22.8853 | -52.1552 | Multifamily - Low Rise | WA-Track_2000 to 3999 lumens | 1.2723e-05 | 3.2649e-05 | 7.2394e-05 | 0.00014175 | 0.00024934 | 0.00039949 | 0.00058998 | 0.00081142 | 0.001049 | 0.0012854 | 0.0015049 | 0.0016956 | 0.0018513 | 0.0019709 | 0.0020575 | 0.0021164 | 0.0021538 | 0.0021758 | 0.0021871 | 0.0021939 | 0.044055 | 0.75158 | 0.65458 | 0.63178 | 0.49139 | 0.48368 | 0.45948 | 0.39529 | 0.4678 | 0.58906 | 0.70147 | 0.7053 | 0.72817 | 0 | 1.492 | 1.1666 | 1.272 | 1.1033 | 1.1639 | 1.2679 | 1.2326 | 1.2657 | 1.2771 | 1.5143 | 1.5152 | 1.5551 | 5.0418
LO3Slow | NR | Fixtures | Residential | Lighting | 0.0052269 | 0.0049585 | 41.8027 | -52.1552 | Multifamily - Low Rise | WA-Track_4000 to 7999 lumens | 5.1186e-06 | 1.3135e-05 | 2.9124e-05 | 5.7028e-05 | 0.00010031 | 0.00016072 | 0.00023735 | 0.00032643 | 0.00042199 | 0.00051712 | 0.00060542 | 0.00068215 | 0.00074479 | 0.0007929 | 0.00082771 | 0.00085141 | 0.00086648 | 0.00087532 | 0.00087989 | 0.00088261 | 0.017723 | 1.3729 | 1.1957 | 1.154 | 0.89758 | 0.8835 | 0.8393 | 0.72205 | 0.85449 | 1.076 | 1.2813 | 1.2883 | 1.3301 | 0 | 2.7253 | 2.1309 | 2.3235 | 2.0153 | 2.126 | 2.316 | 2.2514 | 2.312 | 2.3328 | 2.766 | 2.7676 | 2.8406 | 5.0418
LO3Slow | NR | Fixtures | Residential | Lighting | 9.9203e-05 | 9.4046e-05 | 0.7927 | -66.87 | Multifamily - High Rise | ID/MT/OR-Floor/Table_0 to 249 lumens | 2.3066e-07 | 5.9189e-07 | 1.3124e-06 | 2.5698e-06 | 4.5202e-06 | 7.2423e-06 | 1.0696e-05 | 1.471e-05 | 1.9016e-05 | 2.3303e-05 | 2.7282e-05 | 3.074e-05 | 3.3562e-05 | 3.573e-05 | 3.7299e-05 | 3.8367e-05 | 3.9046e-05 | 3.9444e-05 | 3.965e-05 | 3.9773e-05 | 0.00079866 | 0.026033 | 0.022662 | 0.021866 | 0.017008 | 0.016719 | 0.015876 | 0.013656 | 0.016161 | 0.020356 | 0.024255 | 0.024407 | 0.025237 | 0 | 0.051857 | 0.040534 | 0.044144 | 0.03828 | 0.040278 | 0.043819 | 0.042584 | 0.043729 | 0.044156 | 0.052434 | 0.05255 | 0.054093 | 8.6572
LO3Slow | NR | Fixtures | Residential | Lighting | 0.00019434 | 0.00018423 | 1.5529 | -66.87 | Multifamily - High Rise | ID/MT/OR-Floor/Table_250 to 499 lumens | 1.6156e-06 | 4.1456e-06 | 9.1922e-06 | 1.7999e-05 | 3.1659e-05 | 5.0726e-05 | 7.4912e-05 | 0.00010303 | 0.00013319 | 0.00016321 | 0.00019108 | 0.0002153 | 0.00023507 | 0.00025026 | 0.00026125 | 0.00026872 | 0.00027348 | 0.00027627 | 0.00027771 | 0.00027857 | 0.0055938 | 0.050999 | 0.044395 | 0.042836 | 0.033319 | 0.032753 | 0.0311 | 0.026753 | 0.031659 | 0.039876 | 0.047515 | 0.047814 | 0.049438 | 0 | 0.10159 | 0.079407 | 0.086478 | 0.07499 | 0.078904 | 0.085841 | 0.083422 | 0.085665 | 0.086502 | 0.10272 | 0.10295 | 0.10597 | 8.6572
LO3Slow | NR | Fixtures | Residential | Lighting | 0.00037289 | 0.0003535 | 2.9796 | -66.87 | Multifamily - High Rise | ID/MT/OR-Floor/Table_500 to 999 lumens | 1.3718e-05 | 3.52e-05 | 7.805e-05 | 0.00015283 | 0.00026882 | 0.0004307 | 0.00063607 | 0.00087482 | 0.0011309 | 0.0013858 | 0.0016225 | 0.0018281 | 0.001996 | 0.0021249 | 0.0022182 | 0.0022817 | 0.0023221 | 0.0023458 | 0.002358 | 0.0023653 | 0.047496 | 0.097855 | 0.085183 | 0.082191 | 0.063931 | 0.062845 | 0.059674 | 0.051332 | 0.060746 | 0.076513 | 0.09117 | 0.091743 | 0.09486 | 0 | 0.19492 | 0.15236 | 0.16593 | 0.14389 | 0.1514 | 0.16471 | 0.16007 | 0.16437 | 0.16598 | 0.19709 | 0.19753 | 0.20333 | 8.6572
LO3Slow | NR | Fixtures | Residential | Lighting | 0.00068359 | 0.00064805 | 5.4623 | -66.87 | Multifamily - High Rise | ID/MT/OR-Floor/Table_1000 to 1999 lumens | 1.509e-05 | 3.8721e-05 | 8.5858e-05 | 0.00016812 | 0.00029571 | 0.00047379 | 0.0006997 | 0.00096233 | 0.001244 | 0.0015245 | 0.0017848 | 0.002011 | 0.0021956 | 0.0023375 | 0.0024401 | 0.00251 | 0.0025544 | 0.0025804 | 0.0025939 | 0.0026019 | 0.052248 | 0.17939 | 0.15616 | 0.15068 | 0.1172 | 0.11521 | 0.1094 | 0.094103 | 0.11136 | 0.14027 | 0.16713 | 0.16819 | 0.1739 | 0 | 0.35733 | 0.27931 | 0.30419 | 0.26378 | 0.27755 | 0.30195 | 0.29344 | 0.30133 | 0.30427 | 0.36131 | 0.36211 | 0.37274 | 8.6572
LO3Slow | NR | Fixtures | Residential | Lighting | 0.0013249 | 0.001256 | 10.5866 | -66.87 | Multifamily - High Rise | ID/MT/OR-Floor/Table_2000 to 3999 lumens | 4.2018e-06 | 1.0782e-05 | 2.3907e-05 | 4.6813e-05 | 8.2341e-05 | 0.00013193 | 0.00019483 | 0.00026796 | 0.00034641 | 0.00042449 | 0.00049698 | 0.00055997 | 0.00061138 | 0.00065088 | 0.00067946 | 0.00069891 | 0.00071128 | 0.00071853 | 0.00072229 | 0.00072452 | 0.014549 | 0.34768 | 0.30266 | 0.29203 | 0.22715 | 0.22329 | 0.21202 | 0.18238 | 0.21583 | 0.27185 | 0.32393 | 0.32597 | 0.33704 | 0 | 0.69256 | 0.54135 | 0.58956 | 0.51124 | 0.53792 | 0.58522 | 0.56872 | 0.58401 | 0.58972 | 0.70027 | 0.70182 | 0.72242 | 8.6572
LO3Slow | NR | Fixtures | Residential | Lighting | 0.0024201 | 0.0022942 | 19.3377 | -66.87 | Multifamily - High Rise | ID/MT/OR-Floor/Table_4000 to 7999 lumens | 4.8381e-07 | 1.2415e-06 | 2.7528e-06 | 5.3902e-06 | 9.4811e-06 | 1.5191e-05 | 2.2434e-05 | 3.0855e-05 | 3.9887e-05 | 4.8878e-05 | 5.7224e-05 | 6.4477e-05 | 7.0397e-05 | 7.4945e-05 | 7.8235e-05 | 8.0475e-05 | 8.19e-05 | 8.2735e-05 | 8.3167e-05 | 8.3424e-05 | 0.0016752 | 0.63508 | 0.55284 | 0.53342 | 0.41491 | 0.40786 | 0.38729 | 0.33315 | 0.39425 | 0.49657 | 0.59169 | 0.59542 | 0.61564 | 0 | 1.265 | 0.98883 | 1.0769 | 0.93383 | 0.98258 | 1.069 | 1.0388 | 1.0668 | 1.0772 | 1.2791 | 1.282 | 1.3196 | 8.6572
LO3Slow | NR | Fixtures | Residential | Lighting | 0.00013061 | 0.00012357 | 1.0409 | -37.1249 | Multifamily - High Rise | ID/MT/OR-Ceiling and Wall Flush Mount _0 to 249 lumens | 1.2787e-07 | 3.2813e-07 | 7.2758e-07 | 1.4247e-06 | 2.5059e-06 | 4.015e-06 | 5.9294e-06 | 8.155e-06 | 1.0542e-05 | 1.2919e-05 | 1.5125e-05 | 1.7042e-05 | 1.8606e-05 | 1.9808e-05 | 2.0678e-05 | 2.127e-05 | 2.1647e-05 | 2.1867e-05 | 2.1981e-05 | 2.2049e-05 | 0.00044276 | 0.034185 | 0.029713 | 0.028642 | 0.022283 | 0.021815 | 0.020686 | 0.017788 | 0.02105 | 0.026535 | 0.031677 | 0.031958 | 0.033195 | 0 | 0.068809 | 0.053735 | 0.058303 | 0.050522 | 0.052738 | 0.057144 | 0.055478 | 0.056965 | 0.057658 | 0.068781 | 0.069277 | 0.071943 | 3.7716
LO3Slow | NR | Fixtures | Residential | Lighting | 0.00025587 | 0.00024207 | 2.0391 | -37.1249 | Multifamily - High Rise | ID/MT/OR-Ceiling and Wall Flush Mount _250 to 499 lumens | 1.5614e-06 | 4.0065e-06 | 8.8838e-06 | 1.7395e-05 | 3.0597e-05 | 4.9024e-05 | 7.2399e-05 | 9.9574e-05 | 0.00012872 | 0.00015774 | 0.00018467 | 0.00020808 | 0.00022718 | 0.00024186 | 0.00025248 | 0.00025971 | 0.00026431 | 0.000267 | 0.0002684 | 0.00026923 | 0.0054061 | 0.066968 | 0.058207 | 0.05611 | 0.043652 | 0.042735 | 0.040524 | 0.034847 | 0.041236 | 0.051981 | 0.062055 | 0.062605 | 0.065028 | 0 | 0.1348 | 0.10527 | 0.11422 | 0.098972 | 0.10331 | 0.11194 | 0.10868 | 0.11159 | 0.11295 | 0.13474 | 0.13571 | 0.14094 | 3.7716
LO3Slow | NR | Fixtures | Residential | Lighting | 0.00049096 | 0.00046447 | 3.9125 | -37.1249 | Multifamily - High Rise | ID/MT/OR-Ceiling and Wall Flush Mount _500 to 999 lumens | 1.4593e-05 | 3.7446e-05 | 8.303e-05 | 0.00016258 | 0.00028597 | 0.00045819 | 0.00067666 | 0.00093064 | 0.0012031 | 0.0014743 | 0.001726 | 0.0019448 | 0.0021233 | 0.0022605 | 0.0023597 | 0.0024273 | 0.0024703 | 0.0024955 | 0.0025085 | 0.0025163 | 0.050527 | 0.1285 | 0.11169 | 0.10766 | 0.083758 | 0.081999 | 0.077756 | 0.066864 | 0.079122 | 0.099739 | 0.11907 | 0.12012 | 0.12477 | 0 | 0.25864 | 0.20198 | 0.21915 | 0.1899 | 0.19823 | 0.21479 | 0.20853 | 0.21412 | 0.21673 | 0.25854 | 0.2604 | 0.27042 | 3.7716
LO3Slow | NR | Fixtures | Residential | Lighting | 0.00090004 | 0.00085147 | 7.1725 | -37.1249 | Multifamily - High Rise | ID/MT/OR-Ceiling and Wall Flush Mount _1000 to 1999 lumens | 1.8027e-05 | 4.6258e-05 | 0.00010257 | 0.00020084 | 0.00035326 | 0.000566 | 0.00083588 | 0.0011496 | 0.0014862 | 0.0018212 | 0.0021321 | 0.0024024 | 0.002623 | 0.0027924 | 0.002915 | 0.0029985 | 0.0030516 | 0.0030827 | 0.0030988 | 0.0031084 | 0.062417 | 0.23556 | 0.20475 | 0.19737 | 0.15355 | 0.15032 | 0.14254 | 0.12258 | 0.14505 | 0.18284 | 0.21828 | 0.22022 | 0.22874 | 0 | 0.47414 | 0.37028 | 0.40175 | 0.34814 | 0.36341 | 0.39377 | 0.38228 | 0.39253 | 0.39731 | 0.47396 | 0.47737 | 0.49574 | 3.7716
LO3Slow | NR | Fixtures | Residential | Lighting | 0.0017444 | 0.0016503 | 13.9011 | -37.1249 | Multifamily - High Rise | ID/MT/OR-Ceiling and Wall Flush Mount _2000 to 3999 lumens | 1.4257e-05 | 3.6584e-05 | 8.1119e-05 | 0.00015884 | 0.00027939 | 0.00044764 | 0.00066108 | 0.00090922 | 0.0011754 | 0.0014403 | 0.0016863 | 0.0019 | 0.0020745 | 0.0022085 | 0.0023054 | 0.0023714 | 0.0024134 | 0.002438 | 0.0024507 | 0.0024583 | 0.049364 | 0.45655 | 0.39682 | 0.38252 | 0.29759 | 0.29134 | 0.27627 | 0.23757 | 0.28112 | 0.35437 | 0.42305 | 0.42681 | 0.44332 | 0 | 0.91895 | 0.71764 | 0.77865 | 0.67473 | 0.70433 | 0.76317 | 0.74092 | 0.76078 | 0.77003 | 0.91859 | 0.9252 | 0.96082 | 3.7716
LO3Slow | NR | Fixtures | Residential | Lighting | 0.0031863 | 0.0030144 | 25.3921 | -37.1249 | Multifamily - High Rise | ID/MT/OR-Ceiling and Wall Flush Mount _4000 to 7999 lumens | 3.8326e-06 | 9.8346e-06 | 2.1806e-05 | 4.2699e-05 | 7.5105e-05 | 0.00012034 | 0.00017771 | 0.00024442 | 0.00031597 | 0.00038719 | 0.0004533 | 0.00051076 | 0.00055766 | 0.00059368 | 0.00061975 | 0.00063749 | 0.00064878 | 0.00065539 | 0.00065881 | 0.00066085 | 0.01327 | 0.83394 | 0.72484 | 0.69872 | 0.54359 | 0.53218 | 0.50464 | 0.43395 | 0.5135 | 0.64731 | 0.77276 | 0.77961 | 0.80978 | 0 | 1.6786 | 1.3109 | 1.4223 | 1.2325 | 1.2865 | 1.394 | 1.3534 | 1.3896 | 1.4066 | 1.6779 | 1.69 | 1.755 | 3.7716
LO3Slow | NR | Fixtures | Residential | Lighting | 0.00010381 | 9.7994e-05 | 0.82491 | -111.0448 | Multifamily - High Rise | ID/MT/OR-Downlight Fixture_0 to 249 lumens | 5.2104e-09 | 1.337e-08 | 2.9646e-08 | 5.805e-08 | 1.0211e-07 | 1.636e-07 | 2.416e-07 | 3.3229e-07 | 4.2956e-07 | 5.2639e-07 | 6.1627e-07 | 6.9439e-07 | 7.5814e-07 | 8.0712e-07 | 8.4256e-07 | 8.6667e-07 | 8.8202e-07 | 8.9101e-07 | 8.9566e-07 | 8.9844e-07 | 1.8041e-05 | 0.027093 | 0.02351 | 0.02264 | 0.017617 | 0.017171 | 0.016259 | 0.013976 | 0.016537 | 0.020865 | 0.024959 | 0.02525 | 0.026356 | 0 | 0.055138 | 0.043017 | 0.046492 | 0.040257 | 0.041668 | 0.044953 | 0.043595 | 0.044759 | 0.045421 | 0.054451 | 0.055134 | 0.05779 | 10.4664
LO3Slow | NR | Fixtures | Residential | Lighting | 0.00020337 | 0.00019197 | 1.616 | -111.0448 | Multifamily - High Rise | ID/MT/OR-Downlight Fixture_250 to 499 lumens | 8.6065e-07 | 2.2085e-06 | 4.8969e-06 | 9.5886e-06 | 1.6866e-05 | 2.7023e-05 | 3.9907e-05 | 5.4887e-05 | 7.0954e-05 | 8.6948e-05 | 0.00010179 | 0.0001147 | 0.00012523 | 0.00013332 | 0.00013917 | 0.00014316 | 0.00014569 | 0.00014718 | 0.00014794 | 0.0001484 | 0.00298 | 0.053074 | 0.046056 | 0.044351 | 0.034511 | 0.033638 | 0.03185 | 0.027379 | 0.032396 | 0.040874 | 0.048895 | 0.049464 | 0.051631 | 0 | 0.10801 | 0.08427 | 0.091077 | 0.078864 | 0.081627 | 0.088062 | 0.085402 | 0.087683 | 0.088979 | 0.10667 | 0.10801 | 0.11321 | 10.4664
LO3Slow | NR | Fixtures | Residential | Lighting | 0.00039021 | 0.00036834 | 3.1007 | -111.0448 | Multifamily - High Rise | ID/MT/OR-Downlight Fixture_500 to 999 lumens | 3.0225e-05 | 7.756e-05 | 0.00017198 | 0.00033674 | 0.00059231 | 0.00094901 | 0.0014015 | 0.0019276 | 0.0024918 | 0.0030535 | 0.0035749 | 0.0040281 | 0.0043979 | 0.004682 | 0.0048876 | 0.0050275 | 0.0051165 | 0.0051687 | 0.0051957 | 0.0052117 | 0.10465 | 0.10184 | 0.08837 | 0.085099 | 0.066219 | 0.064544 | 0.061113 | 0.052533 | 0.06216 | 0.078427 | 0.093817 | 0.09491 | 0.099067 | 0 | 0.20725 | 0.16169 | 0.17476 | 0.15132 | 0.15662 | 0.16897 | 0.16387 | 0.16824 | 0.17073 | 0.20467 | 0.20724 | 0.21722 | 10.4664
LO3Slow | NR | Fixtures | Residential | Lighting | 0.00071535 | 0.00067525 | 5.6843 | -111.0448 | Multifamily - High Rise | ID/MT/OR-Downlight Fixture_1000 to 1999 lumens | 9.227e-06 | 2.3677e-05 | 5.25e-05 | 0.0001028 | 0.00018082 | 0.00028971 | 0.00042785 | 0.00058844 | 0.0007607 | 0.00093217 | 0.0010913 | 0.0012297 | 0.0013426 | 0.0014293 | 0.0014921 | 0.0015348 | 0.0015619 | 0.0015779 | 0.0015861 | 0.001591 | 0.031948 | 0.18669 | 0.162 | 0.15601 | 0.12139 | 0.11832 | 0.11203 | 0.096306 | 0.11395 | 0.14377 | 0.17199 | 0.17399 | 0.18161 | 0 | 0.37995 | 0.29642 | 0.32037 | 0.2774 | 0.28712 | 0.30976 | 0.3004 | 0.30843 | 0.31298 | 0.37521 | 0.37992 | 0.39822 | 10.4664
LO3Slow | NR | Fixtures | Residential | Lighting | 0.0013864 | 0.0013087 | 11.0168 | -111.0448 | Multifamily - High Rise | ID/MT/OR-Downlight Fixture_2000 to 3999 lumens | 2.7461e-06 | 7.0468e-06 | 1.5625e-05 | 3.0595e-05 | 5.3815e-05 | 8.6223e-05 | 0.00012734 | 0.00017513 | 0.0002264 | 0.00027743 | 0.0003248 | 0.00036597 | 0.00039958 | 0.00042539 | 0.00044407 | 0.00045678 | 0.00046487 | 0.0004696 | 0.00047206 | 0.00047352 | 0.0095084 | 0.36183 | 0.31398 | 0.30236 | 0.23528 | 0.22933 | 0.21714 | 0.18665 | 0.22086 | 0.27865 | 0.33333 | 0.33722 | 0.35199 | 0 | 0.73638 | 0.5745 | 0.62091 | 0.53764 | 0.55648 | 0.60035 | 0.58222 | 0.59777 | 0.6066 | 0.72721 | 0.73633 | 0.7718 | 10.4664
LO3Slow | NR | Fixtures | Residential | Lighting | 0.0025325 | 0.0023905 | 20.1235 | -111.0448 | Multifamily - High Rise | ID/MT/OR-Downlight Fixture_4000 to 7999 lumens | 8.6488e-07 | 2.2193e-06 | 4.921e-06 | 9.6357e-06 | 1.6949e-05 | 2.7155e-05 | 4.0104e-05 | 5.5156e-05 | 7.1303e-05 | 8.7375e-05 | 0.00010229 | 0.00011526 | 0.00012584 | 0.00013397 | 0.00013986 | 0.00014386 | 0.00014641 | 0.0001479 | 0.00014867 | 0.00014913 | 0.0029946 | 0.66092 | 0.57353 | 0.5523 | 0.42976 | 0.41889 | 0.39662 | 0.34094 | 0.40342 | 0.50899 | 0.60887 | 0.61597 | 0.64295 | 0 | 1.3451 | 1.0494 | 1.1342 | 0.98207 | 1.0165 | 1.0966 | 1.0635 | 1.0919 | 1.108 | 1.3283 | 1.345 | 1.4098 | 10.4664
LO3Slow | NR | Fixtures | Residential | Lighting | 0.00015581 | 0.00017678 | 0.87246 | -72.4583 | Multifamily - High Rise | ID/MT/OR-Exterior Porch_0 to 249 lumens | 6.7811e-11 | 1.7401e-10 | 3.8583e-10 | 7.555e-10 | 1.3289e-09 | 2.1291e-09 | 3.1444e-09 | 4.3246e-09 | 5.5906e-09 | 6.8508e-09 | 8.0205e-09 | 9.0371e-09 | 9.8669e-09 | 1.0504e-08 | 1.0966e-08 | 1.1279e-08 | 1.1479e-08 | 1.1596e-08 | 1.1657e-08 | 1.1693e-08 | 2.3479e-07 | 0.036904 | 0.032436 | 0.025702 | 0.015347 | 0.014385 | 0.013998 | 0.010224 | 0.012259 | 0.018285 | 0.029961 | 0.034755 | 0.037568 | 0 | 0.0721 | 0.053403 | 0.046961 | 0.039095 | 0.036499 | 0.035078 | 0.036685 | 0.038622 | 0.045202 | 0.052172 | 0.064052 | 0.070763 | 10.5821
LO3Slow | NR | Fixtures | Residential | Lighting | 0.00030523 | 0.0003463 | 1.7091 | -72.4583 | Multifamily - High Rise | ID/MT/OR-Exterior Porch_250 to 499 lumens | 2.1493e-08 | 5.5152e-08 | 1.2229e-07 | 2.3946e-07 | 4.2119e-07 | 6.7484e-07 | 9.9661e-07 | 1.3707e-06 | 1.7719e-06 | 2.1714e-06 | 2.5421e-06 | 2.8643e-06 | 3.1273e-06 | 3.3293e-06 | 3.4755e-06 | 3.575e-06 | 3.6383e-06 | 3.6754e-06 | 3.6946e-06 | 3.706e-06 | 7.4418e-05 | 0.072295 | 0.063542 | 0.050349 | 0.030064 | 0.02818 | 0.027422 | 0.020028 | 0.024016 | 0.035821 | 0.058693 | 0.068085 | 0.073595 | 0 | 0.14124 | 0.10462 | 0.091996 | 0.076587 | 0.071502 | 0.068718 | 0.071865 | 0.075661 | 0.08855 | 0.1022 | 0.12548 | 0.13862 | 10.5821
LO3Slow | NR | Fixtures | Residential | Lighting | 0.00058566 | 0.00066447 | 3.2794 | -72.4583 | Multifamily - High Rise | ID/MT/OR-Exterior Porch_500 to 999 lumens | 1.0745e-06 | 2.7572e-06 | 6.1137e-06 | 1.1971e-05 | 2.1057e-05 | 3.3737e-05 | 4.9824e-05 | 6.8525e-05 | 8.8585e-05 | 0.00010855 | 0.00012709 | 0.0001432 | 0.00015635 | 0.00016645 | 0.00017375 | 0.00017873 | 0.00018189 | 0.00018375 | 0.00018471 | 0.00018528 | 0.0037204 | 0.13872 | 0.12192 | 0.096608 | 0.057686 | 0.05407 | 0.052616 | 0.038428 | 0.04608 | 0.068732 | 0.11262 | 0.13064 | 0.14121 | 0 | 0.27101 | 0.20073 | 0.17652 | 0.14695 | 0.13719 | 0.13185 | 0.13789 | 0.14517 | 0.16991 | 0.1961 | 0.24076 | 0.26599 | 10.5821
LO3Slow | NR | Fixtures | Residential | Lighting | 0.0010737 | 0.0012181 | 6.0119 | -72.4583 | Multifamily - High Rise | ID/MT/OR-Exterior Porch_1000 to 1999 lumens | 2.1044e-06 | 5.4e-06 | 1.1974e-05 | 2.3446e-05 | 4.1239e-05 | 6.6074e-05 | 9.758e-05 | 0.00013421 | 0.00017349 | 0.0002126 | 0.0002489 | 0.00028045 | 0.0003062 | 0.00032598 | 0.00034029 | 0.00035004 | 0.00035623 | 0.00035986 | 0.00036174 | 0.00036286 | 0.0072864 | 0.2543 | 0.22351 | 0.17711 | 0.10575 | 0.099122 | 0.096458 | 0.070448 | 0.084476 | 0.126 | 0.20645 | 0.23949 | 0.25887 | 0 | 0.49683 | 0.36799 | 0.3236 | 0.2694 | 0.25151 | 0.24172 | 0.25279 | 0.26614 | 0.31148 | 0.35951 | 0.44137 | 0.48762 | 10.5821
LO3Slow | NR | Fixtures | Residential | Lighting | 0.0020809 | 0.0023609 | 11.6518 | -72.4583 | Multifamily - High Rise | ID/MT/OR-Exterior Porch_2000 to 3999 lumens | 1.991e-06 | 5.109e-06 | 1.1328e-05 | 2.2182e-05 | 3.9017e-05 | 6.2513e-05 | 9.2321e-05 | 0.00012697 | 0.00016414 | 0.00020114 | 0.00023549 | 0.00026534 | 0.0002897 | 0.00030841 | 0.00032196 | 0.00033117 | 0.00033704 | 0.00034047 | 0.00034225 | 0.00034331 | 0.0068938 | 0.49286 | 0.43319 | 0.34325 | 0.20496 | 0.19211 | 0.18695 | 0.13654 | 0.16372 | 0.24421 | 0.40013 | 0.46416 | 0.50172 | 0 | 0.96291 | 0.7132 | 0.62717 | 0.52212 | 0.48746 | 0.46848 | 0.48994 | 0.51581 | 0.60368 | 0.69677 | 0.85543 | 0.94506 | 10.5821
LO3Slow | NR | Fixtures | Residential | Lighting | 0.003801 | 0.0043124 | 21.2835 | -72.4583 | Multifamily - High Rise | ID/MT/OR-Exterior Porch_4000 to 7999 lumens | 8.7242e-08 | 2.2387e-07 | 4.9639e-07 | 9.7198e-07 | 1.7097e-06 | 2.7392e-06 | 4.0454e-06 | 5.5638e-06 | 7.1925e-06 | 8.8138e-06 | 1.0319e-05 | 1.1627e-05 | 1.2694e-05 | 1.3514e-05 | 1.4108e-05 | 1.4511e-05 | 1.4768e-05 | 1.4919e-05 | 1.4997e-05 | 1.5043e-05 | 0.00030207 | 0.90028 | 0.79127 | 0.62699 | 0.37439 | 0.35091 | 0.34148 | 0.2494 | 0.29906 | 0.44607 | 0.73089 | 0.84785 | 0.91646 | 0 | 1.7589 | 1.3027 | 1.1456 | 0.95372 | 0.8904 | 0.85573 | 0.89492 | 0.94219 | 1.1027 | 1.2727 | 1.5625 | 1.7263 | 10.5821
LO3Slow | NR | Fixtures | Residential | Lighting | 0.00017263 | 0.00020188 | 0.95994 | -89.0984 | Multifamily - High Rise | ID/MT/OR-Chandelier/Pendant_0 to 249 lumens | 5.6719e-08 | 1.4554e-07 | 3.2272e-07 | 6.3191e-07 | 1.1115e-06 | 1.7809e-06 | 2.63e-06 | 3.6172e-06 | 4.676e-06 | 5.7301e-06 | 6.7085e-06 | 7.5588e-06 | 8.2528e-06 | 8.786e-06 | 9.1718e-06 | 9.4343e-06 | 9.6014e-06 | 9.6992e-06 | 9.7499e-06 | 9.78e-06 | 0.00019639 | 0.041526 | 0.037048 | 0.029273 | 0.017087 | 0.016976 | 0.016859 | 0.012365 | 0.014842 | 0.021896 | 0.035317 | 0.040183 | 0.041778 | 0 | 0.07275 | 0.053859 | 0.047584 | 0.0397 | 0.041018 | 0.041674 | 0.044287 | 0.046685 | 0.053087 | 0.057578 | 0.068012 | 0.068561 | 6.1235
LO3Slow | NR | Fixtures | Residential | Lighting | 0.00033817 | 0.00039547 | 1.8805 | -89.0984 | Multifamily - High Rise | ID/MT/OR-Chandelier/Pendant_250 to 499 lumens | 4.5848e-07 | 1.1765e-06 | 2.6086e-06 | 5.108e-06 | 8.9846e-06 | 1.4395e-05 | 2.1259e-05 | 2.9239e-05 | 3.7798e-05 | 4.6318e-05 | 5.4227e-05 | 6.1101e-05 | 6.671e-05 | 7.102e-05 | 7.4138e-05 | 7.6261e-05 | 7.7611e-05 | 7.8402e-05 | 7.8811e-05 | 7.9055e-05 | 0.0015875 | 0.081348 | 0.072576 | 0.057345 | 0.033473 | 0.033257 | 0.033026 | 0.024223 | 0.029076 | 0.042893 | 0.069185 | 0.078718 | 0.081844 | 0 | 0.14252 | 0.10551 | 0.093216 | 0.077771 | 0.080353 | 0.081638 | 0.086757 | 0.091456 | 0.104 | 0.1128 | 0.13323 | 0.13431 | 6.1235
LO3Slow | NR | Fixtures | Residential | Lighting | 0.00064887 | 0.00075881 | 3.6083 | -89.0984 | Multifamily - High Rise | ID/MT/OR-Chandelier/Pendant_500 to 999 lumens | 3.3705e-06 | 8.6489e-06 | 1.9177e-05 | 3.7551e-05 | 6.605e-05 | 0.00010583 | 0.00015629 | 0.00021495 | 0.00027787 | 0.00034051 | 0.00039865 | 0.00044918 | 0.00049042 | 0.0005221 | 0.00054503 | 0.00056063 | 0.00057055 | 0.00057637 | 0.00057938 | 0.00058117 | 0.01167 | 0.15609 | 0.13926 | 0.11003 | 0.064226 | 0.063811 | 0.063369 | 0.046477 | 0.055789 | 0.082302 | 0.13275 | 0.15104 | 0.15704 | 0 | 0.27345 | 0.20245 | 0.17886 | 0.14922 | 0.15418 | 0.15664 | 0.16647 | 0.17548 | 0.19954 | 0.21643 | 0.25564 | 0.25771 | 6.1235
LO3Slow | NR | Fixtures | Residential | Lighting | 0.0011895 | 0.0013911 | 6.6148 | -89.0984 | Multifamily - High Rise | ID/MT/OR-Chandelier/Pendant_1000 to 1999 lumens | 5.7098e-06 | 1.4652e-05 | 3.2488e-05 | 6.3614e-05 | 0.00011189 | 0.00017928 | 0.00026476 | 0.00036413 | 0.00047073 | 0.00057684 | 0.00067534 | 0.00076094 | 0.0008308 | 0.00088447 | 0.00092331 | 0.00094974 | 0.00096655 | 0.00097641 | 0.00098151 | 0.00098454 | 0.01977 | 0.28614 | 0.25529 | 0.20171 | 0.11774 | 0.11698 | 0.11617 | 0.085204 | 0.10227 | 0.15088 | 0.24336 | 0.27689 | 0.28789 | 0 | 0.5013 | 0.37113 | 0.32789 | 0.27356 | 0.28264 | 0.28717 | 0.30517 | 0.3217 | 0.36581 | 0.39676 | 0.46866 | 0.47244 | 6.1235
LO3Slow | NR | Fixtures | Residential | Lighting | 0.0023054 | 0.0026961 | 12.8202 | -89.0984 | Multifamily - High Rise | ID/MT/OR-Chandelier/Pendant_2000 to 3999 lumens | 8.2326e-06 | 2.1125e-05 | 4.6842e-05 | 9.172e-05 | 0.00016133 | 0.00025849 | 0.00038174 | 0.00052502 | 0.00067871 | 0.00083171 | 0.00097372 | 0.0010971 | 0.0011979 | 0.0012753 | 0.0013313 | 0.0013694 | 0.0013936 | 0.0014078 | 0.0014152 | 0.0014195 | 0.028505 | 0.55458 | 0.49478 | 0.39095 | 0.2282 | 0.22672 | 0.22515 | 0.16514 | 0.19822 | 0.29242 | 0.47166 | 0.53665 | 0.55796 | 0 | 0.97159 | 0.7193 | 0.63549 | 0.5302 | 0.5478 | 0.55656 | 0.59146 | 0.62349 | 0.70898 | 0.76897 | 0.90831 | 0.91564 | 6.1235
LO3Slow | NR | Fixtures | Residential | Lighting | 0.0042112 | 0.0049247 | 23.4176 | -89.0984 | Multifamily - High Rise | ID/MT/OR-Chandelier/Pendant_4000 to 7999 lumens | 4.9456e-06 | 1.2691e-05 | 2.8139e-05 | 5.51e-05 | 9.6917e-05 | 0.00015528 | 0.00022932 | 0.0003154 | 0.00040773 | 0.00049964 | 0.00058495 | 0.00065909 | 0.00071961 | 0.00076609 | 0.00079973 | 0.00082262 | 0.00083719 | 0.00084572 | 0.00085014 | 0.00085277 | 0.017124 | 1.013 | 0.90377 | 0.71411 | 0.41683 | 0.41414 | 0.41126 | 0.30164 | 0.36207 | 0.53414 | 0.86154 | 0.98026 | 1.0192 | 0 | 1.7747 | 1.3139 | 1.1608 | 0.96847 | 1.0006 | 1.0166 | 1.0804 | 1.1389 | 1.295 | 1.4046 | 1.6591 | 1.6725 | 6.1235
LO3Slow | NR | Fixtures | Residential | Lighting | 2.898e-05 | 2.7142e-05 | 0.22794 | 11.6324 | Multifamily - High Rise | ID/MT/OR-Linear Flush Mount_0 to 249 lumens | 8.834e-09 | 2.2669e-08 | 5.0264e-08 | 9.8421e-08 | 1.7312e-07 | 2.7737e-07 | 4.0963e-07 | 5.6338e-07 | 7.283e-07 | 8.9247e-07 | 1.0449e-06 | 1.1773e-06 | 1.2854e-06 | 1.3684e-06 | 1.4285e-06 | 1.4694e-06 | 1.4954e-06 | 1.5107e-06 | 1.5186e-06 | 1.5233e-06 | 3.0587e-05 | 0.007487 | 0.006459 | 0.0061971 | 0.0048257 | 0.0046285 | 0.0043584 | 0.0037415 | 0.0044261 | 0.0056027 | 0.0067528 | 0.0069007 | 0.0073306 | 0 | 0.015836 | 0.012314 | 0.01313 | 0.01134 | 0.011387 | 0.01209 | 0.011678 | 0.011986 | 0.01228 | 0.014988 | 0.015464 | 0.016735 | 1.5691
LO3Slow | NR | Fixtures | Residential | Lighting | 5.6772e-05 | 5.3172e-05 | 0.44653 | 11.6324 | Multifamily - High Rise | ID/MT/OR-Linear Flush Mount_250 to 499 lumens | 2.5206e-07 | 6.4681e-07 | 1.4342e-06 | 2.8083e-06 | 4.9395e-06 | 7.9143e-06 | 1.1688e-05 | 1.6075e-05 | 2.0781e-05 | 2.5465e-05 | 2.9813e-05 | 3.3592e-05 | 3.6676e-05 | 3.9046e-05 | 4.076e-05 | 4.1927e-05 | 4.2669e-05 | 4.3104e-05 | 4.3329e-05 | 4.3463e-05 | 0.00087276 | 0.014667 | 0.012653 | 0.01214 | 0.0094535 | 0.0090671 | 0.008538 | 0.0073295 | 0.0086706 | 0.010976 | 0.013229 | 0.013518 | 0.01436 | 0 | 0.031023 | 0.024123 | 0.025721 | 0.022214 | 0.022307 | 0.023685 | 0.022877 | 0.02348 | 0.024055 | 0.029361 | 0.030294 | 0.032784 | 1.5691
LO3Slow | NR | Fixtures | Residential | Lighting | 0.00010893 | 0.00010202 | 0.85678 | 11.6324 | Multifamily - High Rise | ID/MT/OR-Linear Flush Mount_500 to 999 lumens | 4.9246e-06 | 1.2637e-05 | 2.802e-05 | 5.4866e-05 | 9.6505e-05 | 0.00015462 | 0.00022835 | 0.00031406 | 0.000406 | 0.00049752 | 0.00058247 | 0.0006563 | 0.00071655 | 0.00076284 | 0.00079634 | 0.00081913 | 0.00083364 | 0.00084213 | 0.00084653 | 0.00084915 | 0.017051 | 0.028142 | 0.024278 | 0.023294 | 0.018139 | 0.017398 | 0.016382 | 0.014064 | 0.016637 | 0.021059 | 0.025382 | 0.025938 | 0.027554 | 0 | 0.059525 | 0.046286 | 0.049352 | 0.042623 | 0.042802 | 0.045445 | 0.043896 | 0.045053 | 0.046157 | 0.056337 | 0.058127 | 0.062904 | 1.5691
LO3Slow | NR | Fixtures | Residential | Lighting | 0.0001997 | 0.00018703 | 1.5707 | 11.6324 | Multifamily - High Rise | ID/MT/OR-Linear Flush Mount_1000 to 1999 lumens | 8.061e-06 | 2.0685e-05 | 4.5865e-05 | 8.9809e-05 | 0.00015797 | 0.0002531 | 0.00037378 | 0.00051408 | 0.00066457 | 0.00081437 | 0.00095343 | 0.0010743 | 0.0011729 | 0.0012487 | 0.0013035 | 0.0013408 | 0.0013646 | 0.0013785 | 0.0013857 | 0.00139 | 0.027911 | 0.051591 | 0.044508 | 0.042703 | 0.033253 | 0.031894 | 0.030033 | 0.025782 | 0.030499 | 0.038607 | 0.046532 | 0.047551 | 0.050513 | 0 | 0.10912 | 0.084852 | 0.090474 | 0.078139 | 0.078467 | 0.083312 | 0.080471 | 0.082593 | 0.084616 | 0.10328 | 0.10656 | 0.11532 | 1.5691
LO3Slow | NR | Fixtures | Residential | Lighting | 0.00038704 | 0.00036249 | 3.0442 | 11.6324 | Multifamily - High Rise | ID/MT/OR-Linear Flush Mount_2000 to 3999 lumens | 2.9865e-06 | 7.6637e-06 | 1.6993e-05 | 3.3274e-05 | 5.8526e-05 | 9.3772e-05 | 0.00013848 | 0.00019046 | 0.00024622 | 0.00030172 | 0.00035324 | 0.00039801 | 0.00043456 | 0.00046263 | 0.00048294 | 0.00049677 | 0.00050556 | 0.00051072 | 0.00051338 | 0.00051497 | 0.010341 | 0.09999 | 0.086262 | 0.082764 | 0.064448 | 0.061814 | 0.058207 | 0.049968 | 0.059111 | 0.074825 | 0.090185 | 0.09216 | 0.097901 | 0 | 0.2115 | 0.16445 | 0.17535 | 0.15144 | 0.15208 | 0.16147 | 0.15596 | 0.16008 | 0.164 | 0.20017 | 0.20653 | 0.2235 | 1.5691
LO3Slow | NR | Fixtures | Residential | Lighting | 0.00070697 | 0.00066213 | 5.5605 | 11.6324 | Multifamily - High Rise | ID/MT/OR-Linear Flush Mount_4000 to 7999 lumens | 3.4495e-07 | 8.8516e-07 | 1.9627e-06 | 3.8431e-06 | 6.7598e-06 | 1.0831e-05 | 1.5995e-05 | 2.1999e-05 | 2.8438e-05 | 3.4849e-05 | 4.0799e-05 | 4.5971e-05 | 5.0191e-05 | 5.3434e-05 | 5.578e-05 | 5.7377e-05 | 5.8393e-05 | 5.8988e-05 | 5.9296e-05 | 5.9479e-05 | 0.0011944 | 0.18264 | 0.15757 | 0.15118 | 0.11772 | 0.11291 | 0.10632 | 0.091273 | 0.10797 | 0.13668 | 0.16473 | 0.16834 | 0.17883 | 0 | 0.38632 | 0.3004 | 0.3203 | 0.27663 | 0.27779 | 0.29494 | 0.28488 | 0.2924 | 0.29956 | 0.36563 | 0.37725 | 0.40825 | 1.5691
LO3Slow | NR | Fixtures | Residential | Lighting | 2.1873e-05 | 2.0242e-05 | 0.16937 | 20.5429 | Multifamily - High Rise | ID/MT/OR-Linear Shop_0 to 249 lumens | 2.0809e-09 | 5.3397e-09 | 1.184e-08 | 2.3184e-08 | 4.0779e-08 | 6.5336e-08 | 9.649e-08 | 1.3271e-07 | 1.7156e-07 | 2.1023e-07 | 2.4612e-07 | 2.7732e-07 | 3.0278e-07 | 3.2234e-07 | 3.3649e-07 | 3.4613e-07 | 3.5226e-07 | 3.5585e-07 | 3.577e-07 | 3.5881e-07 | 7.205e-06 | 0.005564 | 0.0047565 | 0.0045372 | 0.0035372 | 0.0033056 | 0.0030843 | 0.0026418 | 0.0031239 | 0.0039762 | 0.0048523 | 0.0050398 | 0.005502 | 0 | 0.012457 | 0.0096407 | 0.010081 | 0.0086736 | 0.0083159 | 0.0086034 | 0.0082545 | 0.0084675 | 0.0088128 | 0.01107 | 0.011754 | 0.013315 | 1.2346
LO3Slow | NR | Fixtures | Residential | Lighting | 4.2848e-05 | 3.9655e-05 | 0.33179 | 20.5429 | Multifamily - High Rise | ID/MT/OR-Linear Shop_250 to 499 lumens | 0 | 0 | 0 | 0 | 0 | 0 | 0 | 0 | 0 | 0 | 0 | 0 | 0 | 0 | 0 | 0 | 0 | 0 | 0 | 0 | 0 | 0.0109 | 0.0093179 | 0.0088884 | 0.0069294 | 0.0064756 | 0.0060422 | 0.0051753 | 0.0061197 | 0.0077893 | 0.0095056 | 0.0098729 | 0.010778 | 0 | 0.024402 | 0.018886 | 0.019749 | 0.016991 | 0.016291 | 0.016854 | 0.01617 | 0.016588 | 0.017264 | 0.021686 | 0.023026 | 0.026085 | 1.2346
LO3Slow | NR | Fixtures | Residential | Lighting | 8.2216e-05 | 7.6087e-05 | 0.63662 | 20.5429 | Multifamily - High Rise | ID/MT/OR-Linear Shop_500 to 999 lumens | 3.2722e-09 | 8.3968e-09 | 1.8618e-08 | 3.6456e-08 | 6.4124e-08 | 1.0274e-07 | 1.5173e-07 | 2.0868e-07 | 2.6977e-07 | 3.3058e-07 | 3.8703e-07 | 4.3609e-07 | 4.7612e-07 | 5.0688e-07 | 5.2914e-07 | 5.4429e-07 | 5.5392e-07 | 5.5957e-07 | 5.6249e-07 | 5.6423e-07 | 1.133e-05 | 0.020914 | 0.017879 | 0.017055 | 0.013296 | 0.012425 | 0.011593 | 0.0099302 | 0.011742 | 0.014946 | 0.018239 | 0.018944 | 0.020681 | 0 | 0.046822 | 0.036238 | 0.037894 | 0.032602 | 0.031258 | 0.032339 | 0.031027 | 0.031828 | 0.033126 | 0.04161 | 0.044182 | 0.05005 | 1.2346
LO3Slow | NR | Fixtures | Residential | Lighting | 0.00015072 | 0.00013949 | 1.1671 | 20.5429 | Multifamily - High Rise | ID/MT/OR-Linear Shop_1000 to 1999 lumens | 1.8352e-09 | 4.7091e-09 | 1.0442e-08 | 2.0446e-08 | 3.5963e-08 | 5.762e-08 | 8.5095e-08 | 1.1703e-07 | 1.513e-07 | 1.854e-07 | 2.1706e-07 | 2.4457e-07 | 2.6702e-07 | 2.8427e-07 | 2.9676e-07 | 3.0525e-07 | 3.1066e-07 | 3.1382e-07 | 3.1546e-07 | 3.1644e-07 | 6.3542e-06 | 0.03834 | 0.032776 | 0.031265 | 0.024374 | 0.022778 | 0.021254 | 0.018204 | 0.021526 | 0.027399 | 0.033436 | 0.034728 | 0.037913 | 0 | 0.085836 | 0.066432 | 0.069468 | 0.059768 | 0.057303 | 0.059284 | 0.05688 | 0.058347 | 0.060727 | 0.076281 | 0.080996 | 0.091754 | 1.2346
LO3Slow | NR | Fixtures | Residential | Lighting | 0.00029211 | 0.00027034 | 2.2619 | 20.5429 | Multifamily - High Rise | ID/MT/OR-Linear Shop_2000 to 3999 lumens | 0 | 0 | 0 | 0 | 0 | 0 | 0 | 0 | 0 | 0 | 0 | 0 | 0 | 0 | 0 | 0 | 0 | 0 | 0 | 0 | 0 | 0.074308 | 0.063524 | 0.060596 | 0.04724 | 0.044147 | 0.041192 | 0.035282 | 0.04172 | 0.053103 | 0.064803 | 0.067307 | 0.07348 | 0 | 0.16636 | 0.12875 | 0.13464 | 0.11584 | 0.11106 | 0.1149 | 0.11024 | 0.11308 | 0.1177 | 0.14784 | 0.15698 | 0.17783 | 1.2346
LO3Slow | NR | Fixtures | Residential | Lighting | 0.00053358 | 0.00049381 | 4.1317 | 20.5429 | Multifamily - High Rise | ID/MT/OR-Linear Shop_4000 to 7999 lumens | 2.6529e-08 | 6.8075e-08 | 1.5094e-07 | 2.9556e-07 | 5.1987e-07 | 8.3295e-07 | 1.2301e-06 | 1.6918e-06 | 2.1871e-06 | 2.6801e-06 | 3.1378e-06 | 3.5355e-06 | 3.8601e-06 | 4.1094e-06 | 4.2899e-06 | 4.4127e-06 | 4.4908e-06 | 4.5366e-06 | 4.5603e-06 | 4.5744e-06 | 9.1855e-05 | 0.13573 | 0.11603 | 0.11068 | 0.08629 | 0.080639 | 0.075242 | 0.064447 | 0.076207 | 0.096999 | 0.11837 | 0.12294 | 0.13422 | 0 | 0.30388 | 0.23518 | 0.24593 | 0.21159 | 0.20287 | 0.20988 | 0.20137 | 0.20656 | 0.21499 | 0.27005 | 0.28674 | 0.32483 | 1.2346
LO3Slow | NR | Fixtures | Residential | Lighting | 0.00025527 | 0.00024217 | 2.0416 | -46.2769 | Multifamily - High Rise | ID/MT/OR-Track_0 to 249 lumens | 1.1804e-09 | 3.029e-09 | 6.7163e-09 | 1.3151e-08 | 2.3132e-08 | 3.7063e-08 | 5.4735e-08 | 7.5279e-08 | 9.7316e-08 | 1.1925e-07 | 1.3962e-07 | 1.5731e-07 | 1.7176e-07 | 1.8285e-07 | 1.9088e-07 | 1.9634e-07 | 1.9982e-07 | 2.0186e-07 | 2.0291e-07 | 2.0354e-07 | 4.0871e-06 | 0.067048 | 0.058395 | 0.056361 | 0.043837 | 0.043149 | 0.04099 | 0.035264 | 0.041732 | 0.05255 | 0.062578 | 0.06292 | 0.06496 | 0 | 0.1331 | 0.10407 | 0.11348 | 0.098426 | 0.10383 | 0.11311 | 0.10996 | 0.11292 | 0.11393 | 0.13509 | 0.13517 | 0.13873 | 3.6929
LO3Slow | NR | Fixtures | Residential | Lighting | 0.00050008 | 0.0004744 | 3.9995 | -46.2769 | Multifamily - High Rise | ID/MT/OR-Track_250 to 499 lumens | 1.0767e-07 | 2.7628e-07 | 6.1261e-07 | 1.1995e-06 | 2.1099e-06 | 3.3806e-06 | 4.9925e-06 | 6.8664e-06 | 8.8764e-06 | 1.0877e-05 | 1.2735e-05 | 1.4349e-05 | 1.5666e-05 | 1.6678e-05 | 1.7411e-05 | 1.7909e-05 | 1.8226e-05 | 1.8412e-05 | 1.8508e-05 | 1.8565e-05 | 0.0003728 | 0.13135 | 0.11439 | 0.11041 | 0.085876 | 0.084528 | 0.0803 | 0.069081 | 0.081753 | 0.10294 | 0.12259 | 0.12326 | 0.12726 | 0 | 0.26074 | 0.20387 | 0.2223 | 0.19281 | 0.20341 | 0.22158 | 0.2154 | 0.2212 | 0.22319 | 0.26464 | 0.26479 | 0.27177 | 3.6929
LO3Slow | NR | Fixtures | Residential | Lighting | 0.00095953 | 0.00091026 | 7.674 | -46.2769 | Multifamily - High Rise | ID/MT/OR-Track_500 to 999 lumens | 1.7142e-06 | 4.3988e-06 | 9.7535e-06 | 1.9098e-05 | 3.3593e-05 | 5.3823e-05 | 7.9487e-05 | 0.00010932 | 0.00014132 | 0.00017318 | 0.00020275 | 0.00022845 | 0.00024943 | 0.00026554 | 0.0002772 | 0.00028513 | 0.00029018 | 0.00029314 | 0.00029467 | 0.00029558 | 0.0059354 | 0.25202 | 0.2195 | 0.21185 | 0.16478 | 0.16219 | 0.15408 | 0.13255 | 0.15686 | 0.19752 | 0.23522 | 0.2365 | 0.24417 | 0 | 0.5003 | 0.39118 | 0.42654 | 0.36996 | 0.39029 | 0.42516 | 0.41331 | 0.42443 | 0.42825 | 0.50777 | 0.50807 | 0.52147 | 3.6929
LO3Slow | NR | Fixtures | Residential | Lighting | 0.001759 | 0.0016687 | 14.0682 | -46.277 | Multifamily - High Rise | ID/MT/OR-Track_1000 to 1999 lumens | 2.4908e-06 | 6.3916e-06 | 1.4172e-05 | 2.7751e-05 | 4.8811e-05 | 7.8207e-05 | 0.0001155 | 0.00015885 | 0.00020535 | 0.00025164 | 0.00029461 | 0.00033195 | 0.00036242 | 0.00038584 | 0.00040278 | 0.00041431 | 0.00042164 | 0.00042594 | 0.00042817 | 0.00042949 | 0.0086243 | 0.46202 | 0.40239 | 0.38837 | 0.30207 | 0.29733 | 0.28246 | 0.243 | 0.28757 | 0.36211 | 0.43121 | 0.43357 | 0.44763 | 0 | 0.91716 | 0.71713 | 0.78195 | 0.67823 | 0.71549 | 0.77941 | 0.75769 | 0.77808 | 0.78508 | 0.93087 | 0.93141 | 0.95597 | 3.6929
LO3Slow | NR | Fixtures | Residential | Lighting | 0.0034092 | 0.0032342 | 27.2659 | -46.2769 | Multifamily - High Rise | ID/MT/OR-Track_2000 to 3999 lumens | 3.9779e-06 | 1.0208e-05 | 2.2633e-05 | 4.4318e-05 | 7.7953e-05 | 0.0001249 | 0.00018445 | 0.00025369 | 0.00032795 | 0.00040187 | 0.00047049 | 0.00053013 | 0.0005788 | 0.00061619 | 0.00064325 | 0.00066166 | 0.00067338 | 0.00068024 | 0.0006838 | 0.00068591 | 0.013773 | 0.89545 | 0.77987 | 0.75272 | 0.58545 | 0.57626 | 0.54744 | 0.47096 | 0.55734 | 0.70181 | 0.83574 | 0.84031 | 0.86756 | 0 | 1.7776 | 1.3899 | 1.5155 | 1.3145 | 1.3867 | 1.5106 | 1.4685 | 1.508 | 1.5216 | 1.8041 | 1.8052 | 1.8528 | 3.6929
LO3Slow | NR | Fixtures | Residential | Lighting | 0.0062274 | 0.0059076 | 49.8044 | -46.2769 | Multifamily - High Rise | ID/MT/OR-Track_4000 to 7999 lumens | 1.6003e-06 | 4.1065e-06 | 9.1054e-06 | 1.7829e-05 | 3.136e-05 | 5.0246e-05 | 7.4205e-05 | 0.00010206 | 0.00013193 | 0.00016167 | 0.00018928 | 0.00021327 | 0.00023285 | 0.00024789 | 0.00025878 | 0.00026619 | 0.0002709 | 0.00027366 | 0.00027509 | 0.00027594 | 0.005541 | 1.6356 | 1.4245 | 1.3749 | 1.0694 | 1.0526 | 0.99995 | 0.86026 | 1.018 | 1.2819 | 1.5266 | 1.5349 | 1.5847 | 0 | 3.2469 | 2.5388 | 2.7683 | 2.4011 | 2.533 | 2.7593 | 2.6824 | 2.7546 | 2.7793 | 3.2955 | 3.2974 | 3.3844 | 3.6929
LO3Slow | NR | Fixtures | Residential | Lighting | 7.0455e-05 | 6.6792e-05 | 0.56298 | -73.9725 | Multifamily - High Rise | WA-Floor/Table_0 to 249 lumens | 1.8473e-07 | 4.7403e-07 | 1.0511e-06 | 2.0581e-06 | 3.6201e-06 | 5.8002e-06 | 8.5658e-06 | 1.1781e-05 | 1.523e-05 | 1.8663e-05 | 2.1849e-05 | 2.4619e-05 | 2.6879e-05 | 2.8615e-05 | 2.9872e-05 | 3.0727e-05 | 3.1271e-05 | 3.159e-05 | 3.1755e-05 | 3.1853e-05 | 0.00063962 | 0.018489 | 0.016095 | 0.015529 | 0.012079 | 0.011874 | 0.011275 | 0.0096988 | 0.011478 | 0.014457 | 0.017226 | 0.017334 | 0.017923 | 0 | 0.036829 | 0.028788 | 0.031352 | 0.027187 | 0.028606 | 0.031121 | 0.030243 | 0.031057 | 0.03136 | 0.037239 | 0.037321 | 0.038417 | 10.5207
LO3Slow | NR | Fixtures | Residential | Lighting | 0.00013802 | 0.00013084 | 1.1029 | -73.9724 | Multifamily - High Rise | WA-Floor/Table_250 to 499 lumens | 1.2939e-06 | 3.3201e-06 | 7.3618e-06 | 1.4415e-05 | 2.5355e-05 | 4.0625e-05 | 5.9995e-05 | 8.2514e-05 | 0.00010667 | 0.00013071 | 0.00015303 | 0.00017243 | 0.00018826 | 0.00020042 | 0.00020922 | 0.00021521 | 0.00021902 | 0.00022126 | 0.00022241 | 0.0002231 | 0.0044799 | 0.03622 | 0.031529 | 0.030422 | 0.023663 | 0.023261 | 0.022088 | 0.019 | 0.022485 | 0.02832 | 0.033745 | 0.033958 | 0.035111 | 0 | 0.072148 | 0.056395 | 0.061417 | 0.053258 | 0.056038 | 0.060965 | 0.059247 | 0.06084 | 0.061434 | 0.072951 | 0.073112 | 0.075259 | 10.5207
LO3Slow | NR | Fixtures | Residential | Lighting | 0.00026483 | 0.00025106 | 2.1161 | -73.9724 | Multifamily - High Rise | WA-Floor/Table_500 to 999 lumens | 1.0986e-05 | 2.8191e-05 | 6.2508e-05 | 0.0001224 | 0.00021529 | 0.00034494 | 0.00050941 | 0.00070061 | 0.00090571 | 0.0011099 | 0.0012994 | 0.0014641 | 0.0015985 | 0.0017018 | 0.0017765 | 0.0018273 | 0.0018597 | 0.0018787 | 0.0018885 | 0.0018943 | 0.038038 | 0.069497 | 0.060497 | 0.058373 | 0.045404 | 0.044633 | 0.042381 | 0.036456 | 0.043142 | 0.05434 | 0.064749 | 0.065157 | 0.06737 | 0 | 0.13843 | 0.10821 | 0.11785 | 0.10219 | 0.10752 | 0.11698 | 0.11368 | 0.11674 | 0.11788 | 0.13997 | 0.14028 | 0.1444 | 10.5207
LO3Slow | NR | Fixtures | Residential | Lighting | 0.00048549 | 0.00046025 | 3.8794 | -73.9724 | Multifamily - High Rise | WA-Floor/Table_1000 to 1999 lumens | 1.2085e-05 | 3.1011e-05 | 6.8761e-05 | 0.00013464 | 0.00023682 | 0.00037944 | 0.00056037 | 0.0007707 | 0.00099632 | 0.0012209 | 0.0014294 | 0.0016105 | 0.0017584 | 0.001872 | 0.0019542 | 0.0020102 | 0.0020457 | 0.0020666 | 0.0020774 | 0.0020838 | 0.041844 | 0.1274 | 0.11091 | 0.10701 | 0.083236 | 0.081822 | 0.077694 | 0.066833 | 0.07909 | 0.099617 | 0.1187 | 0.11945 | 0.1235 | 0 | 0.25378 | 0.19837 | 0.21604 | 0.18734 | 0.19712 | 0.21445 | 0.2084 | 0.214 | 0.2161 | 0.25661 | 0.25717 | 0.26472 | 10.5207
LO3Slow | NR | Fixtures | Residential | Lighting | 0.00094094 | 0.00089202 | 7.5187 | -73.9725 | Multifamily - High Rise | WA-Floor/Table_2000 to 3999 lumens | 3.3651e-06 | 8.6351e-06 | 1.9147e-05 | 3.7491e-05 | 6.5944e-05 | 0.00010566 | 0.00015604 | 0.0002146 | 0.00027743 | 0.00033996 | 0.00039801 | 0.00044846 | 0.00048964 | 0.00052127 | 0.00054416 | 0.00055973 | 0.00056964 | 0.00057545 | 0.00057846 | 0.00058025 | 0.011652 | 0.24692 | 0.21495 | 0.2074 | 0.16132 | 0.15858 | 0.15058 | 0.12953 | 0.15329 | 0.19307 | 0.23006 | 0.2315 | 0.23937 | 0 | 0.49186 | 0.38447 | 0.41871 | 0.36308 | 0.38204 | 0.41562 | 0.40391 | 0.41477 | 0.41882 | 0.49734 | 0.49843 | 0.51307 | 10.5207
LO3Slow | NR | Fixtures | Residential | Lighting | 0.0017187 | 0.0016294 | 13.7338 | -73.9725 | Multifamily - High Rise | WA-Floor/Table_4000 to 7999 lumens | 3.8747e-07 | 9.9428e-07 | 2.2046e-06 | 4.3169e-06 | 7.5931e-06 | 1.2166e-05 | 1.7967e-05 | 2.471e-05 | 3.1944e-05 | 3.9145e-05 | 4.5829e-05 | 5.1638e-05 | 5.6379e-05 | 6.0021e-05 | 6.2656e-05 | 6.445e-05 | 6.5591e-05 | 6.626e-05 | 6.6606e-05 | 6.6812e-05 | 0.0013416 | 0.45104 | 0.39263 | 0.37884 | 0.29467 | 0.28967 | 0.27505 | 0.2366 | 0.28 | 0.35267 | 0.42022 | 0.42287 | 0.43723 | 0 | 0.89844 | 0.70227 | 0.76482 | 0.66321 | 0.69783 | 0.75918 | 0.73778 | 0.75762 | 0.76503 | 0.90844 | 0.91045 | 0.93718 | 10.5207
LO3Slow | NR | Fixtures | Residential | Lighting | 0.00011143 | 0.00010541 | 0.88796 | -37.3815 | Multifamily - High Rise | WA-Ceiling and Wall Flush Mount _0 to 249 lumens | 1.2301e-07 | 3.1566e-07 | 6.9992e-07 | 1.3705e-06 | 2.4106e-06 | 3.8624e-06 | 5.704e-06 | 7.845e-06 | 1.0142e-05 | 1.2428e-05 | 1.455e-05 | 1.6394e-05 | 1.7899e-05 | 1.9055e-05 | 1.9892e-05 | 2.0461e-05 | 2.0824e-05 | 2.1036e-05 | 2.1146e-05 | 2.1211e-05 | 0.00042593 | 0.029163 | 0.025348 | 0.024434 | 0.019009 | 0.01861 | 0.017647 | 0.015175 | 0.017957 | 0.022636 | 0.027023 | 0.027263 | 0.028318 | 0 | 0.058699 | 0.04584 | 0.049737 | 0.0431 | 0.04499 | 0.048748 | 0.047327 | 0.048596 | 0.049187 | 0.058676 | 0.059099 | 0.061374 | 3.6094
LO3Slow | NR | Fixtures | Residential | Lighting | 0.00021828 | 0.0002065 | 1.7395 | -37.3815 | Multifamily - High Rise | WA-Ceiling and Wall Flush Mount _250 to 499 lumens | 1.502e-06 | 3.8543e-06 | 8.5461e-06 | 1.6734e-05 | 2.9434e-05 | 4.716e-05 | 6.9647e-05 | 9.5789e-05 | 0.00012383 | 0.00015174 | 0.00017765 | 0.00020017 | 0.00021855 | 0.00023267 | 0.00024288 | 0.00024984 | 0.00025426 | 0.00025685 | 0.00025819 | 0.00025899 | 0.0052006 | 0.057129 | 0.049656 | 0.047866 | 0.037239 | 0.036457 | 0.03457 | 0.029728 | 0.035178 | 0.044344 | 0.052938 | 0.053408 | 0.055475 | 0 | 0.11499 | 0.089801 | 0.097435 | 0.084432 | 0.088135 | 0.095497 | 0.092713 | 0.095198 | 0.096357 | 0.11495 | 0.11577 | 0.12023 | 3.6094
LO3Slow | NR | Fixtures | Residential | Lighting | 0.00041883 | 0.00039623 | 3.3377 | -37.3815 | Multifamily - High Rise | WA-Ceiling and Wall Flush Mount _500 to 999 lumens | 1.4038e-05 | 3.6023e-05 | 7.9874e-05 | 0.0001564 | 0.0002751 | 0.00044077 | 0.00065094 | 0.00089526 | 0.0011573 | 0.0014182 | 0.0016604 | 0.0018708 | 0.0020426 | 0.0021746 | 0.0022701 | 0.002335 | 0.0023764 | 0.0024006 | 0.0024131 | 0.0024206 | 0.048606 | 0.10962 | 0.095277 | 0.091844 | 0.071452 | 0.069952 | 0.066332 | 0.05704 | 0.067498 | 0.085085 | 0.10158 | 0.10248 | 0.10644 | 0 | 0.22064 | 0.17231 | 0.18695 | 0.162 | 0.16911 | 0.18324 | 0.17789 | 0.18266 | 0.18489 | 0.22055 | 0.22214 | 0.23069 | 3.6094
LO3Slow | NR | Fixtures | Residential | Lighting | 0.00076781 | 0.00072638 | 6.1187 | -37.3815 | Multifamily - High Rise | WA-Ceiling and Wall Flush Mount _1000 to 1999 lumens | 1.7341e-05 | 4.4499e-05 | 9.8669e-05 | 0.0001932 | 0.00033983 | 0.00054449 | 0.00080411 | 0.0011059 | 0.0014297 | 0.0017519 | 0.0020511 | 0.0023111 | 0.0025233 | 0.0026863 | 0.0028042 | 0.0028845 | 0.0029356 | 0.0029655 | 0.002981 | 0.0029902 | 0.060044 | 0.20095 | 0.17466 | 0.16837 | 0.13099 | 0.12824 | 0.1216 | 0.10457 | 0.12374 | 0.15598 | 0.18621 | 0.18786 | 0.19513 | 0 | 0.40449 | 0.31588 | 0.34273 | 0.29699 | 0.31002 | 0.33591 | 0.32612 | 0.33486 | 0.33894 | 0.40433 | 0.40724 | 0.42291 | 3.6094
LO3Slow | NR | Fixtures | Residential | Lighting | 0.0014881 | 0.0014078 | 11.8588 | -37.3815 | Multifamily - High Rise | WA-Ceiling and Wall Flush Mount _2000 to 3999 lumens | 1.3715e-05 | 3.5194e-05 | 7.8035e-05 | 0.0001528 | 0.00026877 | 0.00043062 | 0.00063595 | 0.00087466 | 0.0011307 | 0.0013856 | 0.0016222 | 0.0018278 | 0.0019956 | 0.0021245 | 0.0022178 | 0.0022813 | 0.0023217 | 0.0023453 | 0.0023576 | 0.0023649 | 0.047488 | 0.38947 | 0.33852 | 0.32632 | 0.25387 | 0.24854 | 0.23568 | 0.20267 | 0.23982 | 0.30231 | 0.3609 | 0.3641 | 0.37819 | 0 | 0.78394 | 0.61221 | 0.66425 | 0.5756 | 0.60085 | 0.65104 | 0.63206 | 0.64901 | 0.6569 | 0.78363 | 0.78928 | 0.81966 | 3.6094
LO3Slow | NR | Fixtures | Residential | Lighting | 0.0027182 | 0.0025715 | 21.6616 | -37.3815 | Multifamily - High Rise | WA-Ceiling and Wall Flush Mount _4000 to 7999 lumens | 3.6869e-06 | 9.4608e-06 | 2.0978e-05 | 4.1076e-05 | 7.225e-05 | 0.00011576 | 0.00017096 | 0.00023513 | 0.00030396 | 0.00037247 | 0.00043607 | 0.00049135 | 0.00053646 | 0.00057111 | 0.00059619 | 0.00061326 | 0.00062412 | 0.00063048 | 0.00063377 | 0.00063573 | 0.012766 | 0.71142 | 0.61835 | 0.59607 | 0.46373 | 0.45399 | 0.4305 | 0.37019 | 0.43806 | 0.55221 | 0.65923 | 0.66507 | 0.69081 | 0 | 1.432 | 1.1183 | 1.2133 | 1.0514 | 1.0975 | 1.1892 | 1.1545 | 1.1855 | 1.1999 | 1.4314 | 1.4417 | 1.4972 | 3.6094
LO3Slow | NR | Fixtures | Residential | Lighting | 7.9543e-05 | 7.5085e-05 | 0.63206 | -112.4296 | Multifamily - High Rise | WA-Downlight Fixture_0 to 249 lumens | 4.502e-09 | 1.1552e-08 | 2.5615e-08 | 5.0157e-08 | 8.8224e-08 | 1.4135e-07 | 2.0875e-07 | 2.8711e-07 | 3.7116e-07 | 4.5482e-07 | 5.3248e-07 | 5.9998e-07 | 6.5506e-07 | 6.9738e-07 | 7.28e-07 | 7.4884e-07 | 7.621e-07 | 7.6987e-07 | 7.7389e-07 | 7.7628e-07 | 1.5588e-05 | 0.020759 | 0.018014 | 0.017347 | 0.013498 | 0.013157 | 0.012458 | 0.010709 | 0.012671 | 0.015987 | 0.019124 | 0.019347 | 0.020194 | 0 | 0.042248 | 0.032961 | 0.035623 | 0.030846 | 0.031927 | 0.034444 | 0.033403 | 0.034296 | 0.034802 | 0.041722 | 0.042245 | 0.04428 | 9.5904
LO3Slow | NR | Fixtures | Residential | Lighting | 0.00015582 | 0.00014709 | 1.2382 | -112.4296 | Multifamily - High Rise | WA-Downlight Fixture_250 to 499 lumens | 7.4363e-07 | 1.9082e-06 | 4.2311e-06 | 8.2849e-06 | 1.4573e-05 | 2.3349e-05 | 3.4482e-05 | 4.7424e-05 | 6.1307e-05 | 7.5126e-05 | 8.7954e-05 | 9.9103e-05 | 0.0001082 | 0.00011519 | 0.00012025 | 0.00012369 | 0.00012588 | 0.00012716 | 0.00012783 | 0.00012822 | 0.0025748 | 0.040667 | 0.035289 | 0.033983 | 0.026443 | 0.025774 | 0.024404 | 0.020978 | 0.024823 | 0.031318 | 0.037464 | 0.037901 | 0.039561 | 0 | 0.082764 | 0.06457 | 0.069785 | 0.060427 | 0.062544 | 0.067475 | 0.065437 | 0.067185 | 0.068177 | 0.081733 | 0.082758 | 0.086744 | 9.5904
LO3Slow | NR | Fixtures | Residential | Lighting | 0.00029899 | 0.00028223 | 2.3758 | -112.4296 | Multifamily - High Rise | WA-Downlight Fixture_500 to 999 lumens | 2.6116e-05 | 6.7015e-05 | 0.00014859 | 0.00029096 | 0.00051178 | 0.00081998 | 0.001211 | 0.0016655 | 0.0021531 | 0.0026384 | 0.0030889 | 0.0034804 | 0.0038 | 0.0040454 | 0.0042231 | 0.004344 | 0.0044209 | 0.0044659 | 0.0044893 | 0.0045031 | 0.090425 | 0.07803 | 0.067711 | 0.065205 | 0.050738 | 0.049455 | 0.046826 | 0.040252 | 0.047629 | 0.060092 | 0.071884 | 0.072722 | 0.075907 | 0 | 0.1588 | 0.12389 | 0.1339 | 0.11594 | 0.12001 | 0.12947 | 0.12556 | 0.12891 | 0.13082 | 0.15683 | 0.15879 | 0.16644 | 9.5904
LO3Slow | NR | Fixtures | Residential | Lighting | 0.00054811 | 0.0005174 | 4.3554 | -112.4296 | Multifamily - High Rise | WA-Downlight Fixture_1000 to 1999 lumens | 7.9725e-06 | 2.0458e-05 | 4.5362e-05 | 8.8822e-05 | 0.00015623 | 0.00025032 | 0.00036968 | 0.00050843 | 0.00065727 | 0.00080543 | 0.00094296 | 0.0010625 | 0.00116 | 0.001235 | 0.0012892 | 0.0013261 | 0.0013496 | 0.0013633 | 0.0013705 | 0.0013747 | 0.027604 | 0.14305 | 0.12413 | 0.11954 | 0.093015 | 0.090662 | 0.085843 | 0.073792 | 0.087314 | 0.11016 | 0.13178 | 0.13332 | 0.13916 | 0 | 0.29112 | 0.22713 | 0.24547 | 0.21255 | 0.22 | 0.23734 | 0.23018 | 0.23632 | 0.23982 | 0.2875 | 0.2911 | 0.30513 | 9.5904
LO3Slow | NR | Fixtures | Residential | Lighting | 0.0010623 | 0.0010028 | 8.4413 | -112.4296 | Multifamily - High Rise | WA-Downlight Fixture_2000 to 3999 lumens | 2.3728e-06 | 6.0887e-06 | 1.3501e-05 | 2.6435e-05 | 4.6498e-05 | 7.45e-05 | 0.00011002 | 0.00015132 | 0.00019562 | 0.00023971 | 0.00028064 | 0.00031622 | 0.00034525 | 0.00036755 | 0.00038369 | 0.00039467 | 0.00040166 | 0.00040576 | 0.00040787 | 0.00040914 | 0.0082156 | 0.27724 | 0.24058 | 0.23168 | 0.18027 | 0.17571 | 0.16637 | 0.14302 | 0.16923 | 0.21351 | 0.25541 | 0.25838 | 0.2697 | 0 | 0.56423 | 0.4402 | 0.47576 | 0.41196 | 0.42639 | 0.46 | 0.44611 | 0.45803 | 0.46479 | 0.5572 | 0.56419 | 0.59137 | 9.5904
LO3Slow | NR | Fixtures | Residential | Lighting | 0.0019404 | 0.0018317 | 15.4191 | -112.4296 | Multifamily - High Rise | WA-Downlight Fixture_4000 to 7999 lumens | 7.4729e-07 | 1.9176e-06 | 4.2519e-06 | 8.3256e-06 | 1.4644e-05 | 2.3463e-05 | 3.4651e-05 | 4.7657e-05 | 6.1608e-05 | 7.5496e-05 | 8.8387e-05 | 9.959e-05 | 0.00010873 | 0.00011576 | 0.00012084 | 0.0001243 | 0.0001265 | 0.00012779 | 0.00012846 | 0.00012885 | 0.0025874 | 0.50641 | 0.43945 | 0.42318 | 0.32929 | 0.32096 | 0.3039 | 0.26124 | 0.30911 | 0.39 | 0.46653 | 0.47197 | 0.49264 | 0 | 1.0306 | 0.80407 | 0.86902 | 0.75248 | 0.77885 | 0.84025 | 0.81487 | 0.83664 | 0.849 | 1.0178 | 1.0306 | 1.0802 | 9.5904
LO3Slow | NR | Fixtures | Residential | Lighting | 0.00014232 | 0.00016147 | 0.7969 | -73.9245 | Multifamily - High Rise | WA-Exterior Porch_0 to 249 lumens | 6.9846e-11 | 1.7923e-10 | 3.9741e-10 | 7.7816e-10 | 1.3687e-09 | 2.193e-09 | 3.2387e-09 | 4.4543e-09 | 5.7583e-09 | 7.0563e-09 | 8.2612e-09 | 9.3083e-09 | 1.0163e-08 | 1.0819e-08 | 1.1294e-08 | 1.1618e-08 | 1.1824e-08 | 1.1944e-08 | 1.2006e-08 | 1.2044e-08 | 2.4184e-07 | 0.033708 | 0.029627 | 0.023476 | 0.014018 | 0.013139 | 0.012786 | 0.0093382 | 0.011198 | 0.016702 | 0.027366 | 0.031745 | 0.034314 | 0 | 0.065856 | 0.048778 | 0.042894 | 0.035709 | 0.033338 | 0.032041 | 0.033508 | 0.035278 | 0.041287 | 0.047654 | 0.058505 | 0.064635 | 12.2733
LO3Slow | NR | Fixtures | Residential | Lighting | 0.0002788 | 0.00031631 | 1.5611 | -73.9245 | Multifamily - High Rise | WA-Exterior Porch_250 to 499 lumens | 2.2138e-08 | 5.6807e-08 | 1.2596e-07 | 2.4664e-07 | 4.3382e-07 | 6.9508e-07 | 1.0265e-06 | 1.4118e-06 | 1.8251e-06 | 2.2365e-06 | 2.6184e-06 | 2.9503e-06 | 3.2211e-06 | 3.4292e-06 | 3.5798e-06 | 3.6823e-06 | 3.7475e-06 | 3.7857e-06 | 3.8054e-06 | 3.8172e-06 | 7.6651e-05 | 0.066034 | 0.058039 | 0.045989 | 0.027461 | 0.025739 | 0.025047 | 0.018293 | 0.021936 | 0.032719 | 0.05361 | 0.062189 | 0.067221 | 0 | 0.12901 | 0.095555 | 0.084029 | 0.069954 | 0.06531 | 0.062767 | 0.065642 | 0.069108 | 0.080881 | 0.093353 | 0.11461 | 0.12662 | 12.2733
LO3Slow | NR | Fixtures | Residential | Lighting | 0.00053494 | 0.00060693 | 2.9954 | -73.9245 | Multifamily - High Rise | WA-Exterior Porch_500 to 999 lumens | 1.1067e-06 | 2.84e-06 | 6.2971e-06 | 1.233e-05 | 2.1688e-05 | 3.4749e-05 | 5.1319e-05 | 7.0581e-05 | 9.1243e-05 | 0.00011181 | 0.0001309 | 0.00014749 | 0.00016104 | 0.00017144 | 0.00017897 | 0.00018409 | 0.00018735 | 0.00018926 | 0.00019025 | 0.00019084 | 0.003832 | 0.1267 | 0.11136 | 0.088242 | 0.052691 | 0.049387 | 0.04806 | 0.0351 | 0.04209 | 0.062779 | 0.10286 | 0.11933 | 0.12898 | 0 | 0.24754 | 0.18335 | 0.16123 | 0.13423 | 0.12531 | 0.12043 | 0.12595 | 0.1326 | 0.15519 | 0.17912 | 0.21991 | 0.24295 | 12.2733
LO3Slow | NR | Fixtures | Residential | Lighting | 0.00098067 | 0.0011126 | 5.4913 | -73.9245 | Multifamily - High Rise | WA-Exterior Porch_1000 to 1999 lumens | 2.1675e-06 | 5.5621e-06 | 1.2333e-05 | 2.4149e-05 | 4.2476e-05 | 6.8057e-05 | 0.00010051 | 0.00013823 | 0.0001787 | 0.00021898 | 0.00025637 | 0.00028887 | 0.00031539 | 0.00033576 | 0.0003505 | 0.00036054 | 0.00036692 | 0.00037066 | 0.0003726 | 0.00037375 | 0.007505 | 0.23228 | 0.20415 | 0.16177 | 0.096594 | 0.090538 | 0.088105 | 0.064347 | 0.07716 | 0.11509 | 0.18857 | 0.21875 | 0.23645 | 0 | 0.4538 | 0.33612 | 0.29557 | 0.24607 | 0.22973 | 0.22079 | 0.2309 | 0.24309 | 0.2845 | 0.32837 | 0.40315 | 0.44539 | 12.2733
LO3Slow | NR | Fixtures | Residential | Lighting | 0.0019007 | 0.0021564 | 10.6428 | -73.9245 | Multifamily - High Rise | WA-Exterior Porch_2000 to 3999 lumens | 2.0507e-06 | 5.2623e-06 | 1.1668e-05 | 2.2848e-05 | 4.0187e-05 | 6.4389e-05 | 9.5091e-05 | 0.00013078 | 0.00016907 | 0.00020718 | 0.00024255 | 0.0002733 | 0.00029839 | 0.00031767 | 0.00033162 | 0.00034111 | 0.00034715 | 0.00035069 | 0.00035252 | 0.00035361 | 0.0071006 | 0.45018 | 0.39568 | 0.31353 | 0.18721 | 0.17547 | 0.17076 | 0.12471 | 0.14955 | 0.22306 | 0.36548 | 0.42397 | 0.45827 | 0 | 0.87952 | 0.65144 | 0.57286 | 0.47691 | 0.44524 | 0.42791 | 0.44751 | 0.47114 | 0.5514 | 0.63642 | 0.78135 | 0.86322 | 12.2733
LO3Slow | NR | Fixtures | Residential | Lighting | 0.0034718 | 0.003939 | 19.4403 | -73.9245 | Multifamily - High Rise | WA-Exterior Porch_4000 to 7999 lumens | 8.986e-08 | 2.3059e-07 | 5.1128e-07 | 1.0011e-06 | 1.7609e-06 | 2.8214e-06 | 4.1667e-06 | 5.7307e-06 | 7.4083e-06 | 9.0782e-06 | 1.0628e-05 | 1.1976e-05 | 1.3075e-05 | 1.392e-05 | 1.4531e-05 | 1.4947e-05 | 1.5211e-05 | 1.5367e-05 | 1.5447e-05 | 1.5495e-05 | 0.00031114 | 0.82231 | 0.72275 | 0.57269 | 0.34196 | 0.32052 | 0.31191 | 0.2278 | 0.27316 | 0.40744 | 0.66759 | 0.77442 | 0.83709 | 0 | 1.6066 | 1.1899 | 1.0464 | 0.87113 | 0.81329 | 0.78163 | 0.81742 | 0.86059 | 1.0072 | 1.1625 | 1.4272 | 1.5768 | 12.2733
LO3Slow | NR | Fixtures | Residential | Lighting | 0.00011634 | 0.00013606 | 0.64697 | -109.2876 | Multifamily - High Rise | WA-Chandelier/Pendant_0 to 249 lumens | 4.3107e-08 | 1.1061e-07 | 2.4527e-07 | 4.8026e-07 | 8.4474e-07 | 1.3535e-06 | 1.9988e-06 | 2.7491e-06 | 3.5538e-06 | 4.3549e-06 | 5.0985e-06 | 5.7448e-06 | 6.2722e-06 | 6.6774e-06 | 6.9706e-06 | 7.1701e-06 | 7.2971e-06 | 7.3715e-06 | 7.41e-06 | 7.4329e-06 | 0.00014925 | 0.027987 | 0.024969 | 0.019729 | 0.011516 | 0.011442 | 0.011362 | 0.0083335 | 0.010003 | 0.014757 | 0.023802 | 0.027082 | 0.028157 | 0 | 0.049031 | 0.036299 | 0.03207 | 0.026756 | 0.027645 | 0.028087 | 0.029848 | 0.031464 | 0.035779 | 0.038806 | 0.045838 | 0.046208 | 5.6742
LO3Slow | NR | Fixtures | Residential | Lighting | 0.00022792 | 0.00026653 | 1.2674 | -109.2876 | Multifamily - High Rise | WA-Chandelier/Pendant_250 to 499 lumens | 3.4844e-07 | 8.9413e-07 | 1.9826e-06 | 3.8821e-06 | 6.8283e-06 | 1.094e-05 | 1.6157e-05 | 2.2222e-05 | 2.8727e-05 | 3.5202e-05 | 4.1213e-05 | 4.6437e-05 | 5.07e-05 | 5.3976e-05 | 5.6346e-05 | 5.7958e-05 | 5.8985e-05 | 5.9586e-05 | 5.9897e-05 | 6.0082e-05 | 0.0012065 | 0.054826 | 0.048914 | 0.038649 | 0.022559 | 0.022414 | 0.022258 | 0.016325 | 0.019596 | 0.028909 | 0.046628 | 0.053053 | 0.05516 | 0 | 0.096051 | 0.071109 | 0.062825 | 0.052415 | 0.054155 | 0.055022 | 0.058472 | 0.061638 | 0.07009 | 0.07602 | 0.089796 | 0.09052 | 5.6742
LO3Slow | NR | Fixtures | Residential | Lighting | 0.00043732 | 0.00051142 | 2.4318 | -109.2876 | Multifamily - High Rise | WA-Chandelier/Pendant_500 to 999 lumens | 2.5616e-06 | 6.5732e-06 | 1.4575e-05 | 2.8539e-05 | 5.0198e-05 | 8.0429e-05 | 0.00011878 | 0.00016336 | 0.00021118 | 0.00025879 | 0.00030298 | 0.00034138 | 0.00037272 | 0.0003968 | 0.00041422 | 0.00042608 | 0.00043362 | 0.00043804 | 0.00044033 | 0.00044169 | 0.0088694 | 0.1052 | 0.093854 | 0.074158 | 0.043286 | 0.043007 | 0.042708 | 0.031324 | 0.0376 | 0.055468 | 0.089468 | 0.1018 | 0.10584 | 0 | 0.1843 | 0.13644 | 0.12055 | 0.10057 | 0.10391 | 0.10557 | 0.11219 | 0.11827 | 0.13449 | 0.14586 | 0.1723 | 0.17369 | 5.6742
LO3Slow | NR | Fixtures | Residential | Lighting | 0.0008017 | 0.00093754 | 4.4581 | -109.2876 | Multifamily - High Rise | WA-Chandelier/Pendant_1000 to 1999 lumens | 4.3395e-06 | 1.1135e-05 | 2.4691e-05 | 4.8347e-05 | 8.5039e-05 | 0.00013625 | 0.00020122 | 0.00027674 | 0.00035776 | 0.0004384 | 0.00051326 | 0.00057832 | 0.00063141 | 0.0006722 | 0.00070172 | 0.0007218 | 0.00073459 | 0.00074207 | 0.00074595 | 0.00074826 | 0.015025 | 0.19285 | 0.17206 | 0.13595 | 0.079354 | 0.078841 | 0.078294 | 0.057425 | 0.06893 | 0.10169 | 0.16402 | 0.18662 | 0.19403 | 0 | 0.33786 | 0.25013 | 0.22099 | 0.18437 | 0.19049 | 0.19354 | 0.20567 | 0.21681 | 0.24654 | 0.2674 | 0.31586 | 0.31841 | 5.6742
LO3Slow | NR | Fixtures | Residential | Lighting | 0.0015538 | 0.0018171 | 8.6404 | -109.2876 | Multifamily - High Rise | WA-Chandelier/Pendant_2000 to 3999 lumens | 6.2568e-06 | 1.6055e-05 | 3.56e-05 | 6.9708e-05 | 0.00012261 | 0.00019645 | 0.00029012 | 0.00039902 | 0.00051583 | 0.0006321 | 0.00074003 | 0.00083383 | 0.00091039 | 0.0009692 | 0.0010118 | 0.0010407 | 0.0010591 | 0.0010699 | 0.0010755 | 0.0010789 | 0.021664 | 0.37377 | 0.33347 | 0.26348 | 0.1538 | 0.1528 | 0.15174 | 0.1113 | 0.13359 | 0.19708 | 0.31788 | 0.36169 | 0.37605 | 0 | 0.65482 | 0.48478 | 0.4283 | 0.35733 | 0.3692 | 0.3751 | 0.39862 | 0.42021 | 0.47783 | 0.51826 | 0.61217 | 0.61711 | 5.6742
LO3Slow | NR | Fixtures | Residential | Lighting | 0.0028382 | 0.0033191 | 15.7827 | -109.2876 | Multifamily - High Rise | WA-Chandelier/Pendant_4000 to 7999 lumens | 3.7587e-06 | 9.645e-06 | 2.1386e-05 | 4.1876e-05 | 7.3657e-05 | 0.00011802 | 0.00017429 | 0.0002397 | 0.00030988 | 0.00037973 | 0.00044457 | 0.00050091 | 0.0005469 | 0.00058224 | 0.0006078 | 0.0006252 | 0.00063627 | 0.00064275 | 0.00064611 | 0.00064811 | 0.013014 | 0.68273 | 0.60911 | 0.48129 | 0.28093 | 0.27911 | 0.27718 | 0.2033 | 0.24403 | 0.35999 | 0.58065 | 0.66066 | 0.68689 | 0 | 1.1961 | 0.88551 | 0.78234 | 0.65271 | 0.67439 | 0.68517 | 0.72813 | 0.76757 | 0.87281 | 0.94666 | 1.1182 | 1.1272 | 5.6742
LO3Slow | NR | Fixtures | Residential | Lighting | 2.898e-05 | 2.7142e-05 | 0.22794 | 11.6324 | Multifamily - High Rise | WA-Linear Flush Mount_0 to 249 lumens | 9.9618e-09 | 2.5563e-08 | 5.668e-08 | 1.1099e-07 | 1.9522e-07 | 3.1278e-07 | 4.6192e-07 | 6.353e-07 | 8.2128e-07 | 1.0064e-06 | 1.1782e-06 | 1.3276e-06 | 1.4495e-06 | 1.5431e-06 | 1.6109e-06 | 1.657e-06 | 1.6863e-06 | 1.7035e-06 | 1.7124e-06 | 1.7177e-06 | 3.4492e-05 | 0.007487 | 0.006459 | 0.0061971 | 0.0048257 | 0.0046285 | 0.0043584 | 0.0037415 | 0.0044261 | 0.0056027 | 0.0067528 | 0.0069007 | 0.0073306 | 0 | 0.015836 | 0.012314 | 0.01313 | 0.01134 | 0.011387 | 0.01209 | 0.011678 | 0.011986 | 0.01228 | 0.014988 | 0.015464 | 0.016735 | 1.5691
LO3Slow | NR | Fixtures | Residential | Lighting | 5.6772e-05 | 5.3172e-05 | 0.44653 | 11.6324 | Multifamily - High Rise | WA-Linear Flush Mount_250 to 499 lumens | 2.8424e-07 | 7.2938e-07 | 1.6173e-06 | 3.1668e-06 | 5.5701e-06 | 8.9246e-06 | 1.318e-05 | 1.8127e-05 | 2.3434e-05 | 2.8716e-05 | 3.3619e-05 | 3.788e-05 | 4.1358e-05 | 4.403e-05 | 4.5963e-05 | 4.7279e-05 | 4.8116e-05 | 4.8607e-05 | 4.886e-05 | 4.9012e-05 | 0.00098417 | 0.014667 | 0.012653 | 0.01214 | 0.0094535 | 0.0090671 | 0.008538 | 0.0073295 | 0.0086706 | 0.010976 | 0.013229 | 0.013518 | 0.01436 | 0 | 0.031023 | 0.024123 | 0.025721 | 0.022214 | 0.022307 | 0.023685 | 0.022877 | 0.02348 | 0.024055 | 0.029361 | 0.030294 | 0.032784 | 1.5691
LO3Slow | NR | Fixtures | Residential | Lighting | 0.00010893 | 0.00010202 | 0.85678 | 11.6324 | Multifamily - High Rise | WA-Linear Flush Mount_500 to 999 lumens | 5.5533e-06 | 1.425e-05 | 3.1597e-05 | 6.187e-05 | 0.00010883 | 0.00017436 | 0.0002575 | 0.00035415 | 0.00045783 | 0.00056103 | 0.00065682 | 0.00074008 | 0.00080803 | 0.00086023 | 0.000898 | 0.0009237 | 0.00094006 | 0.00094964 | 0.0009546 | 0.00095755 | 0.019228 | 0.028142 | 0.024278 | 0.023294 | 0.018139 | 0.017398 | 0.016382 | 0.014064 | 0.016637 | 0.021059 | 0.025382 | 0.025938 | 0.027554 | 0 | 0.059525 | 0.046286 | 0.049352 | 0.042623 | 0.042802 | 0.045445 | 0.043896 | 0.045053 | 0.046157 | 0.056337 | 0.058127 | 0.062904 | 1.5691
LO3Slow | NR | Fixtures | Residential | Lighting | 0.0001997 | 0.00018703 | 1.5707 | 11.6324 | Multifamily - High Rise | WA-Linear Flush Mount_1000 to 1999 lumens | 9.09e-06 | 2.3326e-05 | 5.172e-05 | 0.00010127 | 0.00017813 | 0.00028541 | 0.0004215 | 0.0005797 | 0.00074941 | 0.00091833 | 0.0010751 | 0.0012114 | 0.0013226 | 0.0014081 | 0.0014699 | 0.001512 | 0.0015388 | 0.0015544 | 0.0015626 | 0.0015674 | 0.031474 | 0.051591 | 0.044508 | 0.042703 | 0.033253 | 0.031894 | 0.030033 | 0.025782 | 0.030499 | 0.038607 | 0.046532 | 0.047551 | 0.050513 | 0 | 0.10912 | 0.084852 | 0.090474 | 0.078139 | 0.078467 | 0.083312 | 0.080471 | 0.082593 | 0.084616 | 0.10328 | 0.10656 | 0.11532 | 1.5691
LO3Slow | NR | Fixtures | Residential | Lighting | 0.00038704 | 0.00036249 | 3.0442 | 11.6324 | Multifamily - High Rise | WA-Linear Flush Mount_2000 to 3999 lumens | 3.3678e-06 | 8.642e-06 | 1.9162e-05 | 3.7521e-05 | 6.5997e-05 | 0.00010574 | 0.00015616 | 0.00021478 | 0.00027765 | 0.00034024 | 0.00039833 | 0.00044882 | 0.00049003 | 0.00052169 | 0.00054459 | 0.00056018 | 0.0005701 | 0.00057591 | 0.00057892 | 0.00058071 | 0.011661 | 0.09999 | 0.086262 | 0.082764 | 0.064448 | 0.061814 | 0.058207 | 0.049968 | 0.059111 | 0.074825 | 0.090185 | 0.09216 | 0.097901 | 0 | 0.2115 | 0.16445 | 0.17535 | 0.15144 | 0.15208 | 0.16147 | 0.15596 | 0.16008 | 0.164 | 0.20017 | 0.20653 | 0.2235 | 1.5691
LO3Slow | NR | Fixtures | Residential | Lighting | 0.00070697 | 0.00066213 | 5.5605 | 11.6324 | Multifamily - High Rise | WA-Linear Flush Mount_4000 to 7999 lumens | 3.8898e-07 | 9.9816e-07 | 2.2132e-06 | 4.3337e-06 | 7.6227e-06 | 1.2213e-05 | 1.8037e-05 | 2.4807e-05 | 3.2069e-05 | 3.9298e-05 | 4.6008e-05 | 5.1839e-05 | 5.6599e-05 | 6.0255e-05 | 6.2901e-05 | 6.4701e-05 | 6.5847e-05 | 6.6518e-05 | 6.6866e-05 | 6.7072e-05 | 0.0013468 | 0.18264 | 0.15757 | 0.15118 | 0.11772 | 0.11291 | 0.10632 | 0.091273 | 0.10797 | 0.13668 | 0.16473 | 0.16834 | 0.17883 | 0 | 0.38632 | 0.3004 | 0.3203 | 0.27663 | 0.27779 | 0.29494 | 0.28488 | 0.2924 | 0.29956 | 0.36563 | 0.37725 | 0.40825 | 1.5691
LO3Slow | NR | Fixtures | Residential | Lighting | 2.1873e-05 | 2.0242e-05 | 0.16937 | 20.5429 | Multifamily - High Rise | WA-Linear Shop_0 to 249 lumens | 2.3466e-09 | 6.0214e-09 | 1.3351e-08 | 2.6143e-08 | 4.5984e-08 | 7.3677e-08 | 1.0881e-07 | 1.4965e-07 | 1.9346e-07 | 2.3706e-07 | 2.7754e-07 | 3.1272e-07 | 3.4143e-07 | 3.6349e-07 | 3.7945e-07 | 3.9031e-07 | 3.9722e-07 | 4.0127e-07 | 4.0337e-07 | 4.0462e-07 | 8.1248e-06 | 0.005564 | 0.0047565 | 0.0045372 | 0.0035372 | 0.0033056 | 0.0030843 | 0.0026418 | 0.0031239 | 0.0039762 | 0.0048523 | 0.0050398 | 0.005502 | 0 | 0.012457 | 0.0096407 | 0.010081 | 0.0086736 | 0.0083159 | 0.0086034 | 0.0082545 | 0.0084675 | 0.0088128 | 0.01107 | 0.011754 | 0.013315 | 1.2346
LO3Slow | NR | Fixtures | Residential | Lighting | 4.2848e-05 | 3.9655e-05 | 0.33179 | 20.5429 | Multifamily - High Rise | WA-Linear Shop_250 to 499 lumens | 0 | 0 | 0 | 0 | 0 | 0 | 0 | 0 | 0 | 0 | 0 | 0 | 0 | 0 | 0 | 0 | 0 | 0 | 0 | 0 | 0 | 0.0109 | 0.0093179 | 0.0088884 | 0.0069294 | 0.0064756 | 0.0060422 | 0.0051753 | 0.0061197 | 0.0077893 | 0.0095056 | 0.0098729 | 0.010778 | 0 | 0.024402 | 0.018886 | 0.019749 | 0.016991 | 0.016291 | 0.016854 | 0.01617 | 0.016588 | 0.017264 | 0.021686 | 0.023026 | 0.026085 | 1.2346
LO3Slow | NR | Fixtures | Residential | Lighting | 8.2216e-05 | 7.6087e-05 | 0.63662 | 20.5429 | Multifamily - High Rise | WA-Linear Shop_500 to 999 lumens | 3.69e-09 | 9.4687e-09 | 2.0995e-08 | 4.111e-08 | 7.2311e-08 | 1.1586e-07 | 1.711e-07 | 2.3532e-07 | 3.0421e-07 | 3.7278e-07 | 4.3644e-07 | 4.9176e-07 | 5.3691e-07 | 5.7159e-07 | 5.9669e-07 | 6.1377e-07 | 6.2464e-07 | 6.31e-07 | 6.343e-07 | 6.3626e-07 | 1.2776e-05 | 0.020914 | 0.017879 | 0.017055 | 0.013296 | 0.012425 | 0.011593 | 0.0099302 | 0.011742 | 0.014946 | 0.018239 | 0.018944 | 0.020681 | 0 | 0.046822 | 0.036238 | 0.037894 | 0.032602 | 0.031258 | 0.032339 | 0.031027 | 0.031828 | 0.033126 | 0.04161 | 0.044182 | 0.05005 | 1.2346
LO3Slow | NR | Fixtures | Residential | Lighting | 0.00015072 | 0.00013949 | 1.1671 | 20.5429 | Multifamily - High Rise | WA-Linear Shop_1000 to 1999 lumens | 2.0694e-09 | 5.3103e-09 | 1.1775e-08 | 2.3056e-08 | 4.0554e-08 | 6.4976e-08 | 9.5958e-08 | 1.3198e-07 | 1.7061e-07 | 2.0907e-07 | 2.4477e-07 | 2.7579e-07 | 3.0111e-07 | 3.2056e-07 | 3.3464e-07 | 3.4422e-07 | 3.5031e-07 | 3.5388e-07 | 3.5573e-07 | 3.5683e-07 | 7.1653e-06 | 0.03834 | 0.032776 | 0.031265 | 0.024374 | 0.022778 | 0.021254 | 0.018204 | 0.021526 | 0.027399 | 0.033436 | 0.034728 | 0.037913 | 0 | 0.085836 | 0.066432 | 0.069468 | 0.059768 | 0.057303 | 0.059284 | 0.05688 | 0.058347 | 0.060727 | 0.076281 | 0.080996 | 0.091754 | 1.2346
LO3Slow | NR | Fixtures | Residential | Lighting | 0.00029211 | 0.00027034 | 2.2619 | 20.5429 | Multifamily - High Rise | WA-Linear Shop_2000 to 3999 lumens | 0 | 0 | 0 | 0 | 0 | 0 | 0 | 0 | 0 | 0 | 0 | 0 | 0 | 0 | 0 | 0 | 0 | 0 | 0 | 0 | 0 | 0.074308 | 0.063524 | 0.060596 | 0.04724 | 0.044147 | 0.041192 | 0.035282 | 0.04172 | 0.053103 | 0.064803 | 0.067307 | 0.07348 | 0 | 0.16636 | 0.12875 | 0.13464 | 0.11584 | 0.11106 | 0.1149 | 0.11024 | 0.11308 | 0.1177 | 0.14784 | 0.15698 | 0.17783 | 1.2346
LO3Slow | NR | Fixtures | Residential | Lighting | 0.00053358 | 0.00049381 | 4.1317 | 20.5429 | Multifamily - High Rise | WA-Linear Shop_4000 to 7999 lumens | 2.9916e-08 | 7.6765e-08 | 1.7021e-07 | 3.3329e-07 | 5.8624e-07 | 9.3929e-07 | 1.3872e-06 | 1.9078e-06 | 2.4663e-06 | 3.0223e-06 | 3.5383e-06 | 3.9868e-06 | 4.3528e-06 | 4.634e-06 | 4.8375e-06 | 4.976e-06 | 5.0641e-06 | 5.1157e-06 | 5.1424e-06 | 5.1583e-06 | 0.00010358 | 0.13573 | 0.11603 | 0.11068 | 0.08629 | 0.080639 | 0.075242 | 0.064447 | 0.076207 | 0.096999 | 0.11837 | 0.12294 | 0.13422 | 0 | 0.30388 | 0.23518 | 0.24593 | 0.21159 | 0.20287 | 0.20988 | 0.20137 | 0.20656 | 0.21499 | 0.27005 | 0.28674 | 0.32483 | 1.2346
LO3Slow | NR | Fixtures | Residential | Lighting | 0.00021426 | 0.00020326 | 1.7136 | -52.1552 | Multifamily - High Rise | WA-Track_0 to 249 lumens | 1.1172e-09 | 2.8669e-09 | 6.3569e-09 | 1.2447e-08 | 2.1894e-08 | 3.5079e-08 | 5.1806e-08 | 7.1251e-08 | 9.2109e-08 | 1.1287e-07 | 1.3214e-07 | 1.4889e-07 | 1.6256e-07 | 1.7307e-07 | 1.8066e-07 | 1.8584e-07 | 1.8913e-07 | 1.9105e-07 | 1.9205e-07 | 1.9265e-07 | 3.8684e-06 | 0.056276 | 0.049013 | 0.047306 | 0.036794 | 0.036217 | 0.034405 | 0.029598 | 0.035027 | 0.044107 | 0.052524 | 0.052811 | 0.054523 | 0 | 0.11172 | 0.08735 | 0.095246 | 0.082612 | 0.087151 | 0.094937 | 0.09229 | 0.094775 | 0.095627 | 0.11339 | 0.11345 | 0.11644 | 5.0418
LO3Slow | NR | Fixtures | Residential | Lighting | 0.00041973 | 0.00039818 | 3.3569 | -52.1552 | Multifamily - High Rise | WA-Track_250 to 499 lumens | 1.0191e-07 | 2.615e-07 | 5.7983e-07 | 1.1354e-06 | 1.997e-06 | 3.1997e-06 | 4.7253e-06 | 6.4989e-06 | 8.4014e-06 | 1.0295e-05 | 1.2053e-05 | 1.3581e-05 | 1.4828e-05 | 1.5786e-05 | 1.6479e-05 | 1.6951e-05 | 1.7251e-05 | 1.7427e-05 | 1.7518e-05 | 1.7572e-05 | 0.00035285 | 0.11024 | 0.096016 | 0.092672 | 0.072079 | 0.070948 | 0.067399 | 0.057983 | 0.068618 | 0.086405 | 0.10289 | 0.10346 | 0.10681 | 0 | 0.21885 | 0.17112 | 0.18659 | 0.16184 | 0.17073 | 0.18598 | 0.1808 | 0.18566 | 0.18733 | 0.22212 | 0.22225 | 0.22811 | 5.0418
LO3Slow | NR | Fixtures | Residential | Lighting | 0.00080537 | 0.00076401 | 6.4411 | -52.1552 | Multifamily - High Rise | WA-Track_500 to 999 lumens | 1.6225e-06 | 4.1634e-06 | 9.2316e-06 | 1.8076e-05 | 3.1795e-05 | 5.0943e-05 | 7.5233e-05 | 0.00010347 | 0.00013376 | 0.00016391 | 0.0001919 | 0.00021623 | 0.00023608 | 0.00025133 | 0.00026236 | 0.00026987 | 0.00027465 | 0.00027745 | 0.0002789 | 0.00027976 | 0.0056178 | 0.21153 | 0.18423 | 0.17782 | 0.1383 | 0.13613 | 0.12932 | 0.11125 | 0.13166 | 0.16579 | 0.19743 | 0.19851 | 0.20494 | 0 | 0.41992 | 0.32833 | 0.35801 | 0.31052 | 0.32758 | 0.35685 | 0.3469 | 0.35624 | 0.35945 | 0.42619 | 0.42644 | 0.43769 | 5.0418
LO3Slow | NR | Fixtures | Residential | Lighting | 0.0014764 | 0.0014006 | 11.808 | -52.1552 | Multifamily - High Rise | WA-Track_1000 to 1999 lumens | 2.3575e-06 | 6.0496e-06 | 1.3414e-05 | 2.6266e-05 | 4.6199e-05 | 7.4022e-05 | 0.00010932 | 0.00015035 | 0.00019436 | 0.00023817 | 0.00027884 | 0.00031418 | 0.00034303 | 0.00036519 | 0.00038123 | 0.00039214 | 0.00039908 | 0.00040315 | 0.00040525 | 0.00040651 | 0.0081628 | 0.38779 | 0.33774 | 0.32598 | 0.25354 | 0.24956 | 0.23708 | 0.20396 | 0.24137 | 0.30393 | 0.36193 | 0.36391 | 0.37571 | 0 | 0.76981 | 0.60191 | 0.65632 | 0.56926 | 0.60054 | 0.65419 | 0.63595 | 0.65307 | 0.65895 | 0.78131 | 0.78177 | 0.80238 | 5.0418
LO3Slow | NR | Fixtures | Residential | Lighting | 0.0028615 | 0.0027146 | 22.8853 | -52.1552 | Multifamily - High Rise | WA-Track_2000 to 3999 lumens | 3.765e-06 | 9.6613e-06 | 2.1422e-05 | 4.1947e-05 | 7.3782e-05 | 0.00011821 | 0.00017458 | 0.00024011 | 0.0003104 | 0.00038037 | 0.00044532 | 0.00050176 | 0.00054783 | 0.00058322 | 0.00060883 | 0.00062626 | 0.00063735 | 0.00064384 | 0.0006472 | 0.00064921 | 0.013036 | 0.75158 | 0.65458 | 0.63178 | 0.49139 | 0.48368 | 0.45948 | 0.39529 | 0.4678 | 0.58906 | 0.70147 | 0.7053 | 0.72817 | 0 | 1.492 | 1.1666 | 1.272 | 1.1033 | 1.1639 | 1.2679 | 1.2326 | 1.2657 | 1.2771 | 1.5143 | 1.5152 | 1.5551 | 5.0418
LO3Slow | NR | Fixtures | Residential | Lighting | 0.0052269 | 0.0049585 | 41.8027 | -52.1552 | Multifamily - High Rise | WA-Track_4000 to 7999 lumens | 1.5147e-06 | 3.8867e-06 | 8.6181e-06 | 1.6875e-05 | 2.9682e-05 | 4.7558e-05 | 7.0234e-05 | 9.6596e-05 | 0.00012487 | 0.00015302 | 0.00017915 | 0.00020186 | 0.00022039 | 0.00023463 | 0.00024493 | 0.00025194 | 0.0002564 | 0.00025902 | 0.00026037 | 0.00026117 | 0.0052445 | 1.3729 | 1.1957 | 1.154 | 0.89758 | 0.8835 | 0.8393 | 0.72205 | 0.85449 | 1.076 | 1.2813 | 1.2883 | 1.3301 | 0 | 2.7253 | 2.1309 | 2.3235 | 2.0153 | 2.126 | 2.316 | 2.2514 | 2.312 | 2.3328 | 2.766 | 2.7676 | 2.8406 | 5.0418
LO3Slow | NR | Fixtures | Residential | Lighting | 9.9203e-05 | 9.4046e-05 | 0.7927 | -66.87 | Manufactured | ID/MT/OR-Floor/Table_0 to 249 lumens | 8.5635e-07 | 2.1789e-06 | 4.7906e-06 | 9.3013e-06 | 1.6222e-05 | 2.5773e-05 | 3.774e-05 | 5.1468e-05 | 6.5974e-05 | 8.0163e-05 | 9.306e-05 | 0.00010397 | 0.00011256 | 0.00011882 | 0.00012299 | 0.00012544 | 0.00012659 | 0.0001268 | 0.00012639 | 0.00012571 | 0.0025243 | 0.026033 | 0.022662 | 0.021866 | 0.017008 | 0.016719 | 0.015876 | 0.013656 | 0.016161 | 0.020356 | 0.024255 | 0.024407 | 0.025237 | 0 | 0.051857 | 0.040534 | 0.044144 | 0.03828 | 0.040278 | 0.043819 | 0.042584 | 0.043729 | 0.044156 | 0.052434 | 0.05255 | 0.054093 | 8.6572
LO3Slow | NR | Fixtures | Residential | Lighting | 0.00019434 | 0.00018423 | 1.5529 | -66.87 | Manufactured | ID/MT/OR-Floor/Table_250 to 499 lumens | 5.9979e-06 | 1.5261e-05 | 3.3554e-05 | 6.5147e-05 | 0.00011362 | 0.00018051 | 0.00026434 | 0.00036049 | 0.00046208 | 0.00056147 | 0.00065179 | 0.00072821 | 0.00078837 | 0.00083222 | 0.00086143 | 0.00087861 | 0.00088663 | 0.00088811 | 0.00088522 | 0.00088047 | 0.01768 | 0.050999 | 0.044395 | 0.042836 | 0.033319 | 0.032753 | 0.0311 | 0.026753 | 0.031659 | 0.039876 | 0.047515 | 0.047814 | 0.049438 | 0 | 0.10159 | 0.079407 | 0.086478 | 0.07499 | 0.078904 | 0.085841 | 0.083422 | 0.085665 | 0.086502 | 0.10272 | 0.10295 | 0.10597 | 8.6572
LO3Slow | NR | Fixtures | Residential | Lighting | 0.00037289 | 0.0003535 | 2.9796 | -66.87 | Manufactured | ID/MT/OR-Floor/Table_500 to 999 lumens | 5.0927e-05 | 0.00012958 | 0.0002849 | 0.00055315 | 0.00096475 | 0.0015327 | 0.0022444 | 0.0030608 | 0.0039235 | 0.0047673 | 0.0055343 | 0.0061832 | 0.0066939 | 0.0070662 | 0.0073143 | 0.0074602 | 0.0075282 | 0.0075408 | 0.0075163 | 0.0074759 | 0.15012 | 0.097855 | 0.085183 | 0.082191 | 0.063931 | 0.062845 | 0.059674 | 0.051332 | 0.060746 | 0.076513 | 0.09117 | 0.091743 | 0.09486 | 0 | 0.19492 | 0.15236 | 0.16593 | 0.14389 | 0.1514 | 0.16471 | 0.16007 | 0.16437 | 0.16598 | 0.19709 | 0.19753 | 0.20333 | 8.6572
LO3Slow | NR | Fixtures | Residential | Lighting | 0.00068359 | 0.00064805 | 5.4623 | -66.87 | Manufactured | ID/MT/OR-Floor/Table_1000 to 1999 lumens | 5.6022e-05 | 0.00014254 | 0.0003134 | 0.00060849 | 0.0010613 | 0.001686 | 0.002469 | 0.003367 | 0.004316 | 0.0052443 | 0.0060879 | 0.0068017 | 0.0073636 | 0.0077731 | 0.008046 | 0.0082065 | 0.0082814 | 0.0082952 | 0.0082682 | 0.0082238 | 0.16514 | 0.17939 | 0.15616 | 0.15068 | 0.1172 | 0.11521 | 0.1094 | 0.094103 | 0.11136 | 0.14027 | 0.16713 | 0.16819 | 0.1739 | 0 | 0.35733 | 0.27931 | 0.30419 | 0.26378 | 0.27755 | 0.30195 | 0.29344 | 0.30133 | 0.30427 | 0.36131 | 0.36211 | 0.37274 | 8.6572
LO3Slow | NR | Fixtures | Residential | Lighting | 0.0013249 | 0.001256 | 10.5866 | -66.87 | Manufactured | ID/MT/OR-Floor/Table_2000 to 3999 lumens | 1.56e-05 | 3.9692e-05 | 8.7267e-05 | 0.00016944 | 0.00029551 | 0.00046948 | 0.00068749 | 0.00093756 | 0.0012018 | 0.0014603 | 0.0016952 | 0.001894 | 0.0020504 | 0.0021645 | 0.0022404 | 0.0022851 | 0.002306 | 0.0023098 | 0.0023023 | 0.00229 | 0.045983 | 0.34768 | 0.30266 | 0.29203 | 0.22715 | 0.22329 | 0.21202 | 0.18238 | 0.21583 | 0.27185 | 0.32393 | 0.32597 | 0.33704 | 0 | 0.69256 | 0.54135 | 0.58956 | 0.51124 | 0.53792 | 0.58522 | 0.56872 | 0.58401 | 0.58972 | 0.70027 | 0.70182 | 0.72242 | 8.6572
LO3Slow | NR | Fixtures | Residential | Lighting | 0.0024201 | 0.0022942 | 19.3377 | -66.87 | Manufactured | ID/MT/OR-Floor/Table_4000 to 7999 lumens | 1.7962e-06 | 4.5703e-06 | 1.0048e-05 | 1.951e-05 | 3.4026e-05 | 5.4058e-05 | 7.9161e-05 | 0.00010795 | 0.00013838 | 0.00016814 | 0.00019519 | 0.00021808 | 0.00023609 | 0.00024922 | 0.00025797 | 0.00026312 | 0.00026552 | 0.00026596 | 0.0002651 | 0.00026367 | 0.0052947 | 0.63508 | 0.55284 | 0.53342 | 0.41491 | 0.40786 | 0.38729 | 0.33315 | 0.39425 | 0.49657 | 0.59169 | 0.59542 | 0.61564 | 0 | 1.265 | 0.98883 | 1.0769 | 0.93383 | 0.98258 | 1.069 | 1.0388 | 1.0668 | 1.0772 | 1.2791 | 1.282 | 1.3196 | 8.6572
LO3Slow | NR | Fixtures | Residential | Lighting | 0.00013061 | 0.00012357 | 1.0409 | -37.1249 | Manufactured | ID/MT/OR-Ceiling and Wall Flush Mount _0 to 249 lumens | 4.7474e-07 | 1.2079e-06 | 2.6558e-06 | 5.1565e-06 | 8.9934e-06 | 1.4288e-05 | 2.0923e-05 | 2.8533e-05 | 3.6575e-05 | 4.4441e-05 | 5.159e-05 | 5.7639e-05 | 6.24e-05 | 6.5871e-05 | 6.8183e-05 | 6.9544e-05 | 7.0178e-05 | 7.0295e-05 | 7.0066e-05 | 6.969e-05 | 0.0013994 | 0.034185 | 0.029713 | 0.028642 | 0.022283 | 0.021815 | 0.020686 | 0.017788 | 0.02105 | 0.026535 | 0.031677 | 0.031958 | 0.033195 | 0 | 0.068809 | 0.053735 | 0.058303 | 0.050522 | 0.052738 | 0.057144 | 0.055478 | 0.056965 | 0.057658 | 0.068781 | 0.069277 | 0.071943 | 3.7716
LO3Slow | NR | Fixtures | Residential | Lighting | 0.00025587 | 0.00024207 | 2.0391 | -37.1249 | Manufactured | ID/MT/OR-Ceiling and Wall Flush Mount _250 to 499 lumens | 5.7967e-06 | 1.4749e-05 | 3.2428e-05 | 6.2961e-05 | 0.00010981 | 0.00017446 | 0.00025547 | 0.00034839 | 0.00044658 | 0.00054263 | 0.00062993 | 0.00070378 | 0.00076192 | 0.00080429 | 0.00083253 | 0.00084913 | 0.00085688 | 0.00085831 | 0.00085552 | 0.00085093 | 0.017087 | 0.066968 | 0.058207 | 0.05611 | 0.043652 | 0.042735 | 0.040524 | 0.034847 | 0.041236 | 0.051981 | 0.062055 | 0.062605 | 0.065028 | 0 | 0.1348 | 0.10527 | 0.11422 | 0.098972 | 0.10331 | 0.11194 | 0.10868 | 0.11159 | 0.11295 | 0.13474 | 0.13571 | 0.14094 | 3.7716
LO3Slow | NR | Fixtures | Residential | Lighting | 0.00049096 | 0.00046447 | 3.9125 | -37.1249 | Manufactured | ID/MT/OR-Ceiling and Wall Flush Mount _500 to 999 lumens | 5.4177e-05 | 0.00013785 | 0.00030308 | 0.00058845 | 0.0010263 | 0.0016305 | 0.0023877 | 0.0032561 | 0.0041738 | 0.0050715 | 0.0058874 | 0.0065777 | 0.0071211 | 0.0075171 | 0.007781 | 0.0079362 | 0.0080086 | 0.008022 | 0.0079959 | 0.007953 | 0.1597 | 0.1285 | 0.11169 | 0.10766 | 0.083758 | 0.081999 | 0.077756 | 0.066864 | 0.079122 | 0.099739 | 0.11907 | 0.12012 | 0.12477 | 0 | 0.25864 | 0.20198 | 0.21915 | 0.1899 | 0.19823 | 0.21479 | 0.20853 | 0.21412 | 0.21673 | 0.25854 | 0.2604 | 0.27042 | 3.7716
LO3Slow | NR | Fixtures | Residential | Lighting | 0.00090004 | 0.00085147 | 7.1725 | -37.1249 | Manufactured | ID/MT/OR-Ceiling and Wall Flush Mount _1000 to 1999 lumens | 6.6925e-05 | 0.00017029 | 0.0003744 | 0.00072692 | 0.0012678 | 0.0020142 | 0.0029495 | 0.0040224 | 0.005156 | 0.0062649 | 0.0072728 | 0.0081255 | 0.0087967 | 0.009286 | 0.009612 | 0.0098037 | 0.0098931 | 0.0099097 | 0.0098774 | 0.0098244 | 0.19728 | 0.23556 | 0.20475 | 0.19737 | 0.15355 | 0.15032 | 0.14254 | 0.12258 | 0.14505 | 0.18284 | 0.21828 | 0.22022 | 0.22874 | 0 | 0.47414 | 0.37028 | 0.40175 | 0.34814 | 0.36341 | 0.39377 | 0.38228 | 0.39253 | 0.39731 | 0.47396 | 0.47737 | 0.49574 | 3.7716
LO3Slow | NR | Fixtures | Residential | Lighting | 0.0017444 | 0.0016503 | 13.9011 | -37.1249 | Manufactured | ID/MT/OR-Ceiling and Wall Flush Mount _2000 to 3999 lumens | 5.293e-05 | 0.00013468 | 0.0002961 | 0.0005749 | 0.0010027 | 0.001593 | 0.0023327 | 0.0031812 | 0.0040778 | 0.0049548 | 0.0057519 | 0.0064263 | 0.0069571 | 0.0073441 | 0.0076019 | 0.0077535 | 0.0078243 | 0.0078374 | 0.0078118 | 0.0077699 | 0.15602 | 0.45655 | 0.39682 | 0.38252 | 0.29759 | 0.29134 | 0.27627 | 0.23757 | 0.28112 | 0.35437 | 0.42305 | 0.42681 | 0.44332 | 0 | 0.91895 | 0.71764 | 0.77865 | 0.67473 | 0.70433 | 0.76317 | 0.74092 | 0.76078 | 0.77003 | 0.91859 | 0.9252 | 0.96082 | 3.7716
LO3Slow | NR | Fixtures | Residential | Lighting | 0.0031863 | 0.0030144 | 25.3921 | -37.1249 | Manufactured | ID/MT/OR-Ceiling and Wall Flush Mount _4000 to 7999 lumens | 1.4229e-05 | 3.6204e-05 | 7.9598e-05 | 0.00015455 | 0.00026954 | 0.00042823 | 0.00062708 | 0.00085517 | 0.0010962 | 0.001332 | 0.0015462 | 0.0017275 | 0.0018702 | 0.0019743 | 0.0020436 | 0.0020843 | 0.0021033 | 0.0021068 | 0.0021 | 0.0020887 | 0.041942 | 0.83394 | 0.72484 | 0.69872 | 0.54359 | 0.53218 | 0.50464 | 0.43395 | 0.5135 | 0.64731 | 0.77276 | 0.77961 | 0.80978 | 0 | 1.6786 | 1.3109 | 1.4223 | 1.2325 | 1.2865 | 1.394 | 1.3534 | 1.3896 | 1.4066 | 1.6779 | 1.69 | 1.755 | 3.7716
LO3Slow | NR | Fixtures | Residential | Lighting | 0.00010381 | 9.7994e-05 | 0.82491 | -111.0448 | Manufactured | ID/MT/OR-Downlight Fixture_0 to 249 lumens | 1.9344e-08 | 4.922e-08 | 1.0821e-07 | 2.1011e-07 | 3.6645e-07 | 5.8218e-07 | 8.5252e-07 | 1.1626e-06 | 1.4903e-06 | 1.8108e-06 | 2.1021e-06 | 2.3486e-06 | 2.5426e-06 | 2.684e-06 | 2.7782e-06 | 2.8337e-06 | 2.8595e-06 | 2.8643e-06 | 2.855e-06 | 2.8396e-06 | 5.7021e-05 | 0.027093 | 0.02351 | 0.02264 | 0.017617 | 0.017171 | 0.016259 | 0.013976 | 0.016537 | 0.020865 | 0.024959 | 0.02525 | 0.026356 | 0 | 0.055138 | 0.043017 | 0.046492 | 0.040257 | 0.041668 | 0.044953 | 0.043595 | 0.044759 | 0.045421 | 0.054451 | 0.055134 | 0.05779 | 10.4664
LO3Slow | NR | Fixtures | Residential | Lighting | 0.00020337 | 0.00019197 | 1.616 | -111.0448 | Manufactured | ID/MT/OR-Downlight Fixture_250 to 499 lumens | 3.1952e-06 | 8.13e-06 | 1.7875e-05 | 3.4705e-05 | 6.0529e-05 | 9.6163e-05 | 0.00014082 | 0.00019204 | 0.00024616 | 0.00029911 | 0.00034722 | 0.00038794 | 0.00041998 | 0.00044334 | 0.0004589 | 0.00046806 | 0.00047233 | 0.00047312 | 0.00047158 | 0.00046904 | 0.0094186 | 0.053074 | 0.046056 | 0.044351 | 0.034511 | 0.033638 | 0.03185 | 0.027379 | 0.032396 | 0.040874 | 0.048895 | 0.049464 | 0.051631 | 0 | 0.10801 | 0.08427 | 0.091077 | 0.078864 | 0.081627 | 0.088062 | 0.085402 | 0.087683 | 0.088979 | 0.10667 | 0.10801 | 0.11321 | 10.4664
LO3Slow | NR | Fixtures | Residential | Lighting | 0.00039021 | 0.00036834 | 3.1007 | -111.0448 | Manufactured | ID/MT/OR-Downlight Fixture_500 to 999 lumens | 0.00011221 | 0.00028552 | 0.00062774 | 0.0012188 | 0.0021257 | 0.0033772 | 0.0049454 | 0.0067442 | 0.008645 | 0.010504 | 0.012194 | 0.013624 | 0.014749 | 0.01557 | 0.016116 | 0.016438 | 0.016588 | 0.016615 | 0.016561 | 0.016472 | 0.33077 | 0.10184 | 0.08837 | 0.085099 | 0.066219 | 0.064544 | 0.061113 | 0.052533 | 0.06216 | 0.078427 | 0.093817 | 0.09491 | 0.099067 | 0 | 0.20725 | 0.16169 | 0.17476 | 0.15132 | 0.15662 | 0.16897 | 0.16387 | 0.16824 | 0.17073 | 0.20467 | 0.20724 | 0.21722 | 10.4664
LO3Slow | NR | Fixtures | Residential | Lighting | 0.00071535 | 0.00067525 | 5.6843 | -111.0448 | Manufactured | ID/MT/OR-Downlight Fixture_1000 to 1999 lumens | 3.4256e-05 | 8.7161e-05 | 0.00019163 | 0.00037207 | 0.00064893 | 0.001031 | 0.0015097 | 0.0020588 | 0.0026391 | 0.0032067 | 0.0037226 | 0.0041591 | 0.0045026 | 0.0047531 | 0.0049199 | 0.005018 | 0.0050638 | 0.0050723 | 0.0050558 | 0.0050286 | 0.10098 | 0.18669 | 0.162 | 0.15601 | 0.12139 | 0.11832 | 0.11203 | 0.096306 | 0.11395 | 0.14377 | 0.17199 | 0.17399 | 0.18161 | 0 | 0.37995 | 0.29642 | 0.32037 | 0.2774 | 0.28712 | 0.30976 | 0.3004 | 0.30843 | 0.31298 | 0.37521 | 0.37992 | 0.39822 | 10.4664
LO3Slow | NR | Fixtures | Residential | Lighting | 0.0013864 | 0.0013087 | 11.0168 | -111.0448 | Manufactured | ID/MT/OR-Downlight Fixture_2000 to 3999 lumens | 1.0195e-05 | 2.5941e-05 | 5.7034e-05 | 0.00011074 | 0.00019314 | 0.00030684 | 0.00044932 | 0.00061275 | 0.00078545 | 0.00095438 | 0.0011079 | 0.0012378 | 0.0013401 | 0.0014146 | 0.0014643 | 0.0014935 | 0.0015071 | 0.0015096 | 0.0015047 | 0.0014966 | 0.030053 | 0.36183 | 0.31398 | 0.30236 | 0.23528 | 0.22933 | 0.21714 | 0.18665 | 0.22086 | 0.27865 | 0.33333 | 0.33722 | 0.35199 | 0 | 0.73638 | 0.5745 | 0.62091 | 0.53764 | 0.55648 | 0.60035 | 0.58222 | 0.59777 | 0.6066 | 0.72721 | 0.73633 | 0.7718 | 10.4664
LO3Slow | NR | Fixtures | Residential | Lighting | 0.0025325 | 0.0023905 | 20.1235 | -111.0448 | Manufactured | ID/MT/OR-Downlight Fixture_4000 to 7999 lumens | 3.2109e-06 | 8.1699e-06 | 1.7963e-05 | 3.4876e-05 | 6.0827e-05 | 9.6636e-05 | 0.00014151 | 0.00019298 | 0.00024737 | 0.00030058 | 0.00034893 | 0.00038984 | 0.00042205 | 0.00044552 | 0.00046116 | 0.00047036 | 0.00047465 | 0.00047544 | 0.00047389 | 0.00047135 | 0.0094649 | 0.66092 | 0.57353 | 0.5523 | 0.42976 | 0.41889 | 0.39662 | 0.34094 | 0.40342 | 0.50899 | 0.60887 | 0.61597 | 0.64295 | 0 | 1.3451 | 1.0494 | 1.1342 | 0.98207 | 1.0165 | 1.0966 | 1.0635 | 1.0919 | 1.108 | 1.3283 | 1.345 | 1.4098 | 10.4664
LO3Slow | NR | Fixtures | Residential | Lighting | 0.00015581 | 0.00017678 | 0.87246 | -72.4583 | Manufactured | ID/MT/OR-Exterior Porch_0 to 249 lumens | 2.5176e-10 | 6.4057e-10 | 1.4084e-09 | 2.7345e-09 | 4.7692e-09 | 7.5768e-09 | 1.1095e-08 | 1.5131e-08 | 1.9395e-08 | 2.3567e-08 | 2.7358e-08 | 3.0566e-08 | 3.3091e-08 | 3.4931e-08 | 3.6158e-08 | 3.6879e-08 | 3.7215e-08 | 3.7277e-08 | 3.7156e-08 | 3.6957e-08 | 7.421e-07 | 0.036904 | 0.032436 | 0.025702 | 0.015347 | 0.014385 | 0.013998 | 0.010224 | 0.012259 | 0.018285 | 0.029961 | 0.034755 | 0.037568 | 0 | 0.0721 | 0.053403 | 0.046961 | 0.039095 | 0.036499 | 0.035078 | 0.036685 | 0.038622 | 0.045202 | 0.052172 | 0.064052 | 0.070763 | 10.5821
LO3Slow | NR | Fixtures | Residential | Lighting | 0.00030523 | 0.0003463 | 1.7091 | -72.4583 | Manufactured | ID/MT/OR-Exterior Porch_250 to 499 lumens | 7.9794e-08 | 2.0303e-07 | 4.4639e-07 | 8.6669e-07 | 1.5116e-06 | 2.4015e-06 | 3.5166e-06 | 4.7958e-06 | 6.1474e-06 | 7.4696e-06 | 8.6713e-06 | 9.6879e-06 | 1.0488e-05 | 1.1072e-05 | 1.146e-05 | 1.1689e-05 | 1.1795e-05 | 1.1815e-05 | 1.1777e-05 | 1.1713e-05 | 0.00023521 | 0.072295 | 0.063542 | 0.050349 | 0.030064 | 0.02818 | 0.027422 | 0.020028 | 0.024016 | 0.035821 | 0.058693 | 0.068085 | 0.073595 | 0 | 0.14124 | 0.10462 | 0.091996 | 0.076587 | 0.071502 | 0.068718 | 0.071865 | 0.075661 | 0.08855 | 0.1022 | 0.12548 | 0.13862 | 10.5821
LO3Slow | NR | Fixtures | Residential | Lighting | 0.00058566 | 0.00066447 | 3.2794 | -72.4583 | Manufactured | ID/MT/OR-Exterior Porch_500 to 999 lumens | 3.9892e-06 | 1.015e-05 | 2.2316e-05 | 4.3329e-05 | 7.5569e-05 | 0.00012006 | 0.00017581 | 0.00023976 | 0.00030733 | 0.00037343 | 0.0004335 | 0.00048433 | 0.00052434 | 0.0005535 | 0.00057293 | 0.00058436 | 0.00058969 | 0.00059068 | 0.00058875 | 0.00058559 | 0.011759 | 0.13872 | 0.12192 | 0.096608 | 0.057686 | 0.05407 | 0.052616 | 0.038428 | 0.04608 | 0.068732 | 0.11262 | 0.13064 | 0.14121 | 0 | 0.27101 | 0.20073 | 0.17652 | 0.14695 | 0.13719 | 0.13185 | 0.13789 | 0.14517 | 0.16991 | 0.1961 | 0.24076 | 0.26599 | 10.5821
LO3Slow | NR | Fixtures | Residential | Lighting | 0.0010737 | 0.0012181 | 6.0119 | -72.4583 | Manufactured | ID/MT/OR-Exterior Porch_1000 to 1999 lumens | 7.8128e-06 | 1.9879e-05 | 4.3706e-05 | 8.4859e-05 | 0.000148 | 0.00023513 | 0.00034432 | 0.00046956 | 0.0006019 | 0.00073136 | 0.00084902 | 0.00094856 | 0.0010269 | 0.001084 | 0.0011221 | 0.0011445 | 0.0011549 | 0.0011568 | 0.0011531 | 0.0011469 | 0.02303 | 0.2543 | 0.22351 | 0.17711 | 0.10575 | 0.099122 | 0.096458 | 0.070448 | 0.084476 | 0.126 | 0.20645 | 0.23949 | 0.25887 | 0 | 0.49683 | 0.36799 | 0.3236 | 0.2694 | 0.25151 | 0.24172 | 0.25279 | 0.26614 | 0.31148 | 0.35951 | 0.44137 | 0.48762 | 10.5821
LO3Slow | NR | Fixtures | Residential | Lighting | 0.0020809 | 0.0023609 | 11.6518 | -72.4583 | Manufactured | ID/MT/OR-Exterior Porch_2000 to 3999 lumens | 7.3917e-06 | 1.8808e-05 | 4.1351e-05 | 8.0286e-05 | 0.00014003 | 0.00022246 | 0.00032576 | 0.00044426 | 0.00056947 | 0.00069195 | 0.00080326 | 0.00089744 | 0.00097157 | 0.0010256 | 0.0010616 | 0.0010828 | 0.0010927 | 0.0010945 | 0.0010909 | 0.0010851 | 0.021789 | 0.49286 | 0.43319 | 0.34325 | 0.20496 | 0.19211 | 0.18695 | 0.13654 | 0.16372 | 0.24421 | 0.40013 | 0.46416 | 0.50172 | 0 | 0.96291 | 0.7132 | 0.62717 | 0.52212 | 0.48746 | 0.46848 | 0.48994 | 0.51581 | 0.60368 | 0.69677 | 0.85543 | 0.94506 | 10.5821
LO3Slow | NR | Fixtures | Residential | Lighting | 0.003801 | 0.0043124 | 21.2835 | -72.4583 | Manufactured | ID/MT/OR-Exterior Porch_4000 to 7999 lumens | 3.2389e-07 | 8.2412e-07 | 1.8119e-06 | 3.518e-06 | 6.1357e-06 | 9.7479e-06 | 1.4274e-05 | 1.9467e-05 | 2.4953e-05 | 3.032e-05 | 3.5198e-05 | 3.9324e-05 | 4.2573e-05 | 4.4941e-05 | 4.6518e-05 | 4.7446e-05 | 4.7879e-05 | 4.7959e-05 | 4.7803e-05 | 4.7546e-05 | 0.00095475 | 0.90028 | 0.79127 | 0.62699 | 0.37439 | 0.35091 | 0.34148 | 0.2494 | 0.29906 | 0.44607 | 0.73089 | 0.84785 | 0.91646 | 0 | 1.7589 | 1.3027 | 1.1456 | 0.95372 | 0.8904 | 0.85573 | 0.89492 | 0.94219 | 1.1027 | 1.2727 | 1.5625 | 1.7263 | 10.5821
LO3Slow | NR | Fixtures | Residential | Lighting | 0.00017263 | 0.00020188 | 0.95994 | -89.0984 | Manufactured | ID/MT/OR-Chandelier/Pendant_0 to 249 lumens | 2.1057e-07 | 5.3579e-07 | 1.178e-06 | 2.2872e-06 | 3.989e-06 | 6.3374e-06 | 9.2802e-06 | 1.2656e-05 | 1.6223e-05 | 1.9712e-05 | 2.2883e-05 | 2.5566e-05 | 2.7678e-05 | 2.9217e-05 | 3.0243e-05 | 3.0846e-05 | 3.1128e-05 | 3.118e-05 | 3.1078e-05 | 3.0911e-05 | 0.00062071 | 0.041526 | 0.037048 | 0.029273 | 0.017087 | 0.016976 | 0.016859 | 0.012365 | 0.014842 | 0.021896 | 0.035317 | 0.040183 | 0.041778 | 0 | 0.07275 | 0.053859 | 0.047584 | 0.0397 | 0.041018 | 0.041674 | 0.044287 | 0.046685 | 0.053087 | 0.057578 | 0.068012 | 0.068561 | 6.1235
LO3Slow | NR | Fixtures | Residential | Lighting | 0.00033817 | 0.00039547 | 1.8805 | -89.0984 | Manufactured | ID/MT/OR-Chandelier/Pendant_250 to 499 lumens | 1.7021e-06 | 4.3309e-06 | 9.5221e-06 | 1.8488e-05 | 3.2245e-05 | 5.1227e-05 | 7.5015e-05 | 0.0001023 | 0.00013113 | 0.00015934 | 0.00018497 | 0.00020666 | 0.00022373 | 0.00023617 | 0.00024446 | 0.00024934 | 0.00025161 | 0.00025203 | 0.00025121 | 0.00024987 | 0.0050174 | 0.081348 | 0.072576 | 0.057345 | 0.033473 | 0.033257 | 0.033026 | 0.024223 | 0.029076 | 0.042893 | 0.069185 | 0.078718 | 0.081844 | 0 | 0.14252 | 0.10551 | 0.093216 | 0.077771 | 0.080353 | 0.081638 | 0.086757 | 0.091456 | 0.104 | 0.1128 | 0.13323 | 0.13431 | 6.1235
LO3Slow | NR | Fixtures | Residential | Lighting | 0.00064887 | 0.00075881 | 3.6083 | -89.0984 | Manufactured | ID/MT/OR-Chandelier/Pendant_500 to 999 lumens | 1.2513e-05 | 3.1839e-05 | 7.0001e-05 | 0.00013591 | 0.00023704 | 0.0003766 | 0.00055147 | 0.00075207 | 0.00096402 | 0.0011714 | 0.0013598 | 0.0015192 | 0.0016447 | 0.0017362 | 0.0017972 | 0.001833 | 0.0018497 | 0.0018528 | 0.0018468 | 0.0018369 | 0.036885 | 0.15609 | 0.13926 | 0.11003 | 0.064226 | 0.063811 | 0.063369 | 0.046477 | 0.055789 | 0.082302 | 0.13275 | 0.15104 | 0.15704 | 0 | 0.27345 | 0.20245 | 0.17886 | 0.14922 | 0.15418 | 0.15664 | 0.16647 | 0.17548 | 0.19954 | 0.21643 | 0.25564 | 0.25771 | 6.1235
LO3Slow | NR | Fixtures | Residential | Lighting | 0.0011895 | 0.0013911 | 6.6148 | -89.0984 | Manufactured | ID/MT/OR-Chandelier/Pendant_1000 to 1999 lumens | 2.1198e-05 | 5.3937e-05 | 0.00011859 | 0.00023024 | 0.00040157 | 0.00063798 | 0.00093423 | 0.001274 | 0.0016331 | 0.0019844 | 0.0023036 | 0.0025737 | 0.0027863 | 0.0029413 | 0.0030445 | 0.0031052 | 0.0031336 | 0.0031388 | 0.0031286 | 0.0031118 | 0.062486 | 0.28614 | 0.25529 | 0.20171 | 0.11774 | 0.11698 | 0.11617 | 0.085204 | 0.10227 | 0.15088 | 0.24336 | 0.27689 | 0.28789 | 0 | 0.5013 | 0.37113 | 0.32789 | 0.27356 | 0.28264 | 0.28717 | 0.30517 | 0.3217 | 0.36581 | 0.39676 | 0.46866 | 0.47244 | 6.1235
LO3Slow | NR | Fixtures | Residential | Lighting | 0.0023054 | 0.0026961 | 12.8202 | -89.0984 | Manufactured | ID/MT/OR-Chandelier/Pendant_2000 to 3999 lumens | 3.0564e-05 | 7.7768e-05 | 0.00017098 | 0.00033197 | 0.00057899 | 0.00091985 | 0.001347 | 0.001837 | 0.0023547 | 0.0028611 | 0.0033214 | 0.0037108 | 0.0040174 | 0.0042408 | 0.0043897 | 0.0044772 | 0.0045181 | 0.0045256 | 0.0045109 | 0.0044867 | 0.090094 | 0.55458 | 0.49478 | 0.39095 | 0.2282 | 0.22672 | 0.22515 | 0.16514 | 0.19822 | 0.29242 | 0.47166 | 0.53665 | 0.55796 | 0 | 0.97159 | 0.7193 | 0.63549 | 0.5302 | 0.5478 | 0.55656 | 0.59146 | 0.62349 | 0.70898 | 0.76897 | 0.90831 | 0.91564 | 6.1235
LO3Slow | NR | Fixtures | Residential | Lighting | 0.0042112 | 0.0049247 | 23.4176 | -89.0984 | Manufactured | ID/MT/OR-Chandelier/Pendant_4000 to 7999 lumens | 1.8361e-05 | 4.6718e-05 | 0.00010271 | 0.00019943 | 0.00034782 | 0.00055259 | 0.00080919 | 0.0011035 | 0.0014145 | 0.0017188 | 0.0019953 | 0.0022292 | 0.0024134 | 0.0025476 | 0.002637 | 0.0026896 | 0.0027142 | 0.0027187 | 0.0027098 | 0.0026953 | 0.054123 | 1.013 | 0.90377 | 0.71411 | 0.41683 | 0.41414 | 0.41126 | 0.30164 | 0.36207 | 0.53414 | 0.86154 | 0.98026 | 1.0192 | 0 | 1.7747 | 1.3139 | 1.1608 | 0.96847 | 1.0006 | 1.0166 | 1.0804 | 1.1389 | 1.295 | 1.4046 | 1.6591 | 1.6725 | 6.1235
LO3Slow | NR | Fixtures | Residential | Lighting | 2.898e-05 | 2.7142e-05 | 0.22794 | 11.6324 | Manufactured | ID/MT/OR-Linear Flush Mount_0 to 249 lumens | 3.2797e-08 | 8.3449e-08 | 1.8347e-07 | 3.5623e-07 | 6.213e-07 | 9.8706e-07 | 1.4454e-06 | 1.9712e-06 | 2.5267e-06 | 3.0701e-06 | 3.5641e-06 | 3.9819e-06 | 4.3109e-06 | 4.5506e-06 | 4.7104e-06 | 4.8043e-06 | 4.8482e-06 | 4.8563e-06 | 4.8404e-06 | 4.8145e-06 | 9.6676e-05 | 0.007487 | 0.006459 | 0.0061971 | 0.0048257 | 0.0046285 | 0.0043584 | 0.0037415 | 0.0044261 | 0.0056027 | 0.0067528 | 0.0069007 | 0.0073306 | 0 | 0.015836 | 0.012314 | 0.01313 | 0.01134 | 0.011387 | 0.01209 | 0.011678 | 0.011986 | 0.01228 | 0.014988 | 0.015464 | 0.016735 | 1.5691
LO3Slow | NR | Fixtures | Residential | Lighting | 5.6772e-05 | 5.3172e-05 | 0.44653 | 11.6324 | Manufactured | ID/MT/OR-Linear Flush Mount_250 to 499 lumens | 9.358e-07 | 2.3811e-06 | 5.2351e-06 | 1.0164e-05 | 1.7727e-05 | 2.8164e-05 | 4.1242e-05 | 5.6243e-05 | 7.2095e-05 | 8.7601e-05 | 0.00010169 | 0.00011362 | 0.000123 | 0.00012984 | 0.0001344 | 0.00013708 | 0.00013833 | 0.00013856 | 0.00013811 | 0.00013737 | 0.0027585 | 0.014667 | 0.012653 | 0.01214 | 0.0094535 | 0.0090671 | 0.008538 | 0.0073295 | 0.0086706 | 0.010976 | 0.013229 | 0.013518 | 0.01436 | 0 | 0.031023 | 0.024123 | 0.025721 | 0.022214 | 0.022307 | 0.023685 | 0.022877 | 0.02348 | 0.024055 | 0.029361 | 0.030294 | 0.032784 | 1.5691
LO3Slow | NR | Fixtures | Residential | Lighting | 0.00010893 | 0.00010202 | 0.85678 | 11.6324 | Manufactured | ID/MT/OR-Linear Flush Mount_500 to 999 lumens | 1.8283e-05 | 4.652e-05 | 0.00010228 | 0.00019858 | 0.00034635 | 0.00055024 | 0.00080576 | 0.0010988 | 0.0014085 | 0.0017115 | 0.0019868 | 0.0022198 | 0.0024031 | 0.0025368 | 0.0026258 | 0.0026782 | 0.0027026 | 0.0027072 | 0.0026983 | 0.0026839 | 0.053893 | 0.028142 | 0.024278 | 0.023294 | 0.018139 | 0.017398 | 0.016382 | 0.014064 | 0.016637 | 0.021059 | 0.025382 | 0.025938 | 0.027554 | 0 | 0.059525 | 0.046286 | 0.049352 | 0.042623 | 0.042802 | 0.045445 | 0.043896 | 0.045053 | 0.046157 | 0.056337 | 0.058127 | 0.062904 | 1.5691
LO3Slow | NR | Fixtures | Residential | Lighting | 0.0001997 | 0.00018703 | 1.5707 | 11.6324 | Manufactured | ID/MT/OR-Linear Flush Mount_1000 to 1999 lumens | 2.9927e-05 | 7.6147e-05 | 0.00016742 | 0.00032505 | 0.00056693 | 0.00090068 | 0.0013189 | 0.0017987 | 0.0023056 | 0.0028015 | 0.0032522 | 0.0036335 | 0.0039336 | 0.0041524 | 0.0042982 | 0.0043839 | 0.0044239 | 0.0044313 | 0.0044169 | 0.0043932 | 0.088216 | 0.051591 | 0.044508 | 0.042703 | 0.033253 | 0.031894 | 0.030033 | 0.025782 | 0.030499 | 0.038607 | 0.046532 | 0.047551 | 0.050513 | 0 | 0.10912 | 0.084852 | 0.090474 | 0.078139 | 0.078467 | 0.083312 | 0.080471 | 0.082593 | 0.084616 | 0.10328 | 0.10656 | 0.11532 | 1.5691
LO3Slow | NR | Fixtures | Residential | Lighting | 0.00038704 | 0.00036249 | 3.0442 | 11.6324 | Manufactured | ID/MT/OR-Linear Flush Mount_2000 to 3999 lumens | 1.1088e-05 | 2.8212e-05 | 6.2027e-05 | 0.00012043 | 0.00021004 | 0.0003337 | 0.00048865 | 0.0006664 | 0.00085421 | 0.0010379 | 0.0012049 | 0.0013462 | 0.0014574 | 0.0015384 | 0.0015924 | 0.0016242 | 0.001639 | 0.0016418 | 0.0016364 | 0.0016276 | 0.032684 | 0.09999 | 0.086262 | 0.082764 | 0.064448 | 0.061814 | 0.058207 | 0.049968 | 0.059111 | 0.074825 | 0.090185 | 0.09216 | 0.097901 | 0 | 0.2115 | 0.16445 | 0.17535 | 0.15144 | 0.15208 | 0.16147 | 0.15596 | 0.16008 | 0.164 | 0.20017 | 0.20653 | 0.2235 | 1.5691
LO3Slow | NR | Fixtures | Residential | Lighting | 0.00070697 | 0.00066213 | 5.5605 | 11.6324 | Manufactured | ID/MT/OR-Linear Flush Mount_4000 to 7999 lumens | 1.2806e-06 | 3.2585e-06 | 7.1642e-06 | 1.391e-05 | 2.426e-05 | 3.8542e-05 | 5.644e-05 | 7.6969e-05 | 9.8662e-05 | 0.00011988 | 0.00013917 | 0.00015548 | 0.00016833 | 0.00017769 | 0.00018393 | 0.0001876 | 0.00018931 | 0.00018963 | 0.00018901 | 0.00018799 | 0.003775 | 0.18264 | 0.15757 | 0.15118 | 0.11772 | 0.11291 | 0.10632 | 0.091273 | 0.10797 | 0.13668 | 0.16473 | 0.16834 | 0.17883 | 0 | 0.38632 | 0.3004 | 0.3203 | 0.27663 | 0.27779 | 0.29494 | 0.28488 | 0.2924 | 0.29956 | 0.36563 | 0.37725 | 0.40825 | 1.5691
LO3Slow | NR | Fixtures | Residential | Lighting | 2.1873e-05 | 2.0242e-05 | 0.16937 | 20.5429 | Manufactured | ID/MT/OR-Linear Shop_0 to 249 lumens | 7.7255e-09 | 1.9657e-08 | 4.3218e-08 | 8.3911e-08 | 1.4635e-07 | 2.3251e-07 | 3.4047e-07 | 4.6432e-07 | 5.9518e-07 | 7.2319e-07 | 8.3953e-07 | 9.3797e-07 | 1.0154e-06 | 1.0719e-06 | 1.1096e-06 | 1.1317e-06 | 1.142e-06 | 1.1439e-06 | 1.1402e-06 | 1.1341e-06 | 2.2773e-05 | 0.005564 | 0.0047565 | 0.0045372 | 0.0035372 | 0.0033056 | 0.0030843 | 0.0026418 | 0.0031239 | 0.0039762 | 0.0048523 | 0.0050398 | 0.005502 | 0 | 0.012457 | 0.0096407 | 0.010081 | 0.0086736 | 0.0083159 | 0.0086034 | 0.0082545 | 0.0084675 | 0.0088128 | 0.01107 | 0.011754 | 0.013315 | 1.2346
LO3Slow | NR | Fixtures | Residential | Lighting | 4.2848e-05 | 3.9655e-05 | 0.33179 | 20.5429 | Manufactured | ID/MT/OR-Linear Shop_250 to 499 lumens | 0 | 0 | 0 | 0 | 0 | 0 | 0 | 0 | 0 | 0 | 0 | 0 | 0 | 0 | 0 | 0 | 0 | 0 | 0 | 0 | 0 | 0.0109 | 0.0093179 | 0.0088884 | 0.0069294 | 0.0064756 | 0.0060422 | 0.0051753 | 0.0061197 | 0.0077893 | 0.0095056 | 0.0098729 | 0.010778 | 0 | 0.024402 | 0.018886 | 0.019749 | 0.016991 | 0.016291 | 0.016854 | 0.01617 | 0.016588 | 0.017264 | 0.021686 | 0.023026 | 0.026085 | 1.2346
LO3Slow | NR | Fixtures | Residential | Lighting | 8.2216e-05 | 7.6087e-05 | 0.63662 | 20.5429 | Manufactured | ID/MT/OR-Linear Shop_500 to 999 lumens | 1.2148e-08 | 3.0911e-08 | 6.7961e-08 | 1.3195e-07 | 2.3014e-07 | 3.6562e-07 | 5.354e-07 | 7.3014e-07 | 9.3592e-07 | 1.1372e-06 | 1.3202e-06 | 1.475e-06 | 1.5968e-06 | 1.6856e-06 | 1.7448e-06 | 1.7796e-06 | 1.7958e-06 | 1.7988e-06 | 1.793e-06 | 1.7833e-06 | 3.581e-05 | 0.020914 | 0.017879 | 0.017055 | 0.013296 | 0.012425 | 0.011593 | 0.0099302 | 0.011742 | 0.014946 | 0.018239 | 0.018944 | 0.020681 | 0 | 0.046822 | 0.036238 | 0.037894 | 0.032602 | 0.031258 | 0.032339 | 0.031027 | 0.031828 | 0.033126 | 0.04161 | 0.044182 | 0.05005 | 1.2346
LO3Slow | NR | Fixtures | Residential | Lighting | 0.00015072 | 0.00013949 | 1.1671 | 20.5429 | Manufactured | ID/MT/OR-Linear Shop_1000 to 1999 lumens | 6.8132e-09 | 1.7336e-08 | 3.8114e-08 | 7.4002e-08 | 1.2907e-07 | 2.0505e-07 | 3.0027e-07 | 4.0949e-07 | 5.2489e-07 | 6.3779e-07 | 7.4039e-07 | 8.272e-07 | 8.9553e-07 | 9.4534e-07 | 9.7852e-07 | 9.9804e-07 | 1.0071e-06 | 1.0088e-06 | 1.0055e-06 | 1.0001e-06 | 2.0083e-05 | 0.03834 | 0.032776 | 0.031265 | 0.024374 | 0.022778 | 0.021254 | 0.018204 | 0.021526 | 0.027399 | 0.033436 | 0.034728 | 0.037913 | 0 | 0.085836 | 0.066432 | 0.069468 | 0.059768 | 0.057303 | 0.059284 | 0.05688 | 0.058347 | 0.060727 | 0.076281 | 0.080996 | 0.091754 | 1.2346
LO3Slow | NR | Fixtures | Residential | Lighting | 0.00029211 | 0.00027034 | 2.2619 | 20.5429 | Manufactured | ID/MT/OR-Linear Shop_2000 to 3999 lumens | 0 | 0 | 0 | 0 | 0 | 0 | 0 | 0 | 0 | 0 | 0 | 0 | 0 | 0 | 0 | 0 | 0 | 0 | 0 | 0 | 0 | 0.074308 | 0.063524 | 0.060596 | 0.04724 | 0.044147 | 0.041192 | 0.035282 | 0.04172 | 0.053103 | 0.064803 | 0.067307 | 0.07348 | 0 | 0.16636 | 0.12875 | 0.13464 | 0.11584 | 0.11106 | 0.1149 | 0.11024 | 0.11308 | 0.1177 | 0.14784 | 0.15698 | 0.17783 | 1.2346
LO3Slow | NR | Fixtures | Residential | Lighting | 0.00053358 | 0.00049381 | 4.1317 | 20.5429 | Manufactured | ID/MT/OR-Linear Shop_4000 to 7999 lumens | 9.849e-08 | 2.506e-07 | 5.5098e-07 | 1.0698e-06 | 1.8658e-06 | 2.9642e-06 | 4.3406e-06 | 5.9195e-06 | 7.5878e-06 | 9.2197e-06 | 1.0703e-05 | 1.1958e-05 | 1.2946e-05 | 1.3666e-05 | 1.4145e-05 | 1.4428e-05 | 1.4559e-05 | 1.4584e-05 | 1.4536e-05 | 1.4458e-05 | 0.00029032 | 0.13573 | 0.11603 | 0.11068 | 0.08629 | 0.080639 | 0.075242 | 0.064447 | 0.076207 | 0.096999 | 0.11837 | 0.12294 | 0.13422 | 0 | 0.30388 | 0.23518 | 0.24593 | 0.21159 | 0.20287 | 0.20988 | 0.20137 | 0.20656 | 0.21499 | 0.27005 | 0.28674 | 0.32483 | 1.2346
LO3Slow | NR | Fixtures | Residential | Lighting | 0.00025527 | 0.00024217 | 2.0416 | -46.2769 | Manufactured | ID/MT/OR-Track_0 to 249 lumens | 4.3824e-09 | 1.1151e-08 | 2.4516e-08 | 4.7599e-08 | 8.3018e-08 | 1.3189e-07 | 1.9314e-07 | 2.6339e-07 | 3.3762e-07 | 4.1024e-07 | 4.7623e-07 | 5.3207e-07 | 5.7602e-07 | 6.0806e-07 | 6.294e-07 | 6.4196e-07 | 6.4782e-07 | 6.489e-07 | 6.4678e-07 | 6.4331e-07 | 1.2918e-05 | 0.067048 | 0.058395 | 0.056361 | 0.043837 | 0.043149 | 0.04099 | 0.035264 | 0.041732 | 0.05255 | 0.062578 | 0.06292 | 0.06496 | 0 | 0.1331 | 0.10407 | 0.11348 | 0.098426 | 0.10383 | 0.11311 | 0.10996 | 0.11292 | 0.11393 | 0.13509 | 0.13517 | 0.13873 | 3.6929
LO3Slow | NR | Fixtures | Residential | Lighting | 0.00050008 | 0.0004744 | 3.9995 | -46.2769 | Manufactured | ID/MT/OR-Track_250 to 499 lumens | 3.9973e-07 | 1.0171e-06 | 2.2361e-06 | 4.3417e-06 | 7.5723e-06 | 1.203e-05 | 1.7616e-05 | 2.4024e-05 | 3.0795e-05 | 3.7419e-05 | 4.3438e-05 | 4.8531e-05 | 5.254e-05 | 5.5462e-05 | 5.7409e-05 | 5.8555e-05 | 5.9089e-05 | 5.9187e-05 | 5.8995e-05 | 5.8678e-05 | 0.0011783 | 0.13135 | 0.11439 | 0.11041 | 0.085876 | 0.084528 | 0.0803 | 0.069081 | 0.081753 | 0.10294 | 0.12259 | 0.12326 | 0.12726 | 0 | 0.26074 | 0.20387 | 0.2223 | 0.19281 | 0.20341 | 0.22158 | 0.2154 | 0.2212 | 0.22319 | 0.26464 | 0.26479 | 0.27177 | 3.6929
LO3Slow | NR | Fixtures | Residential | Lighting | 0.00095953 | 0.00091026 | 7.674 | -46.277 | Manufactured | ID/MT/OR-Track_500 to 999 lumens | 6.3641e-06 | 1.6193e-05 | 3.5602e-05 | 6.9125e-05 | 0.00012056 | 0.00019153 | 0.00028048 | 0.0003825 | 0.0004903 | 0.00059575 | 0.00069159 | 0.00077268 | 0.00083651 | 0.00088303 | 0.00091403 | 0.00093226 | 0.00094077 | 0.00094234 | 0.00093927 | 0.00093423 | 0.01876 | 0.25202 | 0.2195 | 0.21185 | 0.16478 | 0.16219 | 0.15408 | 0.13255 | 0.15686 | 0.19752 | 0.23522 | 0.2365 | 0.24417 | 0 | 0.5003 | 0.39118 | 0.42654 | 0.36996 | 0.39029 | 0.42516 | 0.41331 | 0.42443 | 0.42825 | 0.50777 | 0.50807 | 0.52147 | 3.6929
LO3Slow | NR | Fixtures | Residential | Lighting | 0.001759 | 0.0016687 | 14.0682 | -46.2769 | Manufactured | ID/MT/OR-Track_1000 to 1999 lumens | 9.2473e-06 | 2.3529e-05 | 5.1732e-05 | 0.00010044 | 0.00017518 | 0.00027831 | 0.00040754 | 0.00055578 | 0.00071242 | 0.00086565 | 0.0010049 | 0.0011227 | 0.0012155 | 0.0012831 | 0.0013281 | 0.0013546 | 0.001367 | 0.0013693 | 0.0013648 | 0.0013575 | 0.027258 | 0.46202 | 0.40239 | 0.38837 | 0.30207 | 0.29733 | 0.28246 | 0.243 | 0.28757 | 0.36211 | 0.43121 | 0.43357 | 0.44763 | 0 | 0.91716 | 0.71713 | 0.78195 | 0.67823 | 0.71549 | 0.77941 | 0.75769 | 0.77808 | 0.78508 | 0.93087 | 0.93141 | 0.95597 | 3.6929
LO3Slow | NR | Fixtures | Residential | Lighting | 0.0034092 | 0.0032342 | 27.2659 | -46.2769 | Manufactured | ID/MT/OR-Track_2000 to 3999 lumens | 1.4768e-05 | 3.7577e-05 | 8.2617e-05 | 0.00016041 | 0.00027977 | 0.00044447 | 0.00065086 | 0.0008876 | 0.0011378 | 0.0013825 | 0.0016049 | 0.001793 | 0.0019412 | 0.0020491 | 0.002121 | 0.0021634 | 0.0021831 | 0.0021867 | 0.0021796 | 0.0021679 | 0.043533 | 0.89545 | 0.77987 | 0.75272 | 0.58545 | 0.57626 | 0.54744 | 0.47096 | 0.55734 | 0.70181 | 0.83574 | 0.84031 | 0.86756 | 0 | 1.7776 | 1.3899 | 1.5155 | 1.3145 | 1.3867 | 1.5106 | 1.4685 | 1.508 | 1.5216 | 1.8041 | 1.8052 | 1.8528 | 3.6929
LO3Slow | NR | Fixtures | Residential | Lighting | 0.0062274 | 0.0059076 | 49.8044 | -46.2769 | Manufactured | ID/MT/OR-Track_4000 to 7999 lumens | 5.9413e-06 | 1.5117e-05 | 3.3237e-05 | 6.4531e-05 | 0.00011255 | 0.00017881 | 0.00026184 | 0.00035708 | 0.00045772 | 0.00055616 | 0.00064564 | 0.00072134 | 0.00078092 | 0.00082436 | 0.00085329 | 0.00087032 | 0.00087826 | 0.00087972 | 0.00087686 | 0.00087215 | 0.017513 | 1.6356 | 1.4245 | 1.3749 | 1.0694 | 1.0526 | 0.99995 | 0.86026 | 1.018 | 1.2819 | 1.5266 | 1.5349 | 1.5847 | 0 | 3.2469 | 2.5388 | 2.7683 | 2.4011 | 2.533 | 2.7593 | 2.6824 | 2.7546 | 2.7793 | 3.2955 | 3.2974 | 3.3844 | 3.6929
LO3Slow | NR | Fixtures | Residential | Lighting | 7.0455e-05 | 6.6792e-05 | 0.56298 | -73.9725 | Manufactured | WA-Floor/Table_0 to 249 lumens | 6.8582e-07 | 1.745e-06 | 3.8366e-06 | 7.4491e-06 | 1.2992e-05 | 2.0641e-05 | 3.0225e-05 | 4.1219e-05 | 5.2836e-05 | 6.42e-05 | 7.4529e-05 | 8.3267e-05 | 9.0145e-05 | 9.5159e-05 | 9.8499e-05 | 0.00010046 | 0.00010138 | 0.00010155 | 0.00010122 | 0.00010068 | 0.0020216 | 0.018489 | 0.016095 | 0.015529 | 0.012079 | 0.011874 | 0.011275 | 0.0096988 | 0.011478 | 0.014457 | 0.017226 | 0.017334 | 0.017923 | 0 | 0.036829 | 0.028788 | 0.031352 | 0.027187 | 0.028606 | 0.031121 | 0.030243 | 0.031057 | 0.03136 | 0.037239 | 0.037321 | 0.038417 | 10.5207
LO3Slow | NR | Fixtures | Residential | Lighting | 0.00013802 | 0.00013084 | 1.1029 | -73.9725 | Manufactured | WA-Floor/Table_250 to 499 lumens | 4.8035e-06 | 1.2222e-05 | 2.6872e-05 | 5.2174e-05 | 9.0997e-05 | 0.00014457 | 0.0002117 | 0.0002887 | 0.00037007 | 0.00044966 | 0.000522 | 0.0005832 | 0.00063138 | 0.0006665 | 0.00068989 | 0.00070366 | 0.00071007 | 0.00071126 | 0.00070895 | 0.00070514 | 0.014159 | 0.03622 | 0.031529 | 0.030422 | 0.023663 | 0.023261 | 0.022088 | 0.019 | 0.022485 | 0.02832 | 0.033745 | 0.033958 | 0.035111 | 0 | 0.072148 | 0.056395 | 0.061417 | 0.053258 | 0.056038 | 0.060965 | 0.059247 | 0.06084 | 0.061434 | 0.072951 | 0.073112 | 0.075259 | 10.5207
LO3Slow | NR | Fixtures | Residential | Lighting | 0.00026483 | 0.00025106 | 2.1161 | -73.9724 | Manufactured | WA-Floor/Table_500 to 999 lumens | 4.0786e-05 | 0.00010378 | 0.00022817 | 0.000443 | 0.00077264 | 0.0012275 | 0.0017975 | 0.0024513 | 0.0031422 | 0.003818 | 0.0044322 | 0.0049519 | 0.005361 | 0.0056591 | 0.0058578 | 0.0059746 | 0.0060291 | 0.0060392 | 0.0060195 | 0.0059872 | 0.12023 | 0.069497 | 0.060497 | 0.058373 | 0.045404 | 0.044633 | 0.042381 | 0.036456 | 0.043142 | 0.05434 | 0.064749 | 0.065157 | 0.06737 | 0 | 0.13843 | 0.10821 | 0.11785 | 0.10219 | 0.10752 | 0.11698 | 0.11368 | 0.11674 | 0.11788 | 0.13997 | 0.14028 | 0.1444 | 10.5207
LO3Slow | NR | Fixtures | Residential | Lighting | 0.00048549 | 0.00046025 | 3.8794 | -73.9724 | Manufactured | WA-Floor/Table_1000 to 1999 lumens | 4.4866e-05 | 0.00011416 | 0.00025099 | 0.00048732 | 0.00084993 | 0.0013503 | 0.0019773 | 0.0026966 | 0.0034565 | 0.0042 | 0.0048756 | 0.0054473 | 0.0058973 | 0.0062253 | 0.0064438 | 0.0065723 | 0.0066323 | 0.0066434 | 0.0066217 | 0.0065862 | 0.13225 | 0.1274 | 0.11091 | 0.10701 | 0.083236 | 0.081822 | 0.077694 | 0.066833 | 0.07909 | 0.099617 | 0.1187 | 0.11945 | 0.1235 | 0 | 0.25378 | 0.19837 | 0.21604 | 0.18734 | 0.19712 | 0.21445 | 0.2084 | 0.214 | 0.2161 | 0.25661 | 0.25717 | 0.26472 | 10.5207
LO3Slow | NR | Fixtures | Residential | Lighting | 0.00094094 | 0.00089202 | 7.5187 | -73.9725 | Manufactured | WA-Floor/Table_2000 to 3999 lumens | 1.2493e-05 | 3.1788e-05 | 6.989e-05 | 0.0001357 | 0.00023667 | 0.00037599 | 0.00055059 | 0.00075087 | 0.00096249 | 0.0011695 | 0.0013576 | 0.0015168 | 0.0016421 | 0.0017334 | 0.0017943 | 0.0018301 | 0.0018468 | 0.0018499 | 0.0018438 | 0.001834 | 0.036826 | 0.24692 | 0.21495 | 0.2074 | 0.16132 | 0.15858 | 0.15058 | 0.12953 | 0.15329 | 0.19307 | 0.23006 | 0.2315 | 0.23937 | 0 | 0.49186 | 0.38447 | 0.41871 | 0.36308 | 0.38204 | 0.41562 | 0.40391 | 0.41477 | 0.41882 | 0.49734 | 0.49843 | 0.51307 | 10.5207
LO3Slow | NR | Fixtures | Residential | Lighting | 0.0017187 | 0.0016294 | 13.7338 | -73.9724 | Manufactured | WA-Floor/Table_4000 to 7999 lumens | 1.4385e-06 | 3.6602e-06 | 8.0474e-06 | 1.5625e-05 | 2.7251e-05 | 4.3293e-05 | 6.3397e-05 | 8.6458e-05 | 0.00011082 | 0.00013466 | 0.00015632 | 0.00017465 | 0.00018908 | 0.0001996 | 0.0002066 | 0.00021072 | 0.00021265 | 0.000213 | 0.00021231 | 0.00021117 | 0.0042403 | 0.45104 | 0.39263 | 0.37884 | 0.29467 | 0.28967 | 0.27505 | 0.2366 | 0.28 | 0.35267 | 0.42022 | 0.42287 | 0.43723 | 0 | 0.89844 | 0.70227 | 0.76482 | 0.66321 | 0.69783 | 0.75918 | 0.73778 | 0.75762 | 0.76503 | 0.90844 | 0.91045 | 0.93718 | 10.5207
LO3Slow | NR | Fixtures | Residential | Lighting | 0.00011143 | 0.00010541 | 0.88796 | -37.3815 | Manufactured | WA-Ceiling and Wall Flush Mount _0 to 249 lumens | 4.567e-07 | 1.162e-06 | 2.5549e-06 | 4.9605e-06 | 8.6515e-06 | 1.3745e-05 | 2.0127e-05 | 2.7448e-05 | 3.5184e-05 | 4.2752e-05 | 4.9629e-05 | 5.5448e-05 | 6.0029e-05 | 6.3367e-05 | 6.5592e-05 | 6.69e-05 | 6.751e-05 | 6.7623e-05 | 6.7403e-05 | 6.7041e-05 | 0.0013462 | 0.029163 | 0.025348 | 0.024434 | 0.019009 | 0.01861 | 0.017647 | 0.015175 | 0.017957 | 0.022636 | 0.027023 | 0.027263 | 0.028318 | 0 | 0.058699 | 0.04584 | 0.049737 | 0.0431 | 0.04499 | 0.048748 | 0.047327 | 0.048596 | 0.049187 | 0.058676 | 0.059099 | 0.061374 | 3.6094
LO3Slow | NR | Fixtures | Residential | Lighting | 0.00021828 | 0.0002065 | 1.7395 | -37.3815 | Manufactured | WA-Ceiling and Wall Flush Mount _250 to 499 lumens | 5.5763e-06 | 1.4189e-05 | 3.1195e-05 | 6.0568e-05 | 0.00010564 | 0.00016782 | 0.00024576 | 0.00033515 | 0.0004296 | 0.000522 | 0.00060598 | 0.00067703 | 0.00073295 | 0.00077372 | 0.00080088 | 0.00081686 | 0.00082431 | 0.00082569 | 0.000823 | 0.00081858 | 0.016437 | 0.057129 | 0.049656 | 0.047866 | 0.037239 | 0.036457 | 0.03457 | 0.029728 | 0.035178 | 0.044344 | 0.052938 | 0.053408 | 0.055475 | 0 | 0.11499 | 0.089801 | 0.097435 | 0.084432 | 0.088135 | 0.095497 | 0.092713 | 0.095198 | 0.096357 | 0.11495 | 0.11577 | 0.12023 | 3.6094
LO3Slow | NR | Fixtures | Residential | Lighting | 0.00041883 | 0.00039623 | 3.3377 | -37.3815 | Manufactured | WA-Ceiling and Wall Flush Mount _500 to 999 lumens | 5.2118e-05 | 0.00013261 | 0.00029156 | 0.00056608 | 0.0009873 | 0.0015685 | 0.0022969 | 0.0031324 | 0.0040152 | 0.0048788 | 0.0056636 | 0.0063277 | 0.0068504 | 0.0072314 | 0.0074852 | 0.0076346 | 0.0077042 | 0.0077171 | 0.0076919 | 0.0076507 | 0.15363 | 0.10962 | 0.095277 | 0.091844 | 0.071452 | 0.069952 | 0.066332 | 0.05704 | 0.067498 | 0.085085 | 0.10158 | 0.10248 | 0.10644 | 0 | 0.22064 | 0.17231 | 0.18695 | 0.162 | 0.16911 | 0.18324 | 0.17789 | 0.18266 | 0.18489 | 0.22055 | 0.22214 | 0.23069 | 3.6094
LO3Slow | NR | Fixtures | Residential | Lighting | 0.00076781 | 0.00072638 | 6.1187 | -37.3815 | Manufactured | WA-Ceiling and Wall Flush Mount _1000 to 1999 lumens | 6.4382e-05 | 0.00016381 | 0.00036016 | 0.00069929 | 0.0012196 | 0.0019376 | 0.0028374 | 0.0038695 | 0.00496 | 0.0060268 | 0.0069964 | 0.0078166 | 0.0084623 | 0.008933 | 0.0092466 | 0.009431 | 0.0095171 | 0.009533 | 0.0095019 | 0.0094509 | 0.18978 | 0.20095 | 0.17466 | 0.16837 | 0.13099 | 0.12824 | 0.1216 | 0.10457 | 0.12374 | 0.15598 | 0.18621 | 0.18786 | 0.19513 | 0 | 0.40449 | 0.31588 | 0.34273 | 0.29699 | 0.31002 | 0.33591 | 0.32612 | 0.33486 | 0.33894 | 0.40433 | 0.40724 | 0.42291 | 3.6094
LO3Slow | NR | Fixtures | Residential | Lighting | 0.0014881 | 0.0014078 | 11.8588 | -37.3815 | Manufactured | WA-Ceiling and Wall Flush Mount _2000 to 3999 lumens | 5.0918e-05 | 0.00012956 | 0.00028485 | 0.00055305 | 0.00096457 | 0.0015324 | 0.002244 | 0.0030603 | 0.0039228 | 0.0047665 | 0.0055333 | 0.006182 | 0.0066927 | 0.0070649 | 0.0073129 | 0.0074588 | 0.0075269 | 0.0075394 | 0.0075149 | 0.0074746 | 0.15009 | 0.38947 | 0.33852 | 0.32632 | 0.25387 | 0.24854 | 0.23568 | 0.20267 | 0.23982 | 0.30231 | 0.3609 | 0.3641 | 0.37819 | 0 | 0.78394 | 0.61221 | 0.66425 | 0.5756 | 0.60085 | 0.65104 | 0.63206 | 0.64901 | 0.6569 | 0.78363 | 0.78928 | 0.81966 | 3.6094
LO3Slow | NR | Fixtures | Residential | Lighting | 0.0027182 | 0.0025715 | 21.6616 | -37.3815 | Manufactured | WA-Ceiling and Wall Flush Mount _4000 to 7999 lumens | 1.3688e-05 | 3.4828e-05 | 7.6573e-05 | 0.00014867 | 0.0002593 | 0.00041195 | 0.00060324 | 0.00082267 | 0.0010545 | 0.0012813 | 0.0014875 | 0.0016619 | 0.0017991 | 0.0018992 | 0.0019659 | 0.0020051 | 0.0020234 | 0.0020268 | 0.0020202 | 0.0020093 | 0.040348 | 0.71142 | 0.61835 | 0.59607 | 0.46373 | 0.45399 | 0.4305 | 0.37019 | 0.43806 | 0.55221 | 0.65923 | 0.66507 | 0.69081 | 0 | 1.432 | 1.1183 | 1.2133 | 1.0514 | 1.0975 | 1.1892 | 1.1545 | 1.1855 | 1.1999 | 1.4314 | 1.4417 | 1.4972 | 3.6094
LO3Slow | NR | Fixtures | Residential | Lighting | 7.9543e-05 | 7.5085e-05 | 0.63206 | -112.4296 | Manufactured | WA-Downlight Fixture_0 to 249 lumens | 1.6714e-08 | 4.2528e-08 | 9.3502e-08 | 1.8154e-07 | 3.1662e-07 | 5.0302e-07 | 7.3661e-07 | 1.0045e-06 | 1.2877e-06 | 1.5646e-06 | 1.8163e-06 | 2.0293e-06 | 2.1969e-06 | 2.3191e-06 | 2.4005e-06 | 2.4484e-06 | 2.4707e-06 | 2.4749e-06 | 2.4668e-06 | 2.4536e-06 | 4.9268e-05 | 0.020759 | 0.018014 | 0.017347 | 0.013498 | 0.013157 | 0.012458 | 0.010709 | 0.012671 | 0.015987 | 0.019124 | 0.019347 | 0.020194 | 0 | 0.042248 | 0.032961 | 0.035623 | 0.030846 | 0.031927 | 0.034444 | 0.033403 | 0.034296 | 0.034802 | 0.041722 | 0.042245 | 0.04428 | 9.5904
LO3Slow | NR | Fixtures | Residential | Lighting | 0.00015582 | 0.00014709 | 1.2382 | -112.4296 | Manufactured | WA-Downlight Fixture_250 to 499 lumens | 2.7608e-06 | 7.0246e-06 | 1.5444e-05 | 2.9987e-05 | 5.2299e-05 | 8.3088e-05 | 0.00012167 | 0.00016593 | 0.00021269 | 0.00025844 | 0.00030002 | 0.00033519 | 0.00036288 | 0.00038306 | 0.00039651 | 0.00040442 | 0.00040811 | 0.00040879 | 0.00040746 | 0.00040527 | 0.008138 | 0.040667 | 0.035289 | 0.033983 | 0.026443 | 0.025774 | 0.024404 | 0.020978 | 0.024823 | 0.031318 | 0.037464 | 0.037901 | 0.039561 | 0 | 0.082764 | 0.06457 | 0.069785 | 0.060427 | 0.062544 | 0.067475 | 0.065437 | 0.067185 | 0.068177 | 0.081733 | 0.082758 | 0.086744 | 9.5904
LO3Slow | NR | Fixtures | Residential | Lighting | 0.00029899 | 0.00028223 | 2.3758 | -112.4296 | Manufactured | WA-Downlight Fixture_500 to 999 lumens | 9.6957e-05 | 0.0002467 | 0.0005424 | 0.0010531 | 0.0018367 | 0.002918 | 0.004273 | 0.0058273 | 0.0074696 | 0.0090762 | 0.010536 | 0.011772 | 0.012744 | 0.013453 | 0.013925 | 0.014203 | 0.014332 | 0.014356 | 0.01431 | 0.014233 | 0.2858 | 0.07803 | 0.067711 | 0.065205 | 0.050738 | 0.049455 | 0.046826 | 0.040252 | 0.047629 | 0.060092 | 0.071884 | 0.072722 | 0.075907 | 0 | 0.1588 | 0.12389 | 0.1339 | 0.11594 | 0.12001 | 0.12947 | 0.12556 | 0.12891 | 0.13082 | 0.15683 | 0.15879 | 0.16644 | 9.5904
LO3Slow | NR | Fixtures | Residential | Lighting | 0.00054811 | 0.0005174 | 4.3554 | -112.4296 | Manufactured | WA-Downlight Fixture_1000 to 1999 lumens | 2.9598e-05 | 7.5311e-05 | 0.00016558 | 0.00032149 | 0.0005607 | 0.00089079 | 0.0013044 | 0.0017789 | 0.0022803 | 0.0027707 | 0.0032165 | 0.0035936 | 0.0038904 | 0.0041068 | 0.004251 | 0.0043358 | 0.0043753 | 0.0043826 | 0.0043684 | 0.0043449 | 0.087247 | 0.14305 | 0.12413 | 0.11954 | 0.093015 | 0.090662 | 0.085843 | 0.073792 | 0.087314 | 0.11016 | 0.13178 | 0.13332 | 0.13916 | 0 | 0.29112 | 0.22713 | 0.24547 | 0.21255 | 0.22 | 0.23734 | 0.23018 | 0.23632 | 0.23982 | 0.2875 | 0.2911 | 0.30513 | 9.5904
LO3Slow | NR | Fixtures | Residential | Lighting | 0.0010623 | 0.0010028 | 8.4413 | -112.4296 | Manufactured | WA-Downlight Fixture_2000 to 3999 lumens | 8.8091e-06 | 2.2414e-05 | 4.928e-05 | 9.5681e-05 | 0.00016688 | 0.00026512 | 0.00038823 | 0.00052944 | 0.00067866 | 0.00082462 | 0.00095729 | 0.0010695 | 0.0011579 | 0.0012223 | 0.0012652 | 0.0012904 | 0.0013022 | 0.0013044 | 0.0013001 | 0.0012931 | 0.025967 | 0.27724 | 0.24058 | 0.23168 | 0.18027 | 0.17571 | 0.16637 | 0.14302 | 0.16923 | 0.21351 | 0.25541 | 0.25838 | 0.2697 | 0 | 0.56423 | 0.4402 | 0.47576 | 0.41196 | 0.42639 | 0.46 | 0.44611 | 0.45803 | 0.46479 | 0.5572 | 0.56419 | 0.59137 | 9.5904
LO3Slow | NR | Fixtures | Residential | Lighting | 0.0019404 | 0.0018317 | 15.4191 | -112.4296 | Manufactured | WA-Downlight Fixture_4000 to 7999 lumens | 2.7744e-06 | 7.0591e-06 | 1.552e-05 | 3.0134e-05 | 5.2556e-05 | 8.3497e-05 | 0.00012227 | 0.00016674 | 0.00021374 | 0.00025971 | 0.00030149 | 0.00033684 | 0.00036466 | 0.00038495 | 0.00039846 | 0.00040641 | 0.00041011 | 0.0004108 | 0.00040946 | 0.00040726 | 0.008178 | 0.50641 | 0.43945 | 0.42318 | 0.32929 | 0.32096 | 0.3039 | 0.26124 | 0.30911 | 0.39 | 0.46653 | 0.47197 | 0.49264 | 0 | 1.0306 | 0.80407 | 0.86902 | 0.75248 | 0.77885 | 0.84025 | 0.81487 | 0.83664 | 0.849 | 1.0178 | 1.0306 | 1.0802 | 9.5904
LO3Slow | NR | Fixtures | Residential | Lighting | 0.00014232 | 0.00016147 | 0.7969 | -73.9245 | Manufactured | WA-Exterior Porch_0 to 249 lumens | 2.5931e-10 | 6.5979e-10 | 1.4506e-09 | 2.8165e-09 | 4.9122e-09 | 7.8041e-09 | 1.1428e-08 | 1.5585e-08 | 1.9977e-08 | 2.4274e-08 | 2.8179e-08 | 3.1483e-08 | 3.4084e-08 | 3.5979e-08 | 3.7242e-08 | 3.7985e-08 | 3.8332e-08 | 3.8396e-08 | 3.8271e-08 | 3.8065e-08 | 7.6437e-07 | 0.033708 | 0.029627 | 0.023476 | 0.014018 | 0.013139 | 0.012786 | 0.0093382 | 0.011198 | 0.016702 | 0.027366 | 0.031745 | 0.034314 | 0 | 0.065856 | 0.048778 | 0.042894 | 0.035709 | 0.033338 | 0.032041 | 0.033508 | 0.035278 | 0.041287 | 0.047654 | 0.058505 | 0.064635 | 12.2733
LO3Slow | NR | Fixtures | Residential | Lighting | 0.0002788 | 0.00031631 | 1.5611 | -73.9245 | Manufactured | WA-Exterior Porch_250 to 499 lumens | 8.2188e-08 | 2.0912e-07 | 4.5978e-07 | 8.9269e-07 | 1.5569e-06 | 2.4735e-06 | 3.6221e-06 | 4.9397e-06 | 6.3318e-06 | 7.6937e-06 | 8.9314e-06 | 9.9786e-06 | 1.0803e-05 | 1.1404e-05 | 1.1804e-05 | 1.2039e-05 | 1.2149e-05 | 1.217e-05 | 1.213e-05 | 1.2065e-05 | 0.00024227 | 0.066034 | 0.058039 | 0.045989 | 0.027461 | 0.025739 | 0.025047 | 0.018293 | 0.021936 | 0.032719 | 0.05361 | 0.062189 | 0.067221 | 0 | 0.12901 | 0.095555 | 0.084029 | 0.069954 | 0.06531 | 0.062767 | 0.065642 | 0.069108 | 0.080881 | 0.093353 | 0.11461 | 0.12662 | 12.2733
LO3Slow | NR | Fixtures | Residential | Lighting | 0.00053494 | 0.00060693 | 2.9954 | -73.9245 | Manufactured | WA-Exterior Porch_500 to 999 lumens | 4.1089e-06 | 1.0455e-05 | 2.2986e-05 | 4.4629e-05 | 7.7837e-05 | 0.00012366 | 0.00018108 | 0.00024695 | 0.00031655 | 0.00038463 | 0.00044651 | 0.00049886 | 0.00054007 | 0.00057011 | 0.00059012 | 0.00060189 | 0.00060738 | 0.0006084 | 0.00060642 | 0.00060316 | 0.012112 | 0.1267 | 0.11136 | 0.088242 | 0.052691 | 0.049387 | 0.04806 | 0.0351 | 0.04209 | 0.062779 | 0.10286 | 0.11933 | 0.12898 | 0 | 0.24754 | 0.18335 | 0.16123 | 0.13423 | 0.12531 | 0.12043 | 0.12595 | 0.1326 | 0.15519 | 0.17912 | 0.21991 | 0.24295 | 12.2733
LO3Slow | NR | Fixtures | Residential | Lighting | 0.00098067 | 0.0011126 | 5.4913 | -73.9245 | Manufactured | WA-Exterior Porch_1000 to 1999 lumens | 8.0472e-06 | 2.0475e-05 | 4.5018e-05 | 8.7405e-05 | 0.00015244 | 0.00024219 | 0.00035465 | 0.00048365 | 0.00061996 | 0.0007533 | 0.00087449 | 0.00097702 | 0.0010577 | 0.0011166 | 0.0011557 | 0.0011788 | 0.0011896 | 0.0011915 | 0.0011877 | 0.0011813 | 0.023721 | 0.23228 | 0.20415 | 0.16177 | 0.096594 | 0.090538 | 0.088105 | 0.064347 | 0.07716 | 0.11509 | 0.18857 | 0.21875 | 0.23645 | 0 | 0.4538 | 0.33612 | 0.29557 | 0.24607 | 0.22973 | 0.22079 | 0.2309 | 0.24309 | 0.2845 | 0.32837 | 0.40315 | 0.44539 | 12.2733
LO3Slow | NR | Fixtures | Residential | Lighting | 0.0019007 | 0.0021564 | 10.6428 | -73.9245 | Manufactured | WA-Exterior Porch_2000 to 3999 lumens | 7.6135e-06 | 1.9372e-05 | 4.2592e-05 | 8.2695e-05 | 0.00014423 | 0.00022914 | 0.00033554 | 0.00045759 | 0.00058655 | 0.0007127 | 0.00082736 | 0.00092437 | 0.0010007 | 0.0010564 | 0.0010935 | 0.0011153 | 0.0011255 | 0.0011273 | 0.0011237 | 0.0011176 | 0.022442 | 0.45018 | 0.39568 | 0.31353 | 0.18721 | 0.17547 | 0.17076 | 0.12471 | 0.14955 | 0.22306 | 0.36548 | 0.42397 | 0.45827 | 0 | 0.87952 | 0.65144 | 0.57286 | 0.47691 | 0.44524 | 0.42791 | 0.44751 | 0.47114 | 0.5514 | 0.63642 | 0.78135 | 0.86322 | 12.2733
LO3Slow | NR | Fixtures | Residential | Lighting | 0.0034718 | 0.003939 | 19.4403 | -73.9245 | Manufactured | WA-Exterior Porch_4000 to 7999 lumens | 3.3361e-07 | 8.4885e-07 | 1.8663e-06 | 3.6236e-06 | 6.3198e-06 | 1.004e-05 | 1.4703e-05 | 2.0051e-05 | 2.5702e-05 | 3.123e-05 | 3.6254e-05 | 4.0504e-05 | 4.385e-05 | 4.6289e-05 | 4.7914e-05 | 4.887e-05 | 4.9316e-05 | 4.9398e-05 | 4.9237e-05 | 4.8973e-05 | 0.00098339 | 0.82231 | 0.72275 | 0.57269 | 0.34196 | 0.32052 | 0.31191 | 0.2278 | 0.27316 | 0.40744 | 0.66759 | 0.77442 | 0.83709 | 0 | 1.6066 | 1.1899 | 1.0464 | 0.87113 | 0.81329 | 0.78163 | 0.81742 | 0.86059 | 1.0072 | 1.1625 | 1.4272 | 1.5768 | 12.2733
LO3Slow | NR | Fixtures | Residential | Lighting | 0.00011634 | 0.00013606 | 0.64697 | -109.2876 | Manufactured | WA-Chandelier/Pendant_0 to 249 lumens | 1.6004e-07 | 4.072e-07 | 8.9528e-07 | 1.7382e-06 | 3.0317e-06 | 4.8164e-06 | 7.053e-06 | 9.6185e-06 | 1.2329e-05 | 1.4981e-05 | 1.7391e-05 | 1.943e-05 | 2.1035e-05 | 2.2205e-05 | 2.2985e-05 | 2.3443e-05 | 2.3657e-05 | 2.3697e-05 | 2.3619e-05 | 2.3493e-05 | 0.00047174 | 0.027987 | 0.024969 | 0.019729 | 0.011516 | 0.011442 | 0.011362 | 0.0083335 | 0.010003 | 0.014757 | 0.023802 | 0.027082 | 0.028157 | 0 | 0.049031 | 0.036299 | 0.03207 | 0.026756 | 0.027645 | 0.028087 | 0.029848 | 0.031464 | 0.035779 | 0.038806 | 0.045838 | 0.046208 | 5.6742
LO3Slow | NR | Fixtures | Residential | Lighting | 0.00022792 | 0.00026653 | 1.2674 | -109.2876 | Manufactured | WA-Chandelier/Pendant_250 to 499 lumens | 1.2936e-06 | 3.2915e-06 | 7.2368e-06 | 1.4051e-05 | 2.4506e-05 | 3.8933e-05 | 5.7012e-05 | 7.775e-05 | 9.9662e-05 | 0.0001211 | 0.00014058 | 0.00015706 | 0.00017004 | 0.00017949 | 0.00018579 | 0.0001895 | 0.00019123 | 0.00019155 | 0.00019092 | 0.0001899 | 0.0038132 | 0.054826 | 0.048914 | 0.038649 | 0.022559 | 0.022414 | 0.022258 | 0.016325 | 0.019596 | 0.028909 | 0.046628 | 0.053053 | 0.05516 | 0 | 0.096051 | 0.071109 | 0.062825 | 0.052415 | 0.054155 | 0.055022 | 0.058472 | 0.061638 | 0.07009 | 0.07602 | 0.089796 | 0.09052 | 5.6742
LO3Slow | NR | Fixtures | Residential | Lighting | 0.00043732 | 0.00051142 | 2.4318 | -109.2876 | Manufactured | WA-Chandelier/Pendant_500 to 999 lumens | 9.5101e-06 | 2.4198e-05 | 5.3201e-05 | 0.00010329 | 0.00018016 | 0.00028621 | 0.00041912 | 0.00057157 | 0.00073266 | 0.00089024 | 0.0010335 | 0.0011546 | 0.00125 | 0.0013195 | 0.0013659 | 0.0013931 | 0.0014058 | 0.0014082 | 0.0014036 | 0.001396 | 0.028033 | 0.1052 | 0.093854 | 0.074158 | 0.043286 | 0.043007 | 0.042708 | 0.031324 | 0.0376 | 0.055468 | 0.089468 | 0.1018 | 0.10584 | 0 | 0.1843 | 0.13644 | 0.12055 | 0.10057 | 0.10391 | 0.10557 | 0.11219 | 0.11827 | 0.13449 | 0.14586 | 0.1723 | 0.17369 | 5.6742
LO3Slow | NR | Fixtures | Residential | Lighting | 0.0008017 | 0.00093754 | 4.4581 | -109.2876 | Manufactured | WA-Chandelier/Pendant_1000 to 1999 lumens | 1.6111e-05 | 4.0992e-05 | 9.0126e-05 | 0.00017499 | 0.00030519 | 0.00048486 | 0.00071002 | 0.00096828 | 0.0012412 | 0.0015081 | 0.0017507 | 0.001956 | 0.0021176 | 0.0022354 | 0.0023138 | 0.00236 | 0.0023815 | 0.0023855 | 0.0023777 | 0.002365 | 0.047489 | 0.19285 | 0.17206 | 0.13595 | 0.079354 | 0.078841 | 0.078294 | 0.057425 | 0.06893 | 0.10169 | 0.16402 | 0.18662 | 0.19403 | 0 | 0.33786 | 0.25013 | 0.22099 | 0.18437 | 0.19049 | 0.19354 | 0.20567 | 0.21681 | 0.24654 | 0.2674 | 0.31586 | 0.31841 | 5.6742
LO3Slow | NR | Fixtures | Residential | Lighting | 0.0015538 | 0.0018171 | 8.6404 | -109.2876 | Manufactured | WA-Chandelier/Pendant_2000 to 3999 lumens | 2.3229e-05 | 5.9104e-05 | 0.00012995 | 0.0002523 | 0.00044004 | 0.00069909 | 0.0010237 | 0.0013961 | 0.0017896 | 0.0021745 | 0.0025243 | 0.0028202 | 0.0030532 | 0.003223 | 0.0033362 | 0.0034027 | 0.0034338 | 0.0034395 | 0.0034283 | 0.0034099 | 0.068472 | 0.37377 | 0.33347 | 0.26348 | 0.1538 | 0.1528 | 0.15174 | 0.1113 | 0.13359 | 0.19708 | 0.31788 | 0.36169 | 0.37605 | 0 | 0.65482 | 0.48478 | 0.4283 | 0.35733 | 0.3692 | 0.3751 | 0.39862 | 0.42021 | 0.47783 | 0.51826 | 0.61217 | 0.61711 | 5.6742
LO3Slow | NR | Fixtures | Residential | Lighting | 0.0028382 | 0.0033191 | 15.7827 | -109.2876 | Manufactured | WA-Chandelier/Pendant_4000 to 7999 lumens | 1.3954e-05 | 3.5506e-05 | 7.8064e-05 | 0.00015157 | 0.00026435 | 0.00041997 | 0.00061499 | 0.00083869 | 0.0010751 | 0.0013063 | 0.0015164 | 0.0016942 | 0.0018342 | 0.0019362 | 0.0020042 | 0.0020441 | 0.0020628 | 0.0020662 | 0.0020595 | 0.0020484 | 0.041133 | 0.68273 | 0.60911 | 0.48129 | 0.28093 | 0.27911 | 0.27718 | 0.2033 | 0.24403 | 0.35999 | 0.58065 | 0.66066 | 0.68689 | 0 | 1.1961 | 0.88551 | 0.78234 | 0.65271 | 0.67439 | 0.68517 | 0.72813 | 0.76757 | 0.87281 | 0.94666 | 1.1182 | 1.1272 | 5.6742
LO3Slow | NR | Fixtures | Residential | Lighting | 2.898e-05 | 2.7142e-05 | 0.22794 | 11.6324 | Manufactured | WA-Linear Flush Mount_0 to 249 lumens | 3.6984e-08 | 9.4103e-08 | 2.069e-07 | 4.017e-07 | 7.0061e-07 | 1.1131e-06 | 1.6299e-06 | 2.2228e-06 | 2.8493e-06 | 3.4621e-06 | 4.019e-06 | 4.4903e-06 | 4.8612e-06 | 5.1316e-06 | 5.3117e-06 | 5.4176e-06 | 5.4671e-06 | 5.4762e-06 | 5.4584e-06 | 5.4291e-06 | 0.00010902 | 0.007487 | 0.006459 | 0.0061971 | 0.0048257 | 0.0046285 | 0.0043584 | 0.0037415 | 0.0044261 | 0.0056027 | 0.0067528 | 0.0069007 | 0.0073306 | 0 | 0.015836 | 0.012314 | 0.01313 | 0.01134 | 0.011387 | 0.01209 | 0.011678 | 0.011986 | 0.01228 | 0.014988 | 0.015464 | 0.016735 | 1.5691
LO3Slow | NR | Fixtures | Residential | Lighting | 5.6772e-05 | 5.3172e-05 | 0.44653 | 11.6324 | Manufactured | WA-Linear Flush Mount_250 to 499 lumens | 1.0553e-06 | 2.685e-06 | 5.9034e-06 | 1.1462e-05 | 1.9991e-05 | 3.1759e-05 | 4.6507e-05 | 6.3423e-05 | 8.1298e-05 | 9.8784e-05 | 0.00011468 | 0.00012812 | 0.0001387 | 0.00014642 | 0.00015156 | 0.00015458 | 0.00015599 | 0.00015625 | 0.00015574 | 0.00015491 | 0.0031106 | 0.014667 | 0.012653 | 0.01214 | 0.0094535 | 0.0090671 | 0.008538 | 0.0073295 | 0.0086706 | 0.010976 | 0.013229 | 0.013518 | 0.01436 | 0 | 0.031023 | 0.024123 | 0.025721 | 0.022214 | 0.022307 | 0.023685 | 0.022877 | 0.02348 | 0.024055 | 0.029361 | 0.030294 | 0.032784 | 1.5691
LO3Slow | NR | Fixtures | Residential | Lighting | 0.00010893 | 0.00010202 | 0.85678 | 11.6324 | Manufactured | WA-Linear Flush Mount_500 to 999 lumens | 2.0617e-05 | 5.2458e-05 | 0.00011534 | 0.00022393 | 0.00039056 | 0.00062049 | 0.00090862 | 0.0012391 | 0.0015883 | 0.00193 | 0.0022405 | 0.0025031 | 0.0027099 | 0.0028606 | 0.002961 | 0.0030201 | 0.0030477 | 0.0030528 | 0.0030428 | 0.0030265 | 0.060773 | 0.028142 | 0.024278 | 0.023294 | 0.018139 | 0.017398 | 0.016382 | 0.014064 | 0.016637 | 0.021059 | 0.025382 | 0.025938 | 0.027554 | 0 | 0.059525 | 0.046286 | 0.049352 | 0.042623 | 0.042802 | 0.045445 | 0.043896 | 0.045053 | 0.046157 | 0.056337 | 0.058127 | 0.062904 | 1.5691
LO3Slow | NR | Fixtures | Residential | Lighting | 0.0001997 | 0.00018703 | 1.5707 | 11.6324 | Manufactured | WA-Linear Flush Mount_1000 to 1999 lumens | 3.3747e-05 | 8.5868e-05 | 0.00018879 | 0.00036655 | 0.0006393 | 0.0010157 | 0.0014873 | 0.0020283 | 0.0025999 | 0.0031591 | 0.0036673 | 0.0040973 | 0.0044358 | 0.0046825 | 0.0048469 | 0.0049436 | 0.0049887 | 0.004997 | 0.0049807 | 0.004954 | 0.099478 | 0.051591 | 0.044508 | 0.042703 | 0.033253 | 0.031894 | 0.030033 | 0.025782 | 0.030499 | 0.038607 | 0.046532 | 0.047551 | 0.050513 | 0 | 0.10912 | 0.084852 | 0.090474 | 0.078139 | 0.078467 | 0.083312 | 0.080471 | 0.082593 | 0.084616 | 0.10328 | 0.10656 | 0.11532 | 1.5691
LO3Slow | NR | Fixtures | Residential | Lighting | 0.00038704 | 0.00036249 | 3.0442 | 11.6324 | Manufactured | WA-Linear Flush Mount_2000 to 3999 lumens | 1.2503e-05 | 3.1814e-05 | 6.9946e-05 | 0.00013581 | 0.00023686 | 0.0003763 | 0.00055104 | 0.00075147 | 0.00096326 | 0.0011704 | 0.0013587 | 0.001518 | 0.0016434 | 0.0017348 | 0.0017957 | 0.0018316 | 0.0018483 | 0.0018514 | 0.0018453 | 0.0018354 | 0.036856 | 0.09999 | 0.086262 | 0.082764 | 0.064448 | 0.061814 | 0.058207 | 0.049968 | 0.059111 | 0.074825 | 0.090185 | 0.09216 | 0.097901 | 0 | 0.2115 | 0.16445 | 0.17535 | 0.15144 | 0.15208 | 0.16147 | 0.15596 | 0.16008 | 0.164 | 0.20017 | 0.20653 | 0.2235 | 1.5691
LO3Slow | NR | Fixtures | Residential | Lighting | 0.00070697 | 0.00066213 | 5.5605 | 11.6324 | Manufactured | WA-Linear Flush Mount_4000 to 7999 lumens | 1.4441e-06 | 3.6745e-06 | 8.0788e-06 | 1.5686e-05 | 2.7357e-05 | 4.3462e-05 | 6.3645e-05 | 8.6795e-05 | 0.00011126 | 0.00013519 | 0.00015693 | 0.00017533 | 0.00018982 | 0.00020037 | 0.00020741 | 0.00021155 | 0.00021348 | 0.00021383 | 0.00021314 | 0.00021199 | 0.0042569 | 0.18264 | 0.15757 | 0.15118 | 0.11772 | 0.11291 | 0.10632 | 0.091273 | 0.10797 | 0.13668 | 0.16473 | 0.16834 | 0.17883 | 0 | 0.38632 | 0.3004 | 0.3203 | 0.27663 | 0.27779 | 0.29494 | 0.28488 | 0.2924 | 0.29956 | 0.36563 | 0.37725 | 0.40825 | 1.5691
LO3Slow | NR | Fixtures | Residential | Lighting | 2.1873e-05 | 2.0242e-05 | 0.16937 | 20.5429 | Manufactured | WA-Linear Shop_0 to 249 lumens | 8.7118e-09 | 2.2166e-08 | 4.8735e-08 | 9.4623e-08 | 1.6503e-07 | 2.6219e-07 | 3.8394e-07 | 5.2359e-07 | 6.7116e-07 | 8.1551e-07 | 9.4671e-07 | 1.0577e-06 | 1.1451e-06 | 1.2088e-06 | 1.2512e-06 | 1.2762e-06 | 1.2878e-06 | 1.29e-06 | 1.2858e-06 | 1.2789e-06 | 2.568e-05 | 0.005564 | 0.0047565 | 0.0045372 | 0.0035372 | 0.0033056 | 0.0030843 | 0.0026418 | 0.0031239 | 0.0039762 | 0.0048523 | 0.0050398 | 0.005502 | 0 | 0.012457 | 0.0096407 | 0.010081 | 0.0086736 | 0.0083159 | 0.0086034 | 0.0082545 | 0.0084675 | 0.0088128 | 0.01107 | 0.011754 | 0.013315 | 1.2346
LO3Slow | NR | Fixtures | Residential | Lighting | 4.2848e-05 | 3.9655e-05 | 0.33179 | 20.5429 | Manufactured | WA-Linear Shop_250 to 499 lumens | 0 | 0 | 0 | 0 | 0 | 0 | 0 | 0 | 0 | 0 | 0 | 0 | 0 | 0 | 0 | 0 | 0 | 0 | 0 | 0 | 0 | 0.0109 | 0.0093179 | 0.0088884 | 0.0069294 | 0.0064756 | 0.0060422 | 0.0051753 | 0.0061197 | 0.0077893 | 0.0095056 | 0.0098729 | 0.010778 | 0 | 0.024402 | 0.018886 | 0.019749 | 0.016991 | 0.016291 | 0.016854 | 0.01617 | 0.016588 | 0.017264 | 0.021686 | 0.023026 | 0.026085 | 1.2346
LO3Slow | NR | Fixtures | Residential | Lighting | 8.2216e-05 | 7.6087e-05 | 0.63662 | 20.5429 | Manufactured | WA-Linear Shop_500 to 999 lumens | 1.3699e-08 | 3.4857e-08 | 7.6637e-08 | 1.488e-07 | 2.5951e-07 | 4.1229e-07 | 6.0375e-07 | 8.2335e-07 | 1.0554e-06 | 1.2824e-06 | 1.4887e-06 | 1.6632e-06 | 1.8006e-06 | 1.9008e-06 | 1.9675e-06 | 2.0068e-06 | 2.0251e-06 | 2.0285e-06 | 2.0218e-06 | 2.011e-06 | 4.0381e-05 | 0.020914 | 0.017879 | 0.017055 | 0.013296 | 0.012425 | 0.011593 | 0.0099302 | 0.011742 | 0.014946 | 0.018239 | 0.018944 | 0.020681 | 0 | 0.046822 | 0.036238 | 0.037894 | 0.032602 | 0.031258 | 0.032339 | 0.031027 | 0.031828 | 0.033126 | 0.04161 | 0.044182 | 0.05005 | 1.2346
LO3Slow | NR | Fixtures | Residential | Lighting | 0.00015072 | 0.00013949 | 1.1671 | 20.5429 | Manufactured | WA-Linear Shop_1000 to 1999 lumens | 7.6829e-09 | 1.9549e-08 | 4.298e-08 | 8.3449e-08 | 1.4554e-07 | 2.3123e-07 | 3.386e-07 | 4.6176e-07 | 5.919e-07 | 7.192e-07 | 8.3491e-07 | 9.328e-07 | 1.0099e-06 | 1.066e-06 | 1.1034e-06 | 1.1254e-06 | 1.1357e-06 | 1.1376e-06 | 1.1339e-06 | 1.1278e-06 | 2.2647e-05 | 0.03834 | 0.032776 | 0.031265 | 0.024374 | 0.022778 | 0.021254 | 0.018204 | 0.021526 | 0.027399 | 0.033436 | 0.034728 | 0.037913 | 0 | 0.085836 | 0.066432 | 0.069468 | 0.059768 | 0.057303 | 0.059284 | 0.05688 | 0.058347 | 0.060727 | 0.076281 | 0.080996 | 0.091754 | 1.2346
LO3Slow | NR | Fixtures | Residential | Lighting | 0.00029211 | 0.00027034 | 2.2619 | 20.5429 | Manufactured | WA-Linear Shop_2000 to 3999 lumens | 0 | 0 | 0 | 0 | 0 | 0 | 0 | 0 | 0 | 0 | 0 | 0 | 0 | 0 | 0 | 0 | 0 | 0 | 0 | 0 | 0 | 0.074308 | 0.063524 | 0.060596 | 0.04724 | 0.044147 | 0.041192 | 0.035282 | 0.04172 | 0.053103 | 0.064803 | 0.067307 | 0.07348 | 0 | 0.16636 | 0.12875 | 0.13464 | 0.11584 | 0.11106 | 0.1149 | 0.11024 | 0.11308 | 0.1177 | 0.14784 | 0.15698 | 0.17783 | 1.2346
LO3Slow | NR | Fixtures | Residential | Lighting | 0.00053358 | 0.00049381 | 4.1317 | 20.5429 | Manufactured | WA-Linear Shop_4000 to 7999 lumens | 1.1106e-07 | 2.8259e-07 | 6.2131e-07 | 1.2063e-06 | 2.104e-06 | 3.3426e-06 | 4.8947e-06 | 6.6751e-06 | 8.5564e-06 | 1.0397e-05 | 1.2069e-05 | 1.3484e-05 | 1.4598e-05 | 1.541e-05 | 1.5951e-05 | 1.6269e-05 | 1.6418e-05 | 1.6445e-05 | 1.6392e-05 | 1.6304e-05 | 0.00032738 | 0.13573 | 0.11603 | 0.11068 | 0.08629 | 0.080639 | 0.075242 | 0.064447 | 0.076207 | 0.096999 | 0.11837 | 0.12294 | 0.13422 | 0 | 0.30388 | 0.23518 | 0.24593 | 0.21159 | 0.20287 | 0.20988 | 0.20137 | 0.20656 | 0.21499 | 0.27005 | 0.28674 | 0.32483 | 1.2346
LO3Slow | NR | Fixtures | Residential | Lighting | 0.00021426 | 0.00020326 | 1.7136 | -52.1552 | Manufactured | WA-Track_0 to 249 lumens | 4.1479e-09 | 1.0554e-08 | 2.3204e-08 | 4.5052e-08 | 7.8576e-08 | 1.2483e-07 | 1.828e-07 | 2.4929e-07 | 3.1955e-07 | 3.8828e-07 | 4.5075e-07 | 5.036e-07 | 5.452e-07 | 5.7552e-07 | 5.9572e-07 | 6.0761e-07 | 6.1315e-07 | 6.1417e-07 | 6.1217e-07 | 6.0889e-07 | 1.2227e-05 | 0.056276 | 0.049013 | 0.047306 | 0.036794 | 0.036217 | 0.034405 | 0.029598 | 0.035027 | 0.044107 | 0.052524 | 0.052811 | 0.054523 | 0 | 0.11172 | 0.08735 | 0.095246 | 0.082612 | 0.087151 | 0.094937 | 0.09229 | 0.094775 | 0.095627 | 0.11339 | 0.11345 | 0.11644 | 5.0418
LO3Slow | NR | Fixtures | Residential | Lighting | 0.00041973 | 0.00039818 | 3.3569 | -52.1552 | Manufactured | WA-Track_250 to 499 lumens | 3.7834e-07 | 9.6264e-07 | 2.1165e-06 | 4.1093e-06 | 7.167e-06 | 1.1386e-05 | 1.6674e-05 | 2.2739e-05 | 2.9147e-05 | 3.5416e-05 | 4.1114e-05 | 4.5934e-05 | 4.9729e-05 | 5.2495e-05 | 5.4337e-05 | 5.5421e-05 | 5.5927e-05 | 5.602e-05 | 5.5838e-05 | 5.5538e-05 | 0.0011152 | 0.11024 | 0.096016 | 0.092672 | 0.072079 | 0.070948 | 0.067399 | 0.057983 | 0.068618 | 0.086405 | 0.10289 | 0.10346 | 0.10681 | 0 | 0.21885 | 0.17112 | 0.18659 | 0.16184 | 0.17073 | 0.18598 | 0.1808 | 0.18566 | 0.18733 | 0.22212 | 0.22225 | 0.22811 | 5.0418
LO3Slow | NR | Fixtures | Residential | Lighting | 0.00080537 | 0.00076401 | 6.4411 | -52.1552 | Manufactured | WA-Track_500 to 999 lumens | 6.0236e-06 | 1.5327e-05 | 3.3697e-05 | 6.5426e-05 | 0.00011411 | 0.00018129 | 0.00026547 | 0.00036203 | 0.00046406 | 0.00056387 | 0.00065458 | 0.00073133 | 0.00079174 | 0.00083578 | 0.00086512 | 0.00088237 | 0.00089042 | 0.00089191 | 0.00088901 | 0.00088424 | 0.017756 | 0.21153 | 0.18423 | 0.17782 | 0.1383 | 0.13613 | 0.12932 | 0.11125 | 0.13166 | 0.16579 | 0.19743 | 0.19851 | 0.20494 | 0 | 0.41992 | 0.32833 | 0.35801 | 0.31052 | 0.32758 | 0.35685 | 0.3469 | 0.35624 | 0.35945 | 0.42619 | 0.42644 | 0.43769 | 5.0418
LO3Slow | NR | Fixtures | Residential | Lighting | 0.0014764 | 0.0014006 | 11.808 | -52.1552 | Manufactured | WA-Track_1000 to 1999 lumens | 8.7525e-06 | 2.227e-05 | 4.8963e-05 | 9.5066e-05 | 0.0001658 | 0.00026341 | 0.00038573 | 0.00052604 | 0.0006743 | 0.00081933 | 0.00095114 | 0.0010627 | 0.0011504 | 0.0012144 | 0.001257 | 0.0012821 | 0.0012938 | 0.001296 | 0.0012918 | 0.0012848 | 0.0258 | 0.38779 | 0.33774 | 0.32598 | 0.25354 | 0.24956 | 0.23708 | 0.20396 | 0.24137 | 0.30393 | 0.36193 | 0.36391 | 0.37571 | 0 | 0.76981 | 0.60191 | 0.65632 | 0.56926 | 0.60054 | 0.65419 | 0.63595 | 0.65307 | 0.65895 | 0.78131 | 0.78177 | 0.80238 | 5.0418
LO3Slow | NR | Fixtures | Residential | Lighting | 0.0028615 | 0.0027146 | 22.8853 | -52.1552 | Manufactured | WA-Track_2000 to 3999 lumens | 1.3978e-05 | 3.5566e-05 | 7.8196e-05 | 0.00015182 | 0.00026479 | 0.00042068 | 0.00061603 | 0.0008401 | 0.0010769 | 0.0013085 | 0.001519 | 0.0016971 | 0.0018373 | 0.0019395 | 0.0020075 | 0.0020476 | 0.0020663 | 0.0020697 | 0.002063 | 0.0020519 | 0.041203 | 0.75158 | 0.65458 | 0.63178 | 0.49139 | 0.48368 | 0.45948 | 0.39529 | 0.4678 | 0.58906 | 0.70147 | 0.7053 | 0.72817 | 0 | 1.492 | 1.1666 | 1.272 | 1.1033 | 1.1639 | 1.2679 | 1.2326 | 1.2657 | 1.2771 | 1.5143 | 1.5152 | 1.5551 | 5.0418
LO3Slow | NR | Fixtures | Residential | Lighting | 0.0052269 | 0.0049585 | 41.8027 | -52.1552 | Manufactured | WA-Track_4000 to 7999 lumens | 5.6233e-06 | 1.4308e-05 | 3.1458e-05 | 6.1078e-05 | 0.00010653 | 0.00016924 | 0.00024783 | 0.00033797 | 0.00043322 | 0.0005264 | 0.00061109 | 0.00068274 | 0.00073913 | 0.00078024 | 0.00080763 | 0.00082374 | 0.00083126 | 0.00083265 | 0.00082993 | 0.00082548 | 0.016576 | 1.3729 | 1.1957 | 1.154 | 0.89758 | 0.8835 | 0.8393 | 0.72205 | 0.85449 | 1.076 | 1.2813 | 1.2883 | 1.3301 | 0 | 2.7253 | 2.1309 | 2.3235 | 2.0153 | 2.126 | 2.316 | 2.2514 | 2.312 | 2.3328 | 2.766 | 2.7676 | 2.8406 | 5.0418
LO12Med | NR | Lamps | Residential | Lighting | 0.0023671 | 0.0023694 | 17.2202 | -51.6052 | Single Family | ID/MT/OR_Reflectors and Outdoor_1490 to 2600 lumens | 0.03487 | 0.069556 | 0.10402 | 0.1382 | 0.17201 | 0.20194 | 0.22525 | 0.24326 | 0.25707 | 0.2676 | 0.27561 | 0.28171 | 0.28637 | 0.28994 | 0.29268 | 0.29477 | 0.29388 | 0.29306 | 0.2923 | 0.29157 | 3.5097 | 0.60633 | 0.52629 | 0.47853 | 0.34938 | 0.3343 | 0.31731 | 0.26361 | 0.31264 | 0.40925 | 0.53176 | 0.56317 | 0.60016 | 0 | 1.2472 | 0.95714 | 0.97301 | 0.83365 | 0.82663 | 0.86137 | 0.84625 | 0.87341 | 0.92137 | 1.1073 | 1.19 | 1.2901 | 3.3802
LO12Med | NR | Lamps | Residential | Lighting | 7.7004e-05 | 7.8448e-05 | 0.56761 | -116.0136 | Single Family | ID/MT/OR_Reflectors and Outdoor_250 to 1049 lumens | 0.004541 | 0.0090579 | 0.013546 | 0.017997 | 0.0224 | 0.026297 | 0.029333 | 0.031678 | 0.033476 | 0.034848 | 0.035891 | 0.036685 | 0.037292 | 0.037758 | 0.038115 | 0.038387 | 0.03827 | 0.038164 | 0.038065 | 0.03797 | 0.45706 | 0.020066 | 0.017601 | 0.01607 | 0.011683 | 0.011534 | 0.011064 | 0.0092151 | 0.010934 | 0.014224 | 0.018247 | 0.019007 | 0.019652 | 0 | 0.038395 | 0.029598 | 0.030705 | 0.026419 | 0.027772 | 0.029839 | 0.029548 | 0.030516 | 0.03163 | 0.036719 | 0.038192 | 0.038981 | 3.5348
LO12Med | NR | Lamps | Residential | Lighting | 3.9173e-05 | 3.9742e-05 | 0.28785 | -68.8263 | Single Family | ID/MT/OR_Reflectors and Outdoor_1050 to 1489 lumens | 0.00035097 | 0.00070008 | 0.001047 | 0.001391 | 0.0017313 | 0.0020325 | 0.0022671 | 0.0024484 | 0.0025874 | 0.0026934 | 0.002774 | 0.0028354 | 0.0028823 | 0.0029183 | 0.0029458 | 0.0029669 | 0.0029579 | 0.0029497 | 0.002942 | 0.0029346 | 0.035326 | 0.010166 | 0.0088957 | 0.0081141 | 0.0059049 | 0.0057874 | 0.0055386 | 0.0046103 | 0.0054698 | 0.0071256 | 0.0091677 | 0.0095859 | 0.0099818 | 0 | 0.019797 | 0.015244 | 0.015735 | 0.013525 | 0.014021 | 0.014959 | 0.014787 | 0.015269 | 0.01589 | 0.018595 | 0.019492 | 0.020193 | 1.6161
LO12Med | NR | Lamps | Residential | Lighting | 0.00010157 | 9.6452e-05 | 0.8134 | -55.5162 | Single Family | ID/MT/OR_Globe_250 to 1049 lumens | 0.0011137 | 0.0022214 | 0.0033221 | 0.0044137 | 0.0054935 | 0.0064493 | 0.0071939 | 0.007769 | 0.00821 | 0.0085463 | 0.0088022 | 0.008997 | 0.0091459 | 0.00926 | 0.0093475 | 0.0094143 | 0.0093857 | 0.0093596 | 0.0093354 | 0.009312 | 0.11209 | 0.026713 | 0.023283 | 0.022483 | 0.017485 | 0.017246 | 0.016395 | 0.014107 | 0.016695 | 0.021014 | 0.025 | 0.025104 | 0.025858 | 0 | 0.052745 | 0.041261 | 0.045077 | 0.039112 | 0.041428 | 0.045221 | 0.043982 | 0.045168 | 0.04552 | 0.053849 | 0.053744 | 0.05491 | 1.6103
LO12Med | NR | Lamps | Residential | Lighting | 0.00042815 | 0.00043476 | 3.1483 | -11.2775 | Single Family | ID/MT/OR_General Purpose and Three-Way_1490 to 2600 lumens | 0.045193 | 0.090147 | 0.13481 | 0.17911 | 0.22293 | 0.26172 | 0.29193 | 0.31527 | 0.33317 | 0.34681 | 0.35719 | 0.3651 | 0.37114 | 0.37577 | 0.37932 | 0.38204 | 0.38087 | 0.37981 | 0.37883 | 0.37788 | 4.5487 | 0.11121 | 0.097365 | 0.088829 | 0.064631 | 0.063445 | 0.06075 | 0.050574 | 0.060004 | 0.078144 | 0.10047 | 0.10497 | 0.10913 | 0 | 0.21573 | 0.16616 | 0.1717 | 0.14762 | 0.1535 | 0.16403 | 0.1622 | 0.16749 | 0.17415 | 0.20344 | 0.21289 | 0.21983 | 1.7667
LO12Med | NR | Lamps | Residential | Lighting | 8.289e-05 | 7.8627e-05 | 0.66286 | -26.8283 | Single Family | ID/MT/OR_Decorative and Mini-Base_250 to 1049 lumens | 0.0012092 | 0.0024119 | 0.003607 | 0.0047922 | 0.0059646 | 0.0070024 | 0.0078107 | 0.0084352 | 0.008914 | 0.0092791 | 0.0095569 | 0.0097685 | 0.0099301 | 0.010054 | 0.010149 | 0.010222 | 0.01019 | 0.010162 | 0.010136 | 0.01011 | 0.1217 | 0.021769 | 0.018958 | 0.018297 | 0.014232 | 0.014006 | 0.013305 | 0.011446 | 0.013545 | 0.017057 | 0.020313 | 0.020426 | 0.021092 | 0 | 0.043232 | 0.033802 | 0.036852 | 0.031963 | 0.033708 | 0.036714 | 0.035689 | 0.03665 | 0.036983 | 0.043858 | 0.043893 | 0.045066 | 1.3146
LO12Med | NR | Lamps | Residential | Lighting | 0.0011984 | 0.0012191 | 8.8242 | -20.7036 | Single Family | ID/MT/OR_General Purpose and Three-Way_1050 to 1489 lumens | 0.06643 | 0.13251 | 0.19817 | 0.26328 | 0.32769 | 0.3847 | 0.42911 | 0.46342 | 0.48973 | 0.50979 | 0.52505 | 0.53667 | 0.54555 | 0.55236 | 0.55758 | 0.56157 | 0.55986 | 0.5583 | 0.55685 | 0.55546 | 6.6863 | 0.31185 | 0.27332 | 0.24947 | 0.18143 | 0.17868 | 0.17127 | 0.14262 | 0.16922 | 0.22024 | 0.2828 | 0.29495 | 0.30568 | 0 | 0.60021 | 0.46251 | 0.479 | 0.41201 | 0.43111 | 0.46213 | 0.45735 | 0.47231 | 0.49019 | 0.57057 | 0.595 | 0.61031 | 2.5292
LO12Med | NR | Lamps | Residential | Lighting | 0.00051674 | 0.00052472 | 3.7997 | 13.0239 | Single Family | WA_General Purpose and Three-Way_1490 to 2600 lumens | 0.061507 | 0.12269 | 0.18348 | 0.24377 | 0.30341 | 0.3562 | 0.39732 | 0.42908 | 0.45344 | 0.47201 | 0.48614 | 0.4969 | 0.50512 | 0.51143 | 0.51626 | 0.51995 | 0.51837 | 0.51693 | 0.51559 | 0.5143 | 6.1908 | 0.13423 | 0.11751 | 0.10721 | 0.078004 | 0.076574 | 0.073321 | 0.06104 | 0.072421 | 0.094314 | 0.12126 | 0.12669 | 0.13172 | 0 | 0.26038 | 0.20054 | 0.20723 | 0.17816 | 0.18526 | 0.19797 | 0.19576 | 0.20215 | 0.21018 | 0.24553 | 0.25694 | 0.26532 | 1.5637
LO12Med | NR | Lamps | Residential | Lighting | 4.9341e-05 | 5.0253e-05 | 0.36363 | -66.1381 | Single Family | ID/MT/OR_General Purpose and Three-Way_250 to 1049 lumens | 0.0046313 | 0.0092382 | 0.013816 | 0.018355 | 0.022846 | 0.026821 | 0.029917 | 0.032309 | 0.034143 | 0.035541 | 0.036605 | 0.037415 | 0.038035 | 0.038509 | 0.038873 | 0.039151 | 0.039032 | 0.038923 | 0.038823 | 0.038725 | 0.46615 | 0.012854 | 0.011273 | 0.010292 | 0.007483 | 0.0073837 | 0.0070822 | 0.0058983 | 0.0069986 | 0.0091052 | 0.011683 | 0.012172 | 0.012591 | 0 | 0.024625 | 0.018981 | 0.019684 | 0.016936 | 0.017786 | 0.019102 | 0.018913 | 0.019532 | 0.02025 | 0.023521 | 0.024478 | 0.025008 | 2.1441
LO12Med | NR | Lamps | Residential | Lighting | 0.00071813 | 0.00073059 | 5.288 | 13.033 | Single Family | WA_General Purpose and Three-Way_1050 to 1489 lumens | 0.044891 | 0.089545 | 0.13391 | 0.17791 | 0.22144 | 0.25997 | 0.28998 | 0.31316 | 0.33094 | 0.3445 | 0.35481 | 0.36266 | 0.36866 | 0.37326 | 0.37679 | 0.37948 | 0.37833 | 0.37728 | 0.3763 | 0.37536 | 4.5184 | 0.18688 | 0.16379 | 0.1495 | 0.10872 | 0.10708 | 0.10264 | 0.085467 | 0.10141 | 0.13198 | 0.16947 | 0.17675 | 0.18318 | 0 | 0.35968 | 0.27717 | 0.28705 | 0.2469 | 0.25835 | 0.27694 | 0.27407 | 0.28304 | 0.29375 | 0.34192 | 0.35656 | 0.36574 | 1.5641
LO12Med | NR | Lamps | Residential | Lighting | 0.0013946 | 0.0013959 | 10.1451 | 58.3707 | Single Family | WA_Reflectors and Outdoor_1490 to 2600 lumens | 0.023166 | 0.046209 | 0.069106 | 0.091812 | 0.11427 | 0.13416 | 0.14964 | 0.16161 | 0.17078 | 0.17778 | 0.1831 | 0.18715 | 0.19025 | 0.19262 | 0.19444 | 0.19583 | 0.19524 | 0.19469 | 0.19419 | 0.1937 | 2.3317 | 0.35722 | 0.31006 | 0.28192 | 0.20583 | 0.19695 | 0.18694 | 0.15531 | 0.18419 | 0.2411 | 0.31328 | 0.33178 | 0.35358 | 0 | 0.73477 | 0.56389 | 0.57324 | 0.49114 | 0.487 | 0.50747 | 0.49856 | 0.51456 | 0.54282 | 0.65233 | 0.70109 | 0.76008 | 0.69529
LO12Med | NR | Lamps | Residential | Lighting | 7.5478e-05 | 7.6872e-05 | 0.55625 | 18.0316 | Single Family | WA_General Purpose and Three-Way_250 to 1049 lumens | 0.007989 | 0.015936 | 0.023832 | 0.031663 | 0.039409 | 0.046265 | 0.051606 | 0.055732 | 0.058896 | 0.061308 | 0.063144 | 0.064541 | 0.065609 | 0.066428 | 0.067056 | 0.067535 | 0.06733 | 0.067143 | 0.066969 | 0.066801 | 0.80411 | 0.019663 | 0.017245 | 0.015744 | 0.011447 | 0.011295 | 0.010834 | 0.0090227 | 0.010706 | 0.013928 | 0.017871 | 0.01862 | 0.019261 | 0 | 0.037668 | 0.029036 | 0.030111 | 0.025907 | 0.027208 | 0.02922 | 0.028931 | 0.029879 | 0.030977 | 0.035981 | 0.037444 | 0.038254 | 1.3754
LO12Med | NR | Lamps | Residential | Lighting | 5.4558e-05 | 5.5349e-05 | 0.4009 | 45.2056 | Single Family | WA_Reflectors and Outdoor_1050 to 1489 lumens | 0.0005512 | 0.0010995 | 0.0016443 | 0.0021846 | 0.002719 | 0.0031921 | 0.0035606 | 0.0038453 | 0.0040635 | 0.00423 | 0.0043566 | 0.004453 | 0.0045267 | 0.0045832 | 0.0046265 | 0.0046596 | 0.0046454 | 0.0046325 | 0.0046205 | 0.0046089 | 0.05548 | 0.014159 | 0.012389 | 0.011301 | 0.008224 | 0.0080604 | 0.0077138 | 0.0064209 | 0.0076179 | 0.009924 | 0.012768 | 0.013351 | 0.013902 | 0 | 0.027571 | 0.021231 | 0.021915 | 0.018837 | 0.019528 | 0.020834 | 0.020594 | 0.021265 | 0.02213 | 0.025897 | 0.027147 | 0.028123 | 0.82964
LO12Med | NR | Lamps | Residential | Lighting | 9.8713e-05 | 9.3636e-05 | 0.78939 | -16.4391 | Single Family | WA_Decorative and Mini-Base_250 to 1049 lumens | 0.0016238 | 0.003239 | 0.0048439 | 0.0064355 | 0.00801 | 0.0094036 | 0.010489 | 0.011328 | 0.011971 | 0.012461 | 0.012834 | 0.013118 | 0.013335 | 0.013502 | 0.013629 | 0.013727 | 0.013685 | 0.013647 | 0.013612 | 0.013578 | 0.16344 | 0.025925 | 0.022577 | 0.02179 | 0.016948 | 0.01668 | 0.015844 | 0.013631 | 0.016131 | 0.020313 | 0.024191 | 0.024326 | 0.025119 | 0 | 0.051484 | 0.040254 | 0.043887 | 0.038064 | 0.040143 | 0.043723 | 0.042502 | 0.043646 | 0.044043 | 0.052231 | 0.052271 | 0.053668 | 10.3926
LO12Med | NR | Lamps | Residential | Lighting | 5.5221e-05 | 5.6257e-05 | 0.40705 | -16.6619 | Single Family | WA_Reflectors and Outdoor_250 to 1049 lumens | 0.0036721 | 0.0073249 | 0.010954 | 0.014554 | 0.018114 | 0.021266 | 0.023721 | 0.025617 | 0.027071 | 0.02818 | 0.029024 | 0.029666 | 0.030157 | 0.030533 | 0.030822 | 0.031042 | 0.030948 | 0.030862 | 0.030782 | 0.030705 | 0.36961 | 0.01439 | 0.012622 | 0.011524 | 0.0083783 | 0.008271 | 0.0079345 | 0.0066084 | 0.0078412 | 0.0102 | 0.013086 | 0.01363 | 0.014093 | 0 | 0.027534 | 0.021226 | 0.022019 | 0.018946 | 0.019916 | 0.021399 | 0.021189 | 0.021884 | 0.022682 | 0.026332 | 0.027389 | 0.027954 | 8.5469
LO12Med | NR | Lamps | Residential | Lighting | 8.6329e-05 | 8.1982e-05 | 0.69138 | -16.0461 | Single Family | WA_Globe_250 to 1049 lumens | 0.0010674 | 0.0021292 | 0.0031842 | 0.0042305 | 0.0052655 | 0.0061816 | 0.0068952 | 0.0074465 | 0.0078692 | 0.0081916 | 0.0084368 | 0.0086235 | 0.0087662 | 0.0088756 | 0.0089595 | 0.0090235 | 0.0089961 | 0.0089711 | 0.0089478 | 0.0089254 | 0.10744 | 0.022705 | 0.01979 | 0.01911 | 0.014862 | 0.014659 | 0.013935 | 0.01199 | 0.01419 | 0.017861 | 0.02125 | 0.021338 | 0.021979 | 0 | 0.044832 | 0.035071 | 0.038315 | 0.033245 | 0.035213 | 0.038437 | 0.037384 | 0.038392 | 0.038691 | 0.045771 | 0.045682 | 0.046673 | 9.7139
LO12Med | NR | Lamps | Residential | Lighting | 0.0023671 | 0.0023694 | 17.2202 | -51.6052 | Multifamily - Low Rise | ID/MT/OR_Reflectors and Outdoor_1490 to 2600 lumens | 0.0025954 | 0.0051771 | 0.0077423 | 0.010286 | 0.012803 | 0.01503 | 0.016766 | 0.018106 | 0.019134 | 0.019917 | 0.020514 | 0.020968 | 0.021315 | 0.021581 | 0.021785 | 0.02194 | 0.021874 | 0.021813 | 0.021756 | 0.021702 | 0.26123 | 0.60633 | 0.52629 | 0.47853 | 0.34938 | 0.3343 | 0.31731 | 0.26361 | 0.31264 | 0.40925 | 0.53176 | 0.56317 | 0.60016 | 0 | 1.2472 | 0.95714 | 0.97301 | 0.83365 | 0.82663 | 0.86137 | 0.84625 | 0.87341 | 0.92137 | 1.1073 | 1.19 | 1.2901 | 3.3802
LO12Med | NR | Lamps | Residential | Lighting | 7.7004e-05 | 7.8448e-05 | 0.56761 | -116.0136 | Multifamily - Low Rise | ID/MT/OR_Reflectors and Outdoor_250 to 1049 lumens | 0.00033799 | 0.00067419 | 0.0010082 | 0.0013395 | 0.0016673 | 0.0019573 | 0.0021833 | 0.0023579 | 0.0024917 | 0.0025938 | 0.0026714 | 0.0027305 | 0.0027757 | 0.0028104 | 0.0028369 | 0.0028572 | 0.0028485 | 0.0028406 | 0.0028332 | 0.0028261 | 0.034019 | 0.020066 | 0.017601 | 0.01607 | 0.011683 | 0.011534 | 0.011064 | 0.0092151 | 0.010934 | 0.014224 | 0.018247 | 0.019007 | 0.019652 | 0 | 0.038395 | 0.029598 | 0.030705 | 0.026419 | 0.027772 | 0.029839 | 0.029548 | 0.030516 | 0.03163 | 0.036719 | 0.038192 | 0.038981 | 3.5348
LO12Med | NR | Lamps | Residential | Lighting | 3.9173e-05 | 3.9742e-05 | 0.28785 | -68.8263 | Multifamily - Low Rise | ID/MT/OR_Reflectors and Outdoor_1050 to 1489 lumens | 2.6123e-05 | 5.2108e-05 | 7.7927e-05 | 0.00010353 | 0.00012886 | 0.00015128 | 0.00016875 | 0.00018224 | 0.00019258 | 0.00020047 | 0.00020647 | 0.00021104 | 0.00021453 | 0.00021721 | 0.00021926 | 0.00022083 | 0.00022016 | 0.00021955 | 0.00021898 | 0.00021843 | 0.0026293 | 0.010166 | 0.0088957 | 0.0081141 | 0.0059049 | 0.0057874 | 0.0055386 | 0.0046103 | 0.0054698 | 0.0071256 | 0.0091677 | 0.0095859 | 0.0099818 | 0 | 0.019797 | 0.015244 | 0.015735 | 0.013525 | 0.014021 | 0.014959 | 0.014787 | 0.015269 | 0.01589 | 0.018595 | 0.019492 | 0.020193 | 1.6161
LO12Med | NR | Lamps | Residential | Lighting | 0.00010157 | 9.6452e-05 | 0.8134 | -55.5162 | Multifamily - Low Rise | ID/MT/OR_Globe_250 to 1049 lumens | 8.2891e-05 | 0.00016534 | 0.00024727 | 0.00032852 | 0.00040889 | 0.00048003 | 0.00053545 | 0.00057826 | 0.00061108 | 0.00063611 | 0.00065516 | 0.00066966 | 0.00068074 | 0.00068923 | 0.00069575 | 0.00070072 | 0.00069859 | 0.00069665 | 0.00069484 | 0.0006931 | 0.0083432 | 0.026713 | 0.023283 | 0.022483 | 0.017485 | 0.017246 | 0.016395 | 0.014107 | 0.016695 | 0.021014 | 0.025 | 0.025104 | 0.025858 | 0 | 0.052745 | 0.041261 | 0.045077 | 0.039112 | 0.041428 | 0.045221 | 0.043982 | 0.045168 | 0.04552 | 0.053849 | 0.053744 | 0.05491 | 1.6103
LO12Med | NR | Lamps | Residential | Lighting | 0.00042815 | 0.00043476 | 3.1483 | -11.2775 | Multifamily - Low Rise | ID/MT/OR_General Purpose and Three-Way_1490 to 2600 lumens | 0.0033637 | 0.0067097 | 0.010034 | 0.013331 | 0.016593 | 0.01948 | 0.021729 | 0.023466 | 0.024798 | 0.025814 | 0.026586 | 0.027175 | 0.027625 | 0.027969 | 0.028234 | 0.028435 | 0.028349 | 0.02827 | 0.028197 | 0.028126 | 0.33857 | 0.11121 | 0.097365 | 0.088829 | 0.064631 | 0.063445 | 0.06075 | 0.050574 | 0.060004 | 0.078144 | 0.10047 | 0.10497 | 0.10913 | 0 | 0.21573 | 0.16616 | 0.1717 | 0.14762 | 0.1535 | 0.16403 | 0.1622 | 0.16749 | 0.17415 | 0.20344 | 0.21289 | 0.21983 | 1.7667
LO12Med | NR | Lamps | Residential | Lighting | 8.289e-05 | 7.8627e-05 | 0.66286 | -26.8283 | Multifamily - Low Rise | ID/MT/OR_Decorative and Mini-Base_250 to 1049 lumens | 8.9999e-05 | 0.00017952 | 0.00026847 | 0.00035669 | 0.00044395 | 0.00052119 | 0.00058136 | 0.00062784 | 0.00066348 | 0.00069066 | 0.00071133 | 0.00072708 | 0.00073911 | 0.00074833 | 0.00075541 | 0.00076081 | 0.00075849 | 0.00075638 | 0.00075442 | 0.00075253 | 0.0090586 | 0.021769 | 0.018958 | 0.018297 | 0.014232 | 0.014006 | 0.013305 | 0.011446 | 0.013545 | 0.017057 | 0.020313 | 0.020426 | 0.021092 | 0 | 0.043232 | 0.033802 | 0.036852 | 0.031963 | 0.033708 | 0.036714 | 0.035689 | 0.03665 | 0.036983 | 0.043858 | 0.043893 | 0.045066 | 1.3146
LO12Med | NR | Lamps | Residential | Lighting | 0.0011984 | 0.0012191 | 8.8242 | -20.7036 | Multifamily - Low Rise | ID/MT/OR_General Purpose and Three-Way_1050 to 1489 lumens | 0.0049445 | 0.0098628 | 0.01475 | 0.019596 | 0.02439 | 0.028634 | 0.03194 | 0.034493 | 0.036451 | 0.037944 | 0.03908 | 0.039945 | 0.040606 | 0.041113 | 0.041501 | 0.041798 | 0.041671 | 0.041555 | 0.041447 | 0.041344 | 0.49767 | 0.31185 | 0.27332 | 0.24947 | 0.18143 | 0.17868 | 0.17127 | 0.14262 | 0.16922 | 0.22024 | 0.2828 | 0.29495 | 0.30568 | 0 | 0.60021 | 0.46251 | 0.479 | 0.41201 | 0.43111 | 0.46213 | 0.45735 | 0.47231 | 0.49019 | 0.57057 | 0.595 | 0.61031 | 2.5292
LO12Med | NR | Lamps | Residential | Lighting | 0.00051674 | 0.00052472 | 3.7997 | 13.0238 | Multifamily - Low Rise | WA_General Purpose and Three-Way_1490 to 2600 lumens | 0.0045781 | 0.0091319 | 0.013657 | 0.018144 | 0.022583 | 0.026512 | 0.029573 | 0.031937 | 0.03375 | 0.035132 | 0.036184 | 0.036985 | 0.037597 | 0.038066 | 0.038426 | 0.038701 | 0.038583 | 0.038476 | 0.038376 | 0.03828 | 0.46079 | 0.13423 | 0.11751 | 0.10721 | 0.078004 | 0.076574 | 0.073321 | 0.06104 | 0.072421 | 0.094314 | 0.12126 | 0.12669 | 0.13172 | 0 | 0.26038 | 0.20054 | 0.20723 | 0.17816 | 0.18526 | 0.19797 | 0.19576 | 0.20215 | 0.21018 | 0.24553 | 0.25694 | 0.26532 | 1.5637
LO12Med | NR | Lamps | Residential | Lighting | 4.9341e-05 | 5.0253e-05 | 0.36363 | -66.1381 | Multifamily - Low Rise | ID/MT/OR_General Purpose and Three-Way_250 to 1049 lumens | 0.00034472 | 0.00068761 | 0.0010283 | 0.0013662 | 0.0017004 | 0.0019963 | 0.0022267 | 0.0024048 | 0.0025413 | 0.0026454 | 0.0027246 | 0.0027849 | 0.002831 | 0.0028663 | 0.0028934 | 0.0029141 | 0.0029052 | 0.0028971 | 0.0028896 | 0.0028824 | 0.034696 | 0.012854 | 0.011273 | 0.010292 | 0.007483 | 0.0073837 | 0.0070822 | 0.0058983 | 0.0069986 | 0.0091052 | 0.011683 | 0.012172 | 0.012591 | 0 | 0.024625 | 0.018981 | 0.019684 | 0.016936 | 0.017786 | 0.019102 | 0.018913 | 0.019532 | 0.02025 | 0.023521 | 0.024478 | 0.025008 | 2.1441
LO12Med | NR | Lamps | Residential | Lighting | 0.00071813 | 0.00073059 | 5.288 | 13.0331 | Multifamily - Low Rise | WA_General Purpose and Three-Way_1050 to 1489 lumens | 0.0033413 | 0.0066649 | 0.0099673 | 0.013242 | 0.016482 | 0.01935 | 0.021584 | 0.023309 | 0.024632 | 0.025641 | 0.026409 | 0.026993 | 0.02744 | 0.027782 | 0.028045 | 0.028246 | 0.02816 | 0.028081 | 0.028009 | 0.027938 | 0.33631 | 0.18688 | 0.16379 | 0.1495 | 0.10872 | 0.10708 | 0.10264 | 0.085467 | 0.10141 | 0.13198 | 0.16947 | 0.17675 | 0.18318 | 0 | 0.35968 | 0.27717 | 0.28705 | 0.2469 | 0.25835 | 0.27694 | 0.27407 | 0.28304 | 0.29375 | 0.34192 | 0.35656 | 0.36574 | 1.5641
LO12Med | NR | Lamps | Residential | Lighting | 0.0013946 | 0.0013959 | 10.1451 | 58.3707 | Multifamily - Low Rise | WA_Reflectors and Outdoor_1490 to 2600 lumens | 0.0017243 | 0.0034394 | 0.0051436 | 0.0068337 | 0.0085056 | 0.0099854 | 0.011138 | 0.012029 | 0.012711 | 0.013232 | 0.013628 | 0.01393 | 0.01416 | 0.014337 | 0.014473 | 0.014576 | 0.014532 | 0.014491 | 0.014454 | 0.014418 | 0.17355 | 0.35722 | 0.31006 | 0.28192 | 0.20583 | 0.19695 | 0.18694 | 0.15531 | 0.18419 | 0.2411 | 0.31328 | 0.33178 | 0.35358 | 0 | 0.73477 | 0.56389 | 0.57324 | 0.49114 | 0.487 | 0.50747 | 0.49856 | 0.51456 | 0.54282 | 0.65233 | 0.70109 | 0.76008 | 0.69529
LO12Med | NR | Lamps | Residential | Lighting | 7.5478e-05 | 7.6872e-05 | 0.55625 | 18.0316 | Multifamily - Low Rise | WA_General Purpose and Three-Way_250 to 1049 lumens | 0.00059463 | 0.0011861 | 0.0017738 | 0.0023567 | 0.0029332 | 0.0034436 | 0.0038411 | 0.0041482 | 0.0043837 | 0.0045633 | 0.0046999 | 0.0048039 | 0.0048834 | 0.0049443 | 0.0049911 | 0.0050267 | 0.0050114 | 0.0049975 | 0.0049846 | 0.0049721 | 0.059851 | 0.019663 | 0.017245 | 0.015744 | 0.011447 | 0.011295 | 0.010834 | 0.0090227 | 0.010706 | 0.013928 | 0.017871 | 0.01862 | 0.019261 | 0 | 0.037668 | 0.029036 | 0.030111 | 0.025907 | 0.027208 | 0.02922 | 0.028931 | 0.029879 | 0.030977 | 0.035981 | 0.037444 | 0.038254 | 1.3754
LO12Med | NR | Lamps | Residential | Lighting | 5.4558e-05 | 5.5349e-05 | 0.4009 | 45.2056 | Multifamily - Low Rise | WA_Reflectors and Outdoor_1050 to 1489 lumens | 4.1027e-05 | 8.1837e-05 | 0.00012239 | 0.0001626 | 0.00020238 | 0.00023759 | 0.00026502 | 0.00028621 | 0.00030245 | 0.00031484 | 0.00032427 | 0.00033145 | 0.00033693 | 0.00034113 | 0.00034436 | 0.00034682 | 0.00034576 | 0.0003448 | 0.00034391 | 0.00034305 | 0.0041294 | 0.014159 | 0.012389 | 0.011301 | 0.008224 | 0.0080604 | 0.0077138 | 0.0064209 | 0.0076179 | 0.009924 | 0.012768 | 0.013351 | 0.013902 | 0 | 0.027571 | 0.021231 | 0.021915 | 0.018837 | 0.019528 | 0.020834 | 0.020594 | 0.021265 | 0.02213 | 0.025897 | 0.027147 | 0.028123 | 0.82964
LO12Med | NR | Lamps | Residential | Lighting | 9.8713e-05 | 9.3636e-05 | 0.78939 | -16.4391 | Multifamily - Low Rise | WA_Decorative and Mini-Base_250 to 1049 lumens | 0.00012086 | 0.00024108 | 0.00036054 | 0.00047901 | 0.00059619 | 0.00069992 | 0.00078072 | 0.00084315 | 0.000891 | 0.0009275 | 0.00095527 | 0.00097641 | 0.00099257 | 0.001005 | 0.0010145 | 0.0010217 | 0.0010186 | 0.0010158 | 0.0010131 | 0.0010106 | 0.012165 | 0.025925 | 0.022577 | 0.02179 | 0.016948 | 0.01668 | 0.015844 | 0.013631 | 0.016131 | 0.020313 | 0.024191 | 0.024326 | 0.025119 | 0 | 0.051484 | 0.040254 | 0.043887 | 0.038064 | 0.040143 | 0.043723 | 0.042502 | 0.043646 | 0.044043 | 0.052231 | 0.052271 | 0.053668 | 10.3926
LO12Med | NR | Lamps | Residential | Lighting | 5.5221e-05 | 5.6257e-05 | 0.40705 | -16.6619 | Multifamily - Low Rise | WA_Reflectors and Outdoor_250 to 1049 lumens | 0.00027332 | 0.0005452 | 0.00081534 | 0.0010832 | 0.0013483 | 0.0015828 | 0.0017656 | 0.0019067 | 0.002015 | 0.0020975 | 0.0021603 | 0.0022081 | 0.0022446 | 0.0022726 | 0.0022941 | 0.0023105 | 0.0023035 | 0.0022971 | 0.0022911 | 0.0022854 | 0.02751 | 0.01439 | 0.012622 | 0.011524 | 0.0083783 | 0.008271 | 0.0079345 | 0.0066084 | 0.0078412 | 0.0102 | 0.013086 | 0.01363 | 0.014093 | 0 | 0.027534 | 0.021226 | 0.022019 | 0.018946 | 0.019916 | 0.021399 | 0.021189 | 0.021884 | 0.022682 | 0.026332 | 0.027389 | 0.027954 | 8.5469
LO12Med | NR | Lamps | Residential | Lighting | 8.6329e-05 | 8.1982e-05 | 0.69138 | -16.0461 | Multifamily - Low Rise | WA_Globe_250 to 1049 lumens | 7.945e-05 | 0.00015848 | 0.00023701 | 0.00031488 | 0.00039192 | 0.00046011 | 0.00051322 | 0.00055426 | 0.00058572 | 0.00060971 | 0.00062796 | 0.00064186 | 0.00065248 | 0.00066062 | 0.00066687 | 0.00067163 | 0.00066959 | 0.00066773 | 0.000666 | 0.00066433 | 0.0079969 | 0.022705 | 0.01979 | 0.01911 | 0.014862 | 0.014659 | 0.013935 | 0.01199 | 0.01419 | 0.017861 | 0.02125 | 0.021338 | 0.021979 | 0 | 0.044832 | 0.035071 | 0.038315 | 0.033245 | 0.035213 | 0.038437 | 0.037384 | 0.038392 | 0.038691 | 0.045771 | 0.045682 | 0.046673 | 9.7139
LO12Med | NR | Lamps | Residential | Lighting | 0.0023671 | 0.0023694 | 17.2202 | -51.6052 | Multifamily - High Rise | ID/MT/OR_Reflectors and Outdoor_1490 to 2600 lumens | 0.00076802 | 0.001532 | 0.0022911 | 0.0030439 | 0.0037885 | 0.0044477 | 0.0049611 | 0.0053578 | 0.0056619 | 0.0058938 | 0.0060703 | 0.0062046 | 0.0063073 | 0.006386 | 0.0064464 | 0.0064924 | 0.0064727 | 0.0064547 | 0.006438 | 0.0064218 | 0.077303 | 0.60633 | 0.52629 | 0.47853 | 0.34938 | 0.3343 | 0.31731 | 0.26361 | 0.31264 | 0.40925 | 0.53176 | 0.56317 | 0.60016 | 0 | 1.2472 | 0.95714 | 0.97301 | 0.83365 | 0.82663 | 0.86137 | 0.84625 | 0.87341 | 0.92137 | 1.1073 | 1.19 | 1.2901 | 3.3802
LO12Med | NR | Lamps | Residential | Lighting | 7.7004e-05 | 7.8448e-05 | 0.56761 | -116.0136 | Multifamily - High Rise | ID/MT/OR_Reflectors and Outdoor_250 to 1049 lumens | 0.00010002 | 0.0001995 | 0.00029835 | 0.00039639 | 0.00049336 | 0.0005792 | 0.00064606 | 0.00069772 | 0.00073732 | 0.00076752 | 0.0007905 | 0.000808 | 0.00082137 | 0.00083162 | 0.00083948 | 0.00084548 | 0.00084291 | 0.00084056 | 0.00083839 | 0.00083629 | 0.010067 | 0.020066 | 0.017601 | 0.01607 | 0.011683 | 0.011534 | 0.011064 | 0.0092151 | 0.010934 | 0.014224 | 0.018247 | 0.019007 | 0.019652 | 0 | 0.038395 | 0.029598 | 0.030705 | 0.026419 | 0.027772 | 0.029839 | 0.029548 | 0.030516 | 0.03163 | 0.036719 | 0.038192 | 0.038981 | 3.5348
LO12Med | NR | Lamps | Residential | Lighting | 3.9173e-05 | 3.9742e-05 | 0.28785 | -68.8263 | Multifamily - High Rise | ID/MT/OR_Reflectors and Outdoor_1050 to 1489 lumens | 7.7301e-06 | 1.5419e-05 | 2.3059e-05 | 3.0636e-05 | 3.8131e-05 | 4.4766e-05 | 4.9934e-05 | 5.3926e-05 | 5.6987e-05 | 5.9321e-05 | 6.1097e-05 | 6.245e-05 | 6.3483e-05 | 6.4275e-05 | 6.4883e-05 | 6.5346e-05 | 6.5148e-05 | 6.4966e-05 | 6.4798e-05 | 6.4636e-05 | 0.00077805 | 0.010166 | 0.0088957 | 0.0081141 | 0.0059049 | 0.0057874 | 0.0055386 | 0.0046103 | 0.0054698 | 0.0071256 | 0.0091677 | 0.0095859 | 0.0099818 | 0 | 0.019797 | 0.015244 | 0.015735 | 0.013525 | 0.014021 | 0.014959 | 0.014787 | 0.015269 | 0.01589 | 0.018595 | 0.019492 | 0.020193 | 1.6161
LO12Med | NR | Lamps | Residential | Lighting | 0.00010157 | 9.6452e-05 | 0.8134 | -55.5162 | Multifamily - High Rise | ID/MT/OR_Globe_250 to 1049 lumens | 2.4529e-05 | 4.8928e-05 | 7.317e-05 | 9.7213e-05 | 0.000121 | 0.00014205 | 0.00015845 | 0.00017111 | 0.00018083 | 0.00018823 | 0.00019387 | 0.00019816 | 0.00020144 | 0.00020395 | 0.00020588 | 0.00020735 | 0.00020672 | 0.00020615 | 0.00020561 | 0.0002051 | 0.0024689 | 0.026713 | 0.023283 | 0.022483 | 0.017485 | 0.017246 | 0.016395 | 0.014107 | 0.016695 | 0.021014 | 0.025 | 0.025104 | 0.025858 | 0 | 0.052745 | 0.041261 | 0.045077 | 0.039112 | 0.041428 | 0.045221 | 0.043982 | 0.045168 | 0.04552 | 0.053849 | 0.053744 | 0.05491 | 1.6103
LO12Med | NR | Lamps | Residential | Lighting | 0.00042815 | 0.00043476 | 3.1483 | -11.2775 | Multifamily - High Rise | ID/MT/OR_General Purpose and Three-Way_1490 to 2600 lumens | 0.00099537 | 0.0019855 | 0.0029693 | 0.0039449 | 0.00491 | 0.0057643 | 0.0064298 | 0.0069439 | 0.007338 | 0.0076386 | 0.0078672 | 0.0080414 | 0.0081744 | 0.0082764 | 0.0083547 | 0.0084144 | 0.0083888 | 0.0083655 | 0.0083438 | 0.0083229 | 0.10019 | 0.11121 | 0.097365 | 0.088829 | 0.064631 | 0.063445 | 0.06075 | 0.050574 | 0.060004 | 0.078144 | 0.10047 | 0.10497 | 0.10913 | 0 | 0.21573 | 0.16616 | 0.1717 | 0.14762 | 0.1535 | 0.16403 | 0.1622 | 0.16749 | 0.17415 | 0.20344 | 0.21289 | 0.21983 | 1.7667
LO12Med | NR | Lamps | Residential | Lighting | 8.289e-05 | 7.8627e-05 | 0.66286 | -26.8283 | Multifamily - High Rise | ID/MT/OR_Decorative and Mini-Base_250 to 1049 lumens | 2.6632e-05 | 5.3123e-05 | 7.9445e-05 | 0.00010555 | 0.00013137 | 0.00015423 | 0.00017203 | 0.00018579 | 0.00019633 | 0.00020437 | 0.00021049 | 0.00021515 | 0.00021871 | 0.00022144 | 0.00022353 | 0.00022513 | 0.00022445 | 0.00022382 | 0.00022324 | 0.00022268 | 0.0026805 | 0.021769 | 0.018958 | 0.018297 | 0.014232 | 0.014006 | 0.013305 | 0.011446 | 0.013545 | 0.017057 | 0.020313 | 0.020426 | 0.021092 | 0 | 0.043232 | 0.033802 | 0.036852 | 0.031963 | 0.033708 | 0.036714 | 0.035689 | 0.03665 | 0.036983 | 0.043858 | 0.043893 | 0.045066 | 1.3146
LO12Med | NR | Lamps | Residential | Lighting | 0.0011984 | 0.0012191 | 8.8242 | -20.7036 | Multifamily - High Rise | ID/MT/OR_General Purpose and Three-Way_1050 to 1489 lumens | 0.0014631 | 0.0029185 | 0.0043646 | 0.0057988 | 0.0072174 | 0.0084731 | 0.0094513 | 0.010207 | 0.010786 | 0.011228 | 0.011564 | 0.01182 | 0.012016 | 0.012166 | 0.012281 | 0.012369 | 0.012331 | 0.012297 | 0.012265 | 0.012234 | 0.14727 | 0.31185 | 0.27332 | 0.24947 | 0.18143 | 0.17868 | 0.17127 | 0.14262 | 0.16922 | 0.22024 | 0.2828 | 0.29495 | 0.30568 | 0 | 0.60021 | 0.46251 | 0.479 | 0.41201 | 0.43111 | 0.46213 | 0.45735 | 0.47231 | 0.49019 | 0.57057 | 0.595 | 0.61031 | 2.5292
LO12Med | NR | Lamps | Residential | Lighting | 0.00051674 | 0.00052472 | 3.7997 | 13.0238 | Multifamily - High Rise | WA_General Purpose and Three-Way_1490 to 2600 lumens | 0.0013547 | 0.0027023 | 0.0040412 | 0.005369 | 0.0066826 | 0.0078453 | 0.0087509 | 0.0094506 | 0.009987 | 0.010396 | 0.010707 | 0.010944 | 0.011125 | 0.011264 | 0.011371 | 0.011452 | 0.011417 | 0.011385 | 0.011356 | 0.011327 | 0.13635 | 0.13423 | 0.11751 | 0.10721 | 0.078004 | 0.076574 | 0.073321 | 0.06104 | 0.072421 | 0.094314 | 0.12126 | 0.12669 | 0.13172 | 0 | 0.26038 | 0.20054 | 0.20723 | 0.17816 | 0.18526 | 0.19797 | 0.19576 | 0.20215 | 0.21018 | 0.24553 | 0.25694 | 0.26532 | 1.5637
LO12Med | NR | Lamps | Residential | Lighting | 4.9341e-05 | 5.0253e-05 | 0.36363 | -66.1381 | Multifamily - High Rise | ID/MT/OR_General Purpose and Three-Way_250 to 1049 lumens | 0.00010201 | 0.00020347 | 0.00030429 | 0.00040428 | 0.00050318 | 0.00059073 | 0.00065892 | 0.00071161 | 0.000752 | 0.0007828 | 0.00080623 | 0.00082408 | 0.00083772 | 0.00084817 | 0.00085619 | 0.0008623 | 0.00085968 | 0.00085729 | 0.00085507 | 0.00085293 | 0.010267 | 0.012854 | 0.011273 | 0.010292 | 0.007483 | 0.0073837 | 0.0070822 | 0.0058983 | 0.0069986 | 0.0091052 | 0.011683 | 0.012172 | 0.012591 | 0 | 0.024625 | 0.018981 | 0.019684 | 0.016936 | 0.017786 | 0.019102 | 0.018913 | 0.019532 | 0.02025 | 0.023521 | 0.024478 | 0.025008 | 2.1441
LO12Med | NR | Lamps | Residential | Lighting | 0.00071813 | 0.00073059 | 5.288 | 13.0331 | Multifamily - High Rise | WA_General Purpose and Three-Way_1050 to 1489 lumens | 0.00098873 | 0.0019722 | 0.0029494 | 0.0039186 | 0.0048772 | 0.0057258 | 0.0063868 | 0.0068975 | 0.007289 | 0.0075876 | 0.0078147 | 0.0079877 | 0.0081199 | 0.0082212 | 0.0082989 | 0.0083582 | 0.0083328 | 0.0083096 | 0.0082881 | 0.0082673 | 0.099518 | 0.18688 | 0.16379 | 0.1495 | 0.10872 | 0.10708 | 0.10264 | 0.085467 | 0.10141 | 0.13198 | 0.16947 | 0.17675 | 0.18318 | 0 | 0.35968 | 0.27717 | 0.28705 | 0.2469 | 0.25835 | 0.27694 | 0.27407 | 0.28304 | 0.29375 | 0.34192 | 0.35656 | 0.36574 | 1.5641
LO12Med | NR | Lamps | Residential | Lighting | 0.0013946 | 0.0013959 | 10.1451 | 58.3707 | Multifamily - High Rise | WA_Reflectors and Outdoor_1490 to 2600 lumens | 0.00051023 | 0.0010178 | 0.0015221 | 0.0020222 | 0.0025169 | 0.0029548 | 0.0032959 | 0.0035594 | 0.0037615 | 0.0039156 | 0.0040328 | 0.004122 | 0.0041902 | 0.0042425 | 0.0042826 | 0.0043132 | 0.0043001 | 0.0042882 | 0.0042771 | 0.0042663 | 0.051356 | 0.35722 | 0.31006 | 0.28192 | 0.20583 | 0.19695 | 0.18694 | 0.15531 | 0.18419 | 0.2411 | 0.31328 | 0.33178 | 0.35358 | 0 | 0.73477 | 0.56389 | 0.57324 | 0.49114 | 0.487 | 0.50747 | 0.49856 | 0.51456 | 0.54282 | 0.65233 | 0.70109 | 0.76008 | 0.69529
LO12Med | NR | Lamps | Residential | Lighting | 7.5478e-05 | 7.6872e-05 | 0.55625 | 18.0316 | Multifamily - High Rise | WA_General Purpose and Three-Way_250 to 1049 lumens | 0.00017596 | 0.00035099 | 0.0005249 | 0.00069737 | 0.00086798 | 0.001019 | 0.0011366 | 0.0012275 | 0.0012972 | 0.0013503 | 0.0013907 | 0.0014215 | 0.0014451 | 0.0014631 | 0.0014769 | 0.0014875 | 0.0014829 | 0.0014788 | 0.001475 | 0.0014713 | 0.017711 | 0.019663 | 0.017245 | 0.015744 | 0.011447 | 0.011295 | 0.010834 | 0.0090227 | 0.010706 | 0.013928 | 0.017871 | 0.01862 | 0.019261 | 0 | 0.037668 | 0.029036 | 0.030111 | 0.025907 | 0.027208 | 0.02922 | 0.028931 | 0.029879 | 0.030977 | 0.035981 | 0.037444 | 0.038254 | 1.3754
LO12Med | NR | Lamps | Residential | Lighting | 5.4558e-05 | 5.5349e-05 | 0.4009 | 45.2056 | Multifamily - High Rise | WA_Reflectors and Outdoor_1050 to 1489 lumens | 1.214e-05 | 2.4217e-05 | 3.6216e-05 | 4.8115e-05 | 5.9887e-05 | 7.0306e-05 | 7.8422e-05 | 8.4692e-05 | 8.95e-05 | 9.3166e-05 | 9.5955e-05 | 9.8079e-05 | 9.9702e-05 | 0.00010095 | 0.0001019 | 0.00010263 | 0.00010232 | 0.00010203 | 0.00010177 | 0.00010151 | 0.001222 | 0.014159 | 0.012389 | 0.011301 | 0.008224 | 0.0080604 | 0.0077138 | 0.0064209 | 0.0076179 | 0.009924 | 0.012768 | 0.013351 | 0.013902 | 0 | 0.027571 | 0.021231 | 0.021915 | 0.018837 | 0.019528 | 0.020834 | 0.020594 | 0.021265 | 0.02213 | 0.025897 | 0.027147 | 0.028123 | 0.82964
LO12Med | NR | Lamps | Residential | Lighting | 9.8713e-05 | 9.3636e-05 | 0.78939 | -16.4391 | Multifamily - High Rise | WA_Decorative and Mini-Base_250 to 1049 lumens | 3.5764e-05 | 7.134e-05 | 0.00010669 | 0.00014174 | 0.00017642 | 0.00020712 | 0.00023103 | 0.0002495 | 0.00026366 | 0.00027446 | 0.00028267 | 0.00028893 | 0.00029371 | 0.00029738 | 0.00030019 | 0.00030233 | 0.00030141 | 0.00030058 | 0.0002998 | 0.00029905 | 0.0035998 | 0.025925 | 0.022577 | 0.02179 | 0.016948 | 0.01668 | 0.015844 | 0.013631 | 0.016131 | 0.020313 | 0.024191 | 0.024326 | 0.025119 | 0 | 0.051484 | 0.040254 | 0.043887 | 0.038064 | 0.040143 | 0.043723 | 0.042502 | 0.043646 | 0.044043 | 0.052231 | 0.052271 | 0.053668 | 10.3926
LO12Med | NR | Lamps | Residential | Lighting | 5.5221e-05 | 5.6257e-05 | 0.40705 | -16.6619 | Multifamily - High Rise | WA_Reflectors and Outdoor_250 to 1049 lumens | 8.0879e-05 | 0.00016133 | 0.00024127 | 0.00032055 | 0.00039897 | 0.00046838 | 0.00052245 | 0.00056422 | 0.00059625 | 0.00062067 | 0.00063925 | 0.0006534 | 0.00066421 | 0.0006725 | 0.00067886 | 0.00068371 | 0.00068163 | 0.00067974 | 0.00067798 | 0.00067628 | 0.0081407 | 0.01439 | 0.012622 | 0.011524 | 0.0083783 | 0.008271 | 0.0079345 | 0.0066084 | 0.0078412 | 0.0102 | 0.013086 | 0.01363 | 0.014093 | 0 | 0.027534 | 0.021226 | 0.022019 | 0.018946 | 0.019916 | 0.021399 | 0.021189 | 0.021884 | 0.022682 | 0.026332 | 0.027389 | 0.027954 | 8.5469
LO12Med | NR | Lamps | Residential | Lighting | 8.6329e-05 | 8.1982e-05 | 0.69138 | -16.0461 | Multifamily - High Rise | WA_Globe_250 to 1049 lumens | 2.351e-05 | 4.6897e-05 | 7.0133e-05 | 9.3178e-05 | 0.00011597 | 0.00013615 | 0.00015187 | 0.00016401 | 0.00017332 | 0.00018042 | 0.00018582 | 0.00018993 | 0.00019308 | 0.00019549 | 0.00019733 | 0.00019874 | 0.00019814 | 0.00019759 | 0.00019708 | 0.00019658 | 0.0023664 | 0.022705 | 0.01979 | 0.01911 | 0.014862 | 0.014659 | 0.013935 | 0.01199 | 0.01419 | 0.017861 | 0.02125 | 0.021338 | 0.021979 | 0 | 0.044832 | 0.035071 | 0.038315 | 0.033245 | 0.035213 | 0.038437 | 0.037384 | 0.038392 | 0.038691 | 0.045771 | 0.045682 | 0.046673 | 9.7139
LO12Med | NR | Lamps | Residential | Lighting | 0.0023671 | 0.0023694 | 17.2202 | -51.6052 | Manufactured | ID/MT/OR_Reflectors and Outdoor_1490 to 2600 lumens | 0.0029058 | 0.0057473 | 0.0085225 | 0.011227 | 0.013856 | 0.01613 | 0.01784 | 0.019104 | 0.020018 | 0.020662 | 0.021101 | 0.021386 | 0.021557 | 0.021642 | 0.021662 | 0.021633 | 0.021385 | 0.021146 | 0.020913 | 0.020685 | 0.24899 | 0.60633 | 0.52629 | 0.47853 | 0.34938 | 0.3343 | 0.31731 | 0.26361 | 0.31264 | 0.40925 | 0.53176 | 0.56317 | 0.60016 | 0 | 1.2472 | 0.95714 | 0.97301 | 0.83365 | 0.82663 | 0.86137 | 0.84625 | 0.87341 | 0.92137 | 1.1073 | 1.19 | 1.2901 | 3.3802
LO12Med | NR | Lamps | Residential | Lighting | 7.7004e-05 | 7.8448e-05 | 0.56761 | -116.0136 | Manufactured | ID/MT/OR_Reflectors and Outdoor_250 to 1049 lumens | 0.0003784 | 0.00074844 | 0.0011098 | 0.0014621 | 0.0018044 | 0.0021005 | 0.0023232 | 0.0024878 | 0.0026069 | 0.0026907 | 0.0027479 | 0.002785 | 0.0028072 | 0.0028183 | 0.0028209 | 0.0028171 | 0.0027849 | 0.0027537 | 0.0027234 | 0.0026937 | 0.032425 | 0.020066 | 0.017601 | 0.01607 | 0.011683 | 0.011534 | 0.011064 | 0.0092151 | 0.010934 | 0.014224 | 0.018247 | 0.019007 | 0.019652 | 0 | 0.038395 | 0.029598 | 0.030705 | 0.026419 | 0.027772 | 0.029839 | 0.029548 | 0.030516 | 0.03163 | 0.036719 | 0.038192 | 0.038981 | 3.5348
LO12Med | NR | Lamps | Residential | Lighting | 3.9173e-05 | 3.9742e-05 | 0.28785 | -68.8262 | Manufactured | ID/MT/OR_Reflectors and Outdoor_1050 to 1489 lumens | 2.9247e-05 | 5.7847e-05 | 8.5779e-05 | 0.000113 | 0.00013946 | 0.00016235 | 0.00017956 | 0.00019228 | 0.00020148 | 0.00020797 | 0.00021238 | 0.00021525 | 0.00021697 | 0.00021782 | 0.00021803 | 0.00021773 | 0.00021524 | 0.00021283 | 0.00021049 | 0.00020819 | 0.0025061 | 0.010166 | 0.0088957 | 0.0081141 | 0.0059049 | 0.0057874 | 0.0055386 | 0.0046103 | 0.0054698 | 0.0071256 | 0.0091677 | 0.0095859 | 0.0099818 | 0 | 0.019797 | 0.015244 | 0.015735 | 0.013525 | 0.014021 | 0.014959 | 0.014787 | 0.015269 | 0.01589 | 0.018595 | 0.019492 | 0.020193 | 1.6161
LO12Med | NR | Lamps | Residential | Lighting | 0.00010157 | 9.6452e-05 | 0.8134 | -55.5162 | Manufactured | ID/MT/OR_Globe_250 to 1049 lumens | 9.2803e-05 | 0.00018355 | 0.00027219 | 0.00035857 | 0.00044253 | 0.00051514 | 0.00056977 | 0.00061013 | 0.00063933 | 0.0006599 | 0.00067392 | 0.00068303 | 0.00068847 | 0.00069118 | 0.00069183 | 0.0006909 | 0.00068299 | 0.00067534 | 0.00066791 | 0.00066062 | 0.0079522 | 0.026713 | 0.023283 | 0.022483 | 0.017485 | 0.017246 | 0.016395 | 0.014107 | 0.016695 | 0.021014 | 0.025 | 0.025104 | 0.025858 | 0 | 0.052745 | 0.041261 | 0.045077 | 0.039112 | 0.041428 | 0.045221 | 0.043982 | 0.045168 | 0.04552 | 0.053849 | 0.053744 | 0.05491 | 1.6103
LO12Med | NR | Lamps | Residential | Lighting | 0.00042815 | 0.00043476 | 3.1483 | -11.2775 | Manufactured | ID/MT/OR_General Purpose and Three-Way_1490 to 2600 lumens | 0.003766 | 0.0074487 | 0.011045 | 0.014551 | 0.017958 | 0.020905 | 0.023121 | 0.024759 | 0.025944 | 0.026779 | 0.027348 | 0.027717 | 0.027938 | 0.028048 | 0.028075 | 0.028037 | 0.027716 | 0.027405 | 0.027104 | 0.026808 | 0.3227 | 0.11121 | 0.097365 | 0.088829 | 0.064631 | 0.063445 | 0.06075 | 0.050574 | 0.060004 | 0.078144 | 0.10047 | 0.10497 | 0.10913 | 0 | 0.21573 | 0.16616 | 0.1717 | 0.14762 | 0.1535 | 0.16403 | 0.1622 | 0.16749 | 0.17415 | 0.20344 | 0.21289 | 0.21983 | 1.7667
LO12Med | NR | Lamps | Residential | Lighting | 8.289e-05 | 7.8627e-05 | 0.66286 | -26.8283 | Manufactured | ID/MT/OR_Decorative and Mini-Base_250 to 1049 lumens | 0.00010076 | 0.00019929 | 0.00029553 | 0.00038932 | 0.00048048 | 0.00055932 | 0.00061862 | 0.00066245 | 0.00069415 | 0.00071648 | 0.00073171 | 0.00074159 | 0.00074751 | 0.00075045 | 0.00075115 | 0.00075014 | 0.00074155 | 0.00073325 | 0.00072518 | 0.00071726 | 0.008634 | 0.021769 | 0.018958 | 0.018297 | 0.014232 | 0.014006 | 0.013305 | 0.011446 | 0.013545 | 0.017057 | 0.020313 | 0.020426 | 0.021092 | 0 | 0.043232 | 0.033802 | 0.036852 | 0.031963 | 0.033708 | 0.036714 | 0.035689 | 0.03665 | 0.036983 | 0.043858 | 0.043893 | 0.045066 | 1.3146
LO12Med | NR | Lamps | Residential | Lighting | 0.0011984 | 0.0012191 | 8.8242 | -20.7036 | Manufactured | ID/MT/OR_General Purpose and Three-Way_1050 to 1489 lumens | 0.0055357 | 0.010949 | 0.016236 | 0.021389 | 0.026397 | 0.030728 | 0.033987 | 0.036394 | 0.038136 | 0.039363 | 0.040199 | 0.040743 | 0.041067 | 0.041229 | 0.041268 | 0.041212 | 0.04074 | 0.040284 | 0.039841 | 0.039406 | 0.47435 | 0.31185 | 0.27332 | 0.24947 | 0.18143 | 0.17868 | 0.17127 | 0.14262 | 0.16922 | 0.22024 | 0.2828 | 0.29495 | 0.30568 | 0 | 0.60021 | 0.46251 | 0.479 | 0.41201 | 0.43111 | 0.46213 | 0.45735 | 0.47231 | 0.49019 | 0.57057 | 0.595 | 0.61031 | 2.5292
LO12Med | NR | Lamps | Residential | Lighting | 0.00051674 | 0.00052472 | 3.7997 | 13.0239 | Manufactured | WA_General Purpose and Three-Way_1490 to 2600 lumens | 0.0051255 | 0.010138 | 0.015033 | 0.019804 | 0.024441 | 0.028451 | 0.031468 | 0.033697 | 0.03531 | 0.036446 | 0.03722 | 0.037723 | 0.038024 | 0.038174 | 0.03821 | 0.038158 | 0.037721 | 0.037299 | 0.036889 | 0.036486 | 0.4392 | 0.13423 | 0.11751 | 0.10721 | 0.078004 | 0.076574 | 0.073321 | 0.06104 | 0.072421 | 0.094314 | 0.12126 | 0.12669 | 0.13172 | 0 | 0.26038 | 0.20054 | 0.20723 | 0.17816 | 0.18526 | 0.19797 | 0.19576 | 0.20215 | 0.21018 | 0.24553 | 0.25694 | 0.26532 | 1.5637
LO12Med | NR | Lamps | Residential | Lighting | 4.9341e-05 | 5.0253e-05 | 0.36363 | -66.1381 | Manufactured | ID/MT/OR_General Purpose and Three-Way_250 to 1049 lumens | 0.00038594 | 0.00076334 | 0.0011319 | 0.0014912 | 0.0018403 | 0.0021423 | 0.0023695 | 0.0025373 | 0.0026587 | 0.0027443 | 0.0028026 | 0.0028405 | 0.0028631 | 0.0028744 | 0.0028771 | 0.0028732 | 0.0028403 | 0.0028085 | 0.0027776 | 0.0027473 | 0.03307 | 0.012854 | 0.011273 | 0.010292 | 0.007483 | 0.0073837 | 0.0070822 | 0.0058983 | 0.0069986 | 0.0091052 | 0.011683 | 0.012172 | 0.012591 | 0 | 0.024625 | 0.018981 | 0.019684 | 0.016936 | 0.017786 | 0.019102 | 0.018913 | 0.019532 | 0.02025 | 0.023521 | 0.024478 | 0.025008 | 2.1441
LO12Med | NR | Lamps | Residential | Lighting | 0.00071813 | 0.00073059 | 5.288 | 13.033 | Manufactured | WA_General Purpose and Three-Way_1050 to 1489 lumens | 0.0037408 | 0.0073989 | 0.010972 | 0.014454 | 0.017838 | 0.020765 | 0.022967 | 0.024594 | 0.025771 | 0.0266 | 0.027165 | 0.027532 | 0.027752 | 0.027861 | 0.027887 | 0.02785 | 0.027531 | 0.027222 | 0.026923 | 0.026629 | 0.32055 | 0.18688 | 0.16379 | 0.1495 | 0.10872 | 0.10708 | 0.10264 | 0.085467 | 0.10141 | 0.13198 | 0.16947 | 0.17675 | 0.18318 | 0 | 0.35968 | 0.27717 | 0.28705 | 0.2469 | 0.25835 | 0.27694 | 0.27407 | 0.28304 | 0.29375 | 0.34192 | 0.35656 | 0.36574 | 1.5641
LO12Med | NR | Lamps | Residential | Lighting | 0.0013946 | 0.0013959 | 10.1451 | 58.3707 | Manufactured | WA_Reflectors and Outdoor_1490 to 2600 lumens | 0.0019304 | 0.0038182 | 0.0056619 | 0.0074589 | 0.0092053 | 0.010716 | 0.011852 | 0.012692 | 0.013299 | 0.013727 | 0.014019 | 0.014208 | 0.014321 | 0.014378 | 0.014391 | 0.014372 | 0.014207 | 0.014048 | 0.013894 | 0.013742 | 0.16542 | 0.35722 | 0.31006 | 0.28192 | 0.20583 | 0.19695 | 0.18694 | 0.15531 | 0.18419 | 0.2411 | 0.31328 | 0.33178 | 0.35358 | 0 | 0.73477 | 0.56389 | 0.57324 | 0.49114 | 0.487 | 0.50747 | 0.49856 | 0.51456 | 0.54282 | 0.65233 | 0.70109 | 0.76008 | 0.69529
LO12Med | NR | Lamps | Residential | Lighting | 7.5478e-05 | 7.6872e-05 | 0.55625 | 18.0316 | Manufactured | WA_General Purpose and Three-Way_250 to 1049 lumens | 0.00066574 | 0.0013168 | 0.0019526 | 0.0025723 | 0.0031746 | 0.0036955 | 0.0040873 | 0.0043769 | 0.0045863 | 0.0047339 | 0.0048345 | 0.0048998 | 0.0049389 | 0.0049583 | 0.004963 | 0.0049563 | 0.0048995 | 0.0048447 | 0.0047914 | 0.0047391 | 0.057046 | 0.019663 | 0.017245 | 0.015744 | 0.011447 | 0.011295 | 0.010834 | 0.0090227 | 0.010706 | 0.013928 | 0.017871 | 0.01862 | 0.019261 | 0 | 0.037668 | 0.029036 | 0.030111 | 0.025907 | 0.027208 | 0.02922 | 0.028931 | 0.029879 | 0.030977 | 0.035981 | 0.037444 | 0.038254 | 1.3754
LO12Med | NR | Lamps | Residential | Lighting | 5.4558e-05 | 5.5349e-05 | 0.4009 | 45.2056 | Manufactured | WA_Reflectors and Outdoor_1050 to 1489 lumens | 4.5933e-05 | 9.085e-05 | 0.00013472 | 0.00017747 | 0.00021903 | 0.00025497 | 0.000282 | 0.00030198 | 0.00031643 | 0.00032662 | 0.00033355 | 0.00033806 | 0.00034076 | 0.0003421 | 0.00034242 | 0.00034196 | 0.00033804 | 0.00033426 | 0.00033058 | 0.00032697 | 0.0039359 | 0.014159 | 0.012389 | 0.011301 | 0.008224 | 0.0080604 | 0.0077138 | 0.0064209 | 0.0076179 | 0.009924 | 0.012768 | 0.013351 | 0.013902 | 0 | 0.027571 | 0.021231 | 0.021915 | 0.018837 | 0.019528 | 0.020834 | 0.020594 | 0.021265 | 0.02213 | 0.025897 | 0.027147 | 0.028123 | 0.82964
LO12Med | NR | Lamps | Residential | Lighting | 9.8713e-05 | 9.3636e-05 | 0.78939 | -16.4391 | Manufactured | WA_Decorative and Mini-Base_250 to 1049 lumens | 0.00013531 | 0.00026764 | 0.00039687 | 0.00052283 | 0.00064524 | 0.00075112 | 0.00083076 | 0.00088962 | 0.00093218 | 0.00096218 | 0.00098262 | 0.0009959 | 0.0010038 | 0.0010078 | 0.0010087 | 0.0010074 | 0.00099584 | 0.0009847 | 0.00097386 | 0.00096323 | 0.011595 | 0.025925 | 0.022577 | 0.02179 | 0.016948 | 0.01668 | 0.015844 | 0.013631 | 0.016131 | 0.020313 | 0.024191 | 0.024326 | 0.025119 | 0 | 0.051484 | 0.040254 | 0.043887 | 0.038064 | 0.040143 | 0.043723 | 0.042502 | 0.043646 | 0.044043 | 0.052231 | 0.052271 | 0.053668 | 10.3926
LO12Med | NR | Lamps | Residential | Lighting | 5.5221e-05 | 5.6257e-05 | 0.40705 | -16.6619 | Manufactured | WA_Reflectors and Outdoor_250 to 1049 lumens | 0.000306 | 0.00060524 | 0.0008975 | 0.0011823 | 0.0014592 | 0.0016986 | 0.0018787 | 0.0020118 | 0.0021081 | 0.0021759 | 0.0022222 | 0.0022522 | 0.0022701 | 0.0022791 | 0.0022812 | 0.0022781 | 0.002252 | 0.0022268 | 0.0022023 | 0.0021783 | 0.026221 | 0.01439 | 0.012622 | 0.011524 | 0.0083783 | 0.008271 | 0.0079345 | 0.0066084 | 0.0078412 | 0.0102 | 0.013086 | 0.01363 | 0.014093 | 0 | 0.027534 | 0.021226 | 0.022019 | 0.018946 | 0.019916 | 0.021399 | 0.021189 | 0.021884 | 0.022682 | 0.026332 | 0.027389 | 0.027954 | 8.5469
LO12Med | NR | Lamps | Residential | Lighting | 8.6329e-05 | 8.1982e-05 | 0.69138 | -16.0461 | Manufactured | WA_Globe_250 to 1049 lumens | 8.8951e-05 | 0.00017593 | 0.00026089 | 0.00034369 | 0.00042416 | 0.00049376 | 0.00054612 | 0.0005848 | 0.00061279 | 0.00063251 | 0.00064595 | 0.00065467 | 0.00065989 | 0.00066249 | 0.00066311 | 0.00066222 | 0.00065463 | 0.00064731 | 0.00064019 | 0.0006332 | 0.0076221 | 0.022705 | 0.01979 | 0.01911 | 0.014862 | 0.014659 | 0.013935 | 0.01199 | 0.01419 | 0.017861 | 0.02125 | 0.021338 | 0.021979 | 0 | 0.044832 | 0.035071 | 0.038315 | 0.033245 | 0.035213 | 0.038437 | 0.037384 | 0.038392 | 0.038691 | 0.045771 | 0.045682 | 0.046673 | 9.7139
LO20Fast | NR | Pin Lamps | Residential | Lighting | 0.00021695 | 0.00020479 | 1.7239 | 17.4112 | Single Family | ID/MT/OR_MR_20W equivalent | 0.0033024 | 0.0056023 | 0.0071788 | 0.0083897 | 0.0094324 | 0.010313 | 0.011043 | 0.011639 | 0.013055 | 0.013273 | 0.013461 | 0.013593 | 0.013664 | 0.013698 | 0.013719 | 0.013727 | 0.013727 | 0.013743 | 0.013742 | 0.013781 | 0.10957 | 0.056619 | 0.049132 | 0.047313 | 0.036816 | 0.035884 | 0.033977 | 0.029207 | 0.034559 | 0.043603 | 0.052159 | 0.052768 | 0.055079 | 0 | 0.11523 | 0.0899 | 0.097161 | 0.084131 | 0.087078 | 0.093942 | 0.091104 | 0.093538 | 0.09492 | 0.11379 | 0.11522 | 0.12077 | 1.1224
LO20Fast | NR | Pin Lamps | Residential | Lighting | 0.00031945 | 0.00030154 | 2.5384 | 5.2655 | Single Family | ID/MT/OR_MR_21 to 45W equivalent | 0.0026138 | 0.0044342 | 0.005682 | 0.0066404 | 0.0074658 | 0.0081628 | 0.0087408 | 0.0092125 | 0.010333 | 0.010505 | 0.010655 | 0.010759 | 0.010815 | 0.010842 | 0.010858 | 0.010865 | 0.010865 | 0.010878 | 0.010877 | 0.010907 | 0.086725 | 0.083368 | 0.072344 | 0.069666 | 0.05421 | 0.052838 | 0.050029 | 0.043006 | 0.050887 | 0.064203 | 0.076802 | 0.077698 | 0.081101 | 0 | 0.16967 | 0.13237 | 0.14306 | 0.12388 | 0.12822 | 0.13832 | 0.13415 | 0.13773 | 0.13977 | 0.16755 | 0.16966 | 0.17783 | 1.3191
LO20Fast | NR | Pin Lamps | Residential | Lighting | 0.0004388 | 0.00041421 | 3.4868 | -1.2692 | Single Family | ID/MT/OR_MR_46 to 59W equivalent | 0.014368 | 0.024375 | 0.031234 | 0.036502 | 0.041039 | 0.044871 | 0.048048 | 0.050641 | 0.056801 | 0.057747 | 0.058569 | 0.059142 | 0.059452 | 0.0596 | 0.059689 | 0.059724 | 0.059723 | 0.059795 | 0.05979 | 0.059957 | 0.47673 | 0.11452 | 0.099374 | 0.095696 | 0.074464 | 0.07258 | 0.068722 | 0.059074 | 0.0699 | 0.088191 | 0.1055 | 0.10673 | 0.1114 | 0 | 0.23307 | 0.18183 | 0.19652 | 0.17016 | 0.17612 | 0.19001 | 0.18427 | 0.18919 | 0.19199 | 0.23016 | 0.23305 | 0.24428 | 1.5334
LO20Fast | NR | Pin Lamps | Residential | Lighting | 0.001524 | 0.0014344 | 12.0637 | -9.9919 | Single Family | ID/MT/OR_Non-MR Bi-Pin_250 to 499 lumens | 0.001804 | 0.0030603 | 0.0039215 | 0.004583 | 0.0051526 | 0.0056337 | 0.0060326 | 0.0063582 | 0.0071316 | 0.0072504 | 0.0073536 | 0.0074255 | 0.0074644 | 0.007483 | 0.0074941 | 0.0074985 | 0.0074984 | 0.0075075 | 0.0075069 | 0.0075279 | 0.059855 | 0.39623 | 0.34308 | 0.32993 | 0.2568 | 0.24882 | 0.23512 | 0.20201 | 0.23901 | 0.30191 | 0.36216 | 0.36775 | 0.38638 | 0 | 0.81823 | 0.63755 | 0.68551 | 0.593 | 0.60686 | 0.65085 | 0.63026 | 0.64702 | 0.65888 | 0.79516 | 0.81084 | 0.8603 | 2.5307
LO20Fast | NR | Pin Lamps | Residential | Lighting | 0.0023359 | 0.0021985 | 18.4901 | 12.4494 | Single Family | ID/MT/OR_Non-MR Bi-Pin_500 to 999 lumens | 0.089529 | 0.15188 | 0.19462 | 0.22745 | 0.25572 | 0.27959 | 0.29939 | 0.31555 | 0.35393 | 0.35983 | 0.36495 | 0.36852 | 0.37045 | 0.37137 | 0.37192 | 0.37214 | 0.37213 | 0.37259 | 0.37256 | 0.3736 | 2.9705 | 0.6073 | 0.52584 | 0.50569 | 0.3936 | 0.38136 | 0.36036 | 0.30962 | 0.36633 | 0.46275 | 0.55509 | 0.56366 | 0.59221 | 0 | 1.2541 | 0.97718 | 1.0507 | 0.9089 | 0.93014 | 0.99757 | 0.96601 | 0.9917 | 1.0099 | 1.2188 | 1.2428 | 1.3186 | 1.384
LO20Fast | NR | Pin Lamps | Residential | Lighting | 0.00079241 | 0.00074383 | 6.2509 | -19.3783 | Single Family | ID/MT/OR_TLED_2ft | 0.00010588 | 0.00017961 | 0.00023016 | 0.00026898 | 0.00030241 | 0.00033064 | 0.00035406 | 0.00037316 | 0.00041856 | 0.00042553 | 0.00043158 | 0.00043581 | 0.00043809 | 0.00043918 | 0.00043983 | 0.00044009 | 0.00044008 | 0.00044062 | 0.00044058 | 0.00044181 | 0.0035129 | 0.20531 | 0.17743 | 0.17041 | 0.13267 | 0.12785 | 0.12059 | 0.10356 | 0.12252 | 0.15493 | 0.18633 | 0.18985 | 0.20065 | 0 | 0.42952 | 0.3343 | 0.35782 | 0.30926 | 0.31328 | 0.33418 | 0.32317 | 0.33173 | 0.3389 | 0.41148 | 0.42227 | 0.45286 | 21.365
LO20Fast | NR | Pin Lamps | Residential | Lighting | 0.0013259 | 0.0012446 | 10.459 | 21.1281 | Single Family | ID/MT/OR_TLED_4ft | 0.01077 | 0.01827 | 0.023412 | 0.027361 | 0.030762 | 0.033634 | 0.036015 | 0.037959 | 0.042576 | 0.043285 | 0.043901 | 0.044331 | 0.044563 | 0.044674 | 0.044741 | 0.044767 | 0.044766 | 0.04482 | 0.044817 | 0.044942 | 0.35734 | 0.34353 | 0.29687 | 0.28513 | 0.22199 | 0.21392 | 0.20177 | 0.17328 | 0.20499 | 0.25924 | 0.31176 | 0.31765 | 0.33573 | 0 | 0.71868 | 0.55936 | 0.59871 | 0.51746 | 0.52418 | 0.55916 | 0.54073 | 0.55505 | 0.56705 | 0.68849 | 0.70654 | 0.75773 | 1.2818
LO20Fast | NR | Pin Lamps | Residential | Lighting | 0.00014882 | 0.00014048 | 1.1825 | 166.2863 | Single Family | WA_MR_20W equivalent | 0.0025545 | 0.0043335 | 0.005553 | 0.0064897 | 0.0072963 | 0.0079775 | 0.0085424 | 0.0090034 | 0.010099 | 0.010267 | 0.010413 | 0.010515 | 0.01057 | 0.010596 | 0.010612 | 0.010618 | 0.010618 | 0.010631 | 0.01063 | 0.01066 | 0.084756 | 0.038838 | 0.033703 | 0.032455 | 0.025254 | 0.024615 | 0.023307 | 0.020035 | 0.023706 | 0.02991 | 0.035779 | 0.036197 | 0.037782 | 0 | 0.079044 | 0.061668 | 0.066649 | 0.057711 | 0.059732 | 0.06444 | 0.062494 | 0.064163 | 0.065111 | 0.078058 | 0.079038 | 0.082846 | 0.29324
LO20Fast | NR | Pin Lamps | Residential | Lighting | 0.0001223 | 0.00011545 | 0.97184 | 202.8318 | Single Family | WA_MR_21 to 45W equivalent | 0.0011285 | 0.0019144 | 0.0024531 | 0.0028669 | 0.0032232 | 0.0035242 | 0.0037737 | 0.0039774 | 0.0044612 | 0.0045355 | 0.0046 | 0.004645 | 0.0046694 | 0.004681 | 0.004688 | 0.0046907 | 0.0046906 | 0.0046963 | 0.0046959 | 0.0047091 | 0.037442 | 0.031918 | 0.027698 | 0.026672 | 0.020755 | 0.02023 | 0.019154 | 0.016465 | 0.019482 | 0.024581 | 0.029404 | 0.029747 | 0.03105 | 0 | 0.064961 | 0.05068 | 0.054774 | 0.047428 | 0.049089 | 0.052959 | 0.051359 | 0.052731 | 0.05351 | 0.06415 | 0.064955 | 0.068085 | 0.24554
LO20Fast | NR | Pin Lamps | Residential | Lighting | 0.00014513 | 0.00013699 | 1.1532 | 167.9813 | Single Family | WA_MR_46 to 59W equivalent | 0.0053588 | 0.0090908 | 0.011649 | 0.013614 | 0.015306 | 0.016735 | 0.01792 | 0.018887 | 0.021185 | 0.021537 | 0.021844 | 0.022058 | 0.022173 | 0.022228 | 0.022261 | 0.022275 | 0.022274 | 0.022301 | 0.022299 | 0.022362 | 0.1778 | 0.037875 | 0.032867 | 0.03165 | 0.024628 | 0.024005 | 0.022729 | 0.019538 | 0.023118 | 0.029168 | 0.034892 | 0.035299 | 0.036845 | 0 | 0.077084 | 0.060139 | 0.064996 | 0.05628 | 0.058251 | 0.062843 | 0.060944 | 0.062572 | 0.063497 | 0.076122 | 0.077078 | 0.080792 | 0.29062
LO20Fast | NR | Pin Lamps | Residential | Lighting | 0.001524 | 0.0014344 | 12.0637 | -9.9919 | Single Family | WA_Non-MR Bi-Pin_250 to 499 lumens | 0.0020343 | 0.003451 | 0.0044221 | 0.0051681 | 0.0058104 | 0.0063529 | 0.0068028 | 0.0071699 | 0.008042 | 0.008176 | 0.0082923 | 0.0083734 | 0.0084173 | 0.0084382 | 0.0084508 | 0.0084558 | 0.0084556 | 0.0084659 | 0.0084652 | 0.0084889 | 0.067496 | 0.39623 | 0.34308 | 0.32993 | 0.2568 | 0.24882 | 0.23512 | 0.20201 | 0.23901 | 0.30191 | 0.36216 | 0.36775 | 0.38638 | 0 | 0.81823 | 0.63755 | 0.68551 | 0.593 | 0.60686 | 0.65085 | 0.63026 | 0.64702 | 0.65888 | 0.79516 | 0.81084 | 0.8603 | 2.5307
LO20Fast | NR | Pin Lamps | Residential | Lighting | 0.0023359 | 0.0021985 | 18.4901 | 12.4494 | Single Family | WA_Non-MR Bi-Pin_500 to 999 lumens | 0.10096 | 0.17127 | 0.21946 | 0.25648 | 0.28836 | 0.31528 | 0.33761 | 0.35583 | 0.39911 | 0.40576 | 0.41154 | 0.41556 | 0.41774 | 0.41878 | 0.4194 | 0.41965 | 0.41964 | 0.42015 | 0.42012 | 0.42129 | 3.3497 | 0.6073 | 0.52584 | 0.50569 | 0.3936 | 0.38136 | 0.36036 | 0.30962 | 0.36633 | 0.46275 | 0.55509 | 0.56366 | 0.59221 | 0 | 1.2541 | 0.97718 | 1.0507 | 0.9089 | 0.93014 | 0.99757 | 0.96601 | 0.9917 | 1.0099 | 1.2188 | 1.2428 | 1.3186 | 1.384
LO20Fast | NR | Pin Lamps | Residential | Lighting | 0.00079241 | 0.00074383 | 6.2509 | -19.3783 | Single Family | WA_TLED_2ft | 0.00011939 | 0.00020254 | 0.00025954 | 0.00030332 | 0.00034102 | 0.00037285 | 0.00039926 | 0.0004208 | 0.00047199 | 0.00047985 | 0.00048668 | 0.00049144 | 0.00049402 | 0.00049524 | 0.00049598 | 0.00049627 | 0.00049626 | 0.00049687 | 0.00049683 | 0.00049822 | 0.0039613 | 0.20531 | 0.17743 | 0.17041 | 0.13267 | 0.12785 | 0.12059 | 0.10356 | 0.12252 | 0.15493 | 0.18633 | 0.18985 | 0.20065 | 0 | 0.42952 | 0.3343 | 0.35782 | 0.30926 | 0.31328 | 0.33418 | 0.32317 | 0.33173 | 0.3389 | 0.41148 | 0.42227 | 0.45286 | 21.365
LO20Fast | NR | Pin Lamps | Residential | Lighting | 0.0013259 | 0.0012446 | 10.459 | 21.1281 | Single Family | WA_TLED_4ft | 0.012145 | 0.020603 | 0.0264 | 0.030854 | 0.034689 | 0.037927 | 0.040613 | 0.042805 | 0.048011 | 0.048811 | 0.049506 | 0.04999 | 0.050252 | 0.050377 | 0.050452 | 0.050482 | 0.050481 | 0.050542 | 0.050538 | 0.050679 | 0.40295 | 0.34353 | 0.29687 | 0.28513 | 0.22199 | 0.21392 | 0.20177 | 0.17328 | 0.20499 | 0.25924 | 0.31176 | 0.31765 | 0.33573 | 0 | 0.71868 | 0.55936 | 0.59871 | 0.51746 | 0.52418 | 0.55916 | 0.54073 | 0.55505 | 0.56705 | 0.68849 | 0.70654 | 0.75773 | 1.2818
LO20Fast | NR | Pin Lamps | Residential | Lighting | 0.00021695 | 0.00020479 | 1.7239 | 17.4112 | Multifamily - Low Rise | ID/MT/OR_MR_20W equivalent | 0.00074592 | 0.0012654 | 0.0016215 | 0.001895 | 0.0021305 | 0.0023294 | 0.0024944 | 0.002629 | 0.0031219 | 0.0031453 | 0.00317 | 0.0031855 | 0.0031862 | 0.003179 | 0.0031718 | 0.0031635 | 0.0031552 | 0.003152 | 0.0031446 | 0.0031484 | 0.024749 | 0.056619 | 0.049132 | 0.047313 | 0.036816 | 0.035884 | 0.033977 | 0.029207 | 0.034559 | 0.043603 | 0.052159 | 0.052768 | 0.055079 | 0 | 0.11523 | 0.0899 | 0.097161 | 0.084131 | 0.087078 | 0.093942 | 0.091104 | 0.093538 | 0.09492 | 0.11379 | 0.11522 | 0.12077 | 1.1224
LO20Fast | NR | Pin Lamps | Residential | Lighting | 0.00031945 | 0.00030154 | 2.5384 | 5.2655 | Multifamily - Low Rise | ID/MT/OR_MR_21 to 45W equivalent | 0.00059039 | 0.0010016 | 0.0012834 | 0.0014999 | 0.0016863 | 0.0018438 | 0.0019743 | 0.0020809 | 0.002471 | 0.0024895 | 0.002509 | 0.0025213 | 0.0025219 | 0.0025161 | 0.0025104 | 0.0025039 | 0.0024974 | 0.0024948 | 0.0024889 | 0.0024919 | 0.019589 | 0.083368 | 0.072344 | 0.069666 | 0.05421 | 0.052838 | 0.050029 | 0.043006 | 0.050887 | 0.064203 | 0.076802 | 0.077698 | 0.081101 | 0 | 0.16967 | 0.13237 | 0.14306 | 0.12388 | 0.12822 | 0.13832 | 0.13415 | 0.13773 | 0.13977 | 0.16755 | 0.16966 | 0.17783 | 1.3191
LO20Fast | NR | Pin Lamps | Residential | Lighting | 0.0004388 | 0.00041421 | 3.4868 | -1.2692 | Multifamily - Low Rise | ID/MT/OR_MR_46 to 59W equivalent | 0.0032454 | 0.0055056 | 0.0070549 | 0.0082449 | 0.0092697 | 0.010135 | 0.010853 | 0.011438 | 0.013583 | 0.013685 | 0.013792 | 0.01386 | 0.013863 | 0.013831 | 0.0138 | 0.013764 | 0.013728 | 0.013714 | 0.013682 | 0.013698 | 0.10768 | 0.11452 | 0.099374 | 0.095696 | 0.074464 | 0.07258 | 0.068722 | 0.059074 | 0.0699 | 0.088191 | 0.1055 | 0.10673 | 0.1114 | 0 | 0.23307 | 0.18183 | 0.19652 | 0.17016 | 0.17612 | 0.19001 | 0.18427 | 0.18919 | 0.19199 | 0.23016 | 0.23305 | 0.24428 | 1.5334
LO20Fast | NR | Pin Lamps | Residential | Lighting | 0.001524 | 0.0014344 | 12.0637 | -9.9919 | Multifamily - Low Rise | ID/MT/OR_Non-MR Bi-Pin_250 to 499 lumens | 0.00040747 | 0.00069125 | 0.00088577 | 0.0010352 | 0.0011638 | 0.0012725 | 0.0013626 | 0.0014361 | 0.0017054 | 0.0017182 | 0.0017317 | 0.0017401 | 0.0017405 | 0.0017366 | 0.0017326 | 0.0017281 | 0.0017236 | 0.0017218 | 0.0017178 | 0.0017199 | 0.01352 | 0.39623 | 0.34308 | 0.32993 | 0.2568 | 0.24882 | 0.23512 | 0.20201 | 0.23901 | 0.30191 | 0.36216 | 0.36775 | 0.38638 | 0 | 0.81823 | 0.63755 | 0.68551 | 0.593 | 0.60686 | 0.65085 | 0.63026 | 0.64702 | 0.65888 | 0.79516 | 0.81084 | 0.8603 | 2.5307
LO20Fast | NR | Pin Lamps | Residential | Lighting | 0.0023359 | 0.0021985 | 18.4901 | 12.4494 | Multifamily - Low Rise | ID/MT/OR_Non-MR Bi-Pin_500 to 999 lumens | 0.020222 | 0.034306 | 0.043959 | 0.051374 | 0.05776 | 0.063152 | 0.067625 | 0.071274 | 0.084636 | 0.08527 | 0.08594 | 0.08636 | 0.086379 | 0.086183 | 0.085988 | 0.085764 | 0.08554 | 0.085453 | 0.085251 | 0.085354 | 0.67096 | 0.6073 | 0.52584 | 0.50569 | 0.3936 | 0.38136 | 0.36036 | 0.30962 | 0.36633 | 0.46275 | 0.55509 | 0.56366 | 0.59221 | 0 | 1.2541 | 0.97718 | 1.0507 | 0.9089 | 0.93014 | 0.99757 | 0.96601 | 0.9917 | 1.0099 | 1.2188 | 1.2428 | 1.3186 | 1.384
LO20Fast | NR | Pin Lamps | Residential | Lighting | 0.00079241 | 0.00074383 | 6.2509 | -19.3783 | Multifamily - Low Rise | ID/MT/OR_TLED_2ft | 2.3915e-05 | 4.057e-05 | 5.1986e-05 | 6.0755e-05 | 6.8306e-05 | 7.4684e-05 | 7.9972e-05 | 8.4288e-05 | 0.00010009 | 0.00010084 | 0.00010163 | 0.00010213 | 0.00010215 | 0.00010192 | 0.00010169 | 0.00010142 | 0.00010116 | 0.00010106 | 0.00010082 | 0.00010094 | 0.00079347 | 0.20531 | 0.17743 | 0.17041 | 0.13267 | 0.12785 | 0.12059 | 0.10356 | 0.12252 | 0.15493 | 0.18633 | 0.18985 | 0.20065 | 0 | 0.42952 | 0.3343 | 0.35782 | 0.30926 | 0.31328 | 0.33418 | 0.32317 | 0.33173 | 0.3389 | 0.41148 | 0.42227 | 0.45286 | 21.365
LO20Fast | NR | Pin Lamps | Residential | Lighting | 0.0013259 | 0.0012446 | 10.459 | 21.1281 | Multifamily - Low Rise | ID/MT/OR_TLED_4ft | 0.0024326 | 0.0041268 | 0.0052881 | 0.0061801 | 0.0069482 | 0.0075969 | 0.0081349 | 0.0085739 | 0.010181 | 0.010258 | 0.010338 | 0.010389 | 0.010391 | 0.010367 | 0.010344 | 0.010317 | 0.01029 | 0.01028 | 0.010255 | 0.010268 | 0.080713 | 0.34353 | 0.29687 | 0.28513 | 0.22199 | 0.21392 | 0.20177 | 0.17328 | 0.20499 | 0.25924 | 0.31176 | 0.31765 | 0.33573 | 0 | 0.71868 | 0.55936 | 0.59871 | 0.51746 | 0.52418 | 0.55916 | 0.54073 | 0.55505 | 0.56705 | 0.68849 | 0.70654 | 0.75773 | 1.2818
LO20Fast | NR | Pin Lamps | Residential | Lighting | 0.00014882 | 0.00014048 | 1.1825 | 166.2863 | Multifamily - Low Rise | WA_MR_20W equivalent | 0.00057699 | 0.00097883 | 0.0012543 | 0.0014658 | 0.001648 | 0.0018019 | 0.0019295 | 0.0020336 | 0.0024149 | 0.002433 | 0.0024521 | 0.0024641 | 0.0024646 | 0.002459 | 0.0024534 | 0.0024471 | 0.0024407 | 0.0024382 | 0.0024324 | 0.0024354 | 0.019144 | 0.038838 | 0.033703 | 0.032455 | 0.025254 | 0.024615 | 0.023307 | 0.020035 | 0.023706 | 0.02991 | 0.035779 | 0.036197 | 0.037782 | 0 | 0.079044 | 0.061668 | 0.066649 | 0.057711 | 0.059732 | 0.06444 | 0.062494 | 0.064163 | 0.065111 | 0.078058 | 0.079038 | 0.082846 | 0.29324
LO20Fast | NR | Pin Lamps | Residential | Lighting | 0.0001223 | 0.00011545 | 0.97184 | 202.8318 | Multifamily - Low Rise | WA_MR_21 to 45W equivalent | 0.00025489 | 0.00043241 | 0.00055409 | 0.00064756 | 0.00072804 | 0.00079601 | 0.00085239 | 0.00089838 | 0.0010668 | 0.0010748 | 0.0010832 | 0.0010885 | 0.0010888 | 0.0010863 | 0.0010838 | 0.001081 | 0.0010782 | 0.0010771 | 0.0010746 | 0.0010759 | 0.0084572 | 0.031918 | 0.027698 | 0.026672 | 0.020755 | 0.02023 | 0.019154 | 0.016465 | 0.019482 | 0.024581 | 0.029404 | 0.029747 | 0.03105 | 0 | 0.064961 | 0.05068 | 0.054774 | 0.047428 | 0.049089 | 0.052959 | 0.051359 | 0.052731 | 0.05351 | 0.06415 | 0.064955 | 0.068085 | 0.24554
LO20Fast | NR | Pin Lamps | Residential | Lighting | 0.00014513 | 0.00013699 | 1.1532 | 167.9813 | Multifamily - Low Rise | WA_MR_46 to 59W equivalent | 0.0012104 | 0.0020534 | 0.0026312 | 0.003075 | 0.0034572 | 0.00378 | 0.0040477 | 0.0042661 | 0.0050659 | 0.0051038 | 0.0051439 | 0.0051691 | 0.0051702 | 0.0051585 | 0.0051468 | 0.0051334 | 0.00512 | 0.0051148 | 0.0051027 | 0.0051089 | 0.04016 | 0.037875 | 0.032867 | 0.03165 | 0.024628 | 0.024005 | 0.022729 | 0.019538 | 0.023118 | 0.029168 | 0.034892 | 0.035299 | 0.036845 | 0 | 0.077084 | 0.060139 | 0.064996 | 0.05628 | 0.058251 | 0.062843 | 0.060944 | 0.062572 | 0.063497 | 0.076122 | 0.077078 | 0.080792 | 0.29062
LO20Fast | NR | Pin Lamps | Residential | Lighting | 0.001524 | 0.0014344 | 12.0637 | -9.9919 | Multifamily - Low Rise | WA_Non-MR Bi-Pin_250 to 499 lumens | 0.00045949 | 0.00077949 | 0.00099884 | 0.0011673 | 0.0013124 | 0.0014349 | 0.0015366 | 0.0016195 | 0.0019231 | 0.0019375 | 0.0019527 | 0.0019623 | 0.0019627 | 0.0019583 | 0.0019538 | 0.0019487 | 0.0019436 | 0.0019417 | 0.0019371 | 0.0019394 | 0.015245 | 0.39623 | 0.34308 | 0.32993 | 0.2568 | 0.24882 | 0.23512 | 0.20201 | 0.23901 | 0.30191 | 0.36216 | 0.36775 | 0.38638 | 0 | 0.81823 | 0.63755 | 0.68551 | 0.593 | 0.60686 | 0.65085 | 0.63026 | 0.64702 | 0.65888 | 0.79516 | 0.81084 | 0.8603 | 2.5307
LO20Fast | NR | Pin Lamps | Residential | Lighting | 0.0023359 | 0.0021985 | 18.4901 | 12.4494 | Multifamily - Low Rise | WA_Non-MR Bi-Pin_500 to 999 lumens | 0.022804 | 0.038685 | 0.049571 | 0.057933 | 0.065133 | 0.071214 | 0.076257 | 0.080372 | 0.09544 | 0.096156 | 0.096911 | 0.097385 | 0.097406 | 0.097185 | 0.096965 | 0.096713 | 0.096459 | 0.096362 | 0.096134 | 0.09625 | 0.75661 | 0.6073 | 0.52584 | 0.50569 | 0.3936 | 0.38136 | 0.36036 | 0.30962 | 0.36633 | 0.46275 | 0.55509 | 0.56366 | 0.59221 | 0 | 1.2541 | 0.97718 | 1.0507 | 0.9089 | 0.93014 | 0.99757 | 0.96601 | 0.9917 | 1.0099 | 1.2188 | 1.2428 | 1.3186 | 1.384
LO20Fast | NR | Pin Lamps | Residential | Lighting | 0.00079241 | 0.00074383 | 6.2509 | -19.3783 | Multifamily - Low Rise | WA_TLED_2ft | 2.6968e-05 | 4.5749e-05 | 5.8623e-05 | 6.8511e-05 | 7.7026e-05 | 8.4218e-05 | 9.0182e-05 | 9.5048e-05 | 0.00011287 | 0.00011371 | 0.00011461 | 0.00011517 | 0.00011519 | 0.00011493 | 0.00011467 | 0.00011437 | 0.00011407 | 0.00011396 | 0.00011369 | 0.00011383 | 0.00089476 | 0.20531 | 0.17743 | 0.17041 | 0.13267 | 0.12785 | 0.12059 | 0.10356 | 0.12252 | 0.15493 | 0.18633 | 0.18985 | 0.20065 | 0 | 0.42952 | 0.3343 | 0.35782 | 0.30926 | 0.31328 | 0.33418 | 0.32317 | 0.33173 | 0.3389 | 0.41148 | 0.42227 | 0.45286 | 21.365
LO20Fast | NR | Pin Lamps | Residential | Lighting | 0.0013259 | 0.0012446 | 10.459 | 21.1281 | Multifamily - Low Rise | WA_TLED_4ft | 0.0027432 | 0.0046536 | 0.0059632 | 0.006969 | 0.0078352 | 0.0085667 | 0.0091734 | 0.0096684 | 0.011481 | 0.011567 | 0.011658 | 0.011715 | 0.011717 | 0.011691 | 0.011664 | 0.011634 | 0.011604 | 0.011592 | 0.011564 | 0.011578 | 0.091016 | 0.34353 | 0.29687 | 0.28513 | 0.22199 | 0.21392 | 0.20177 | 0.17328 | 0.20499 | 0.25924 | 0.31176 | 0.31765 | 0.33573 | 0 | 0.71868 | 0.55936 | 0.59871 | 0.51746 | 0.52418 | 0.55916 | 0.54073 | 0.55505 | 0.56705 | 0.68849 | 0.70654 | 0.75773 | 1.2818
LO20Fast | NR | Pin Lamps | Residential | Lighting | 0.00021695 | 0.00020479 | 1.7239 | 17.4112 | Multifamily - High Rise | ID/MT/OR_MR_20W equivalent | 0.00022073 | 0.00037445 | 0.00047982 | 0.00056075 | 0.00063045 | 0.00068931 | 0.00073813 | 0.00077796 | 0.00092201 | 0.00092867 | 0.00093643 | 0.0009415 | 0.00094221 | 0.00094031 | 0.00093839 | 0.0009362 | 0.00093384 | 0.00093292 | 0.00093063 | 0.00093171 | 0.0073235 | 0.056619 | 0.049132 | 0.047313 | 0.036816 | 0.035884 | 0.033977 | 0.029207 | 0.034559 | 0.043603 | 0.052159 | 0.052768 | 0.055079 | 0 | 0.11523 | 0.0899 | 0.097161 | 0.084131 | 0.087078 | 0.093942 | 0.091104 | 0.093538 | 0.09492 | 0.11379 | 0.11522 | 0.12077 | 1.1224
LO20Fast | NR | Pin Lamps | Residential | Lighting | 0.00031945 | 0.00030154 | 2.5384 | 5.2655 | Multifamily - High Rise | ID/MT/OR_MR_21 to 45W equivalent | 0.0001747 | 0.00029637 | 0.00037978 | 0.00044384 | 0.000499 | 0.00054559 | 0.00058423 | 0.00061575 | 0.00072977 | 0.00073504 | 0.00074118 | 0.0007452 | 0.00074576 | 0.00074426 | 0.00074274 | 0.000741 | 0.00073913 | 0.0007384 | 0.00073659 | 0.00073745 | 0.0057966 | 0.083368 | 0.072344 | 0.069666 | 0.05421 | 0.052838 | 0.050029 | 0.043006 | 0.050887 | 0.064203 | 0.076802 | 0.077698 | 0.081101 | 0 | 0.16967 | 0.13237 | 0.14306 | 0.12388 | 0.12822 | 0.13832 | 0.13415 | 0.13773 | 0.13977 | 0.16755 | 0.16966 | 0.17783 | 1.3191
LO20Fast | NR | Pin Lamps | Residential | Lighting | 0.0004388 | 0.00041421 | 3.4868 | -1.2692 | Multifamily - High Rise | ID/MT/OR_MR_46 to 59W equivalent | 0.00096035 | 0.0016292 | 0.0020876 | 0.0024398 | 0.002743 | 0.0029991 | 0.0032115 | 0.0033848 | 0.0040115 | 0.0040405 | 0.0040743 | 0.0040964 | 0.0040994 | 0.0040912 | 0.0040828 | 0.0040733 | 0.004063 | 0.004059 | 0.0040491 | 0.0040538 | 0.031864 | 0.11452 | 0.099374 | 0.095696 | 0.074464 | 0.07258 | 0.068722 | 0.059074 | 0.0699 | 0.088191 | 0.1055 | 0.10673 | 0.1114 | 0 | 0.23307 | 0.18183 | 0.19652 | 0.17016 | 0.17612 | 0.19001 | 0.18427 | 0.18919 | 0.19199 | 0.23016 | 0.23305 | 0.24428 | 1.5334
LO20Fast | NR | Pin Lamps | Residential | Lighting | 0.001524 | 0.0014344 | 12.0637 | -9.9919 | Multifamily - High Rise | ID/MT/OR_Non-MR Bi-Pin_250 to 499 lumens | 0.00012058 | 0.00020455 | 0.00026211 | 0.00030632 | 0.00034439 | 0.00037655 | 0.00040321 | 0.00042497 | 0.00050366 | 0.0005073 | 0.00051154 | 0.00051431 | 0.0005147 | 0.00051366 | 0.00051261 | 0.00051141 | 0.00051013 | 0.00050962 | 0.00050837 | 0.00050896 | 0.0040006 | 0.39623 | 0.34308 | 0.32993 | 0.2568 | 0.24882 | 0.23512 | 0.20201 | 0.23901 | 0.30191 | 0.36216 | 0.36775 | 0.38638 | 0 | 0.81823 | 0.63755 | 0.68551 | 0.593 | 0.60686 | 0.65085 | 0.63026 | 0.64702 | 0.65888 | 0.79516 | 0.81084 | 0.8603 | 2.5307
LO20Fast | NR | Pin Lamps | Residential | Lighting | 0.0023359 | 0.0021985 | 18.4901 | 12.4494 | Multifamily - High Rise | ID/MT/OR_Non-MR Bi-Pin_500 to 999 lumens | 0.005984 | 0.010151 | 0.013008 | 0.015202 | 0.017092 | 0.018688 | 0.020011 | 0.021091 | 0.024996 | 0.025177 | 0.025387 | 0.025525 | 0.025544 | 0.025492 | 0.02544 | 0.025381 | 0.025317 | 0.025292 | 0.02523 | 0.025259 | 0.19854 | 0.6073 | 0.52584 | 0.50569 | 0.3936 | 0.38136 | 0.36036 | 0.30962 | 0.36633 | 0.46275 | 0.55509 | 0.56366 | 0.59221 | 0 | 1.2541 | 0.97718 | 1.0507 | 0.9089 | 0.93014 | 0.99757 | 0.96601 | 0.9917 | 1.0099 | 1.2188 | 1.2428 | 1.3186 | 1.384
LO20Fast | NR | Pin Lamps | Residential | Lighting | 0.00079241 | 0.00074383 | 6.2509 | -19.3783 | Multifamily - High Rise | ID/MT/OR_TLED_2ft | 7.0766e-06 | 1.2005e-05 | 1.5383e-05 | 1.7978e-05 | 2.0213e-05 | 2.21e-05 | 2.3665e-05 | 2.4942e-05 | 2.956e-05 | 2.9774e-05 | 3.0022e-05 | 3.0185e-05 | 3.0208e-05 | 3.0147e-05 | 3.0086e-05 | 3.0015e-05 | 2.994e-05 | 2.991e-05 | 2.9837e-05 | 2.9871e-05 | 0.0002348 | 0.20531 | 0.17743 | 0.17041 | 0.13267 | 0.12785 | 0.12059 | 0.10356 | 0.12252 | 0.15493 | 0.18633 | 0.18985 | 0.20065 | 0 | 0.42952 | 0.3343 | 0.35782 | 0.30926 | 0.31328 | 0.33418 | 0.32317 | 0.33173 | 0.3389 | 0.41148 | 0.42227 | 0.45286 | 21.365
LO20Fast | NR | Pin Lamps | Residential | Lighting | 0.0013259 | 0.0012446 | 10.459 | 21.1281 | Multifamily - High Rise | ID/MT/OR_TLED_4ft | 0.00071984 | 0.0012212 | 0.0015648 | 0.0018288 | 0.0020561 | 0.002248 | 0.0024072 | 0.0025371 | 0.0030069 | 0.0030286 | 0.0030539 | 0.0030705 | 0.0030728 | 0.0030666 | 0.0030603 | 0.0030532 | 0.0030455 | 0.0030425 | 0.003035 | 0.0030386 | 0.023884 | 0.34353 | 0.29687 | 0.28513 | 0.22199 | 0.21392 | 0.20177 | 0.17328 | 0.20499 | 0.25924 | 0.31176 | 0.31765 | 0.33573 | 0 | 0.71868 | 0.55936 | 0.59871 | 0.51746 | 0.52418 | 0.55916 | 0.54073 | 0.55505 | 0.56705 | 0.68849 | 0.70654 | 0.75773 | 1.2818
LO20Fast | NR | Pin Lamps | Residential | Lighting | 0.00014882 | 0.00014048 | 1.1825 | 166.2863 | Multifamily - High Rise | WA_MR_20W equivalent | 0.00017074 | 0.00028965 | 0.00037115 | 0.00043376 | 0.00048767 | 0.0005332 | 0.00057096 | 0.00060177 | 0.0007132 | 0.00071836 | 0.00072435 | 0.00072828 | 0.00072883 | 0.00072736 | 0.00072588 | 0.00072418 | 0.00072235 | 0.00072164 | 0.00071987 | 0.00072071 | 0.005665 | 0.038838 | 0.033703 | 0.032455 | 0.025254 | 0.024615 | 0.023307 | 0.020035 | 0.023706 | 0.02991 | 0.035779 | 0.036197 | 0.037782 | 0 | 0.079044 | 0.061668 | 0.066649 | 0.057711 | 0.059732 | 0.06444 | 0.062494 | 0.064163 | 0.065111 | 0.078058 | 0.079038 | 0.082846 | 0.29324
LO20Fast | NR | Pin Lamps | Residential | Lighting | 0.0001223 | 0.00011545 | 0.97184 | 202.8318 | Multifamily - High Rise | WA_MR_21 to 45W equivalent | 7.5426e-05 | 0.00012796 | 0.00016396 | 0.00019162 | 0.00021544 | 0.00023555 | 0.00025223 | 0.00026584 | 0.00031507 | 0.00031734 | 0.00031999 | 0.00032173 | 0.00032197 | 0.00032132 | 0.00032067 | 0.00031992 | 0.00031911 | 0.0003188 | 0.00031801 | 0.00031838 | 0.0025026 | 0.031918 | 0.027698 | 0.026672 | 0.020755 | 0.02023 | 0.019154 | 0.016465 | 0.019482 | 0.024581 | 0.029404 | 0.029747 | 0.03105 | 0 | 0.064961 | 0.05068 | 0.054774 | 0.047428 | 0.049089 | 0.052959 | 0.051359 | 0.052731 | 0.05351 | 0.06415 | 0.064955 | 0.068085 | 0.24554
LO20Fast | NR | Pin Lamps | Residential | Lighting | 0.00014513 | 0.00013699 | 1.1532 | 167.9813 | Multifamily - High Rise | WA_MR_46 to 59W equivalent | 0.00035817 | 0.00060761 | 0.0007786 | 0.00090993 | 0.001023 | 0.0011185 | 0.0011978 | 0.0012624 | 0.0014961 | 0.001507 | 0.0015195 | 0.0015278 | 0.0015289 | 0.0015258 | 0.0015227 | 0.0015192 | 0.0015153 | 0.0015138 | 0.0015101 | 0.0015119 | 0.011884 | 0.037875 | 0.032867 | 0.03165 | 0.024628 | 0.024005 | 0.022729 | 0.019538 | 0.023118 | 0.029168 | 0.034892 | 0.035299 | 0.036845 | 0 | 0.077084 | 0.060139 | 0.064996 | 0.05628 | 0.058251 | 0.062843 | 0.060944 | 0.062572 | 0.063497 | 0.076122 | 0.077078 | 0.080792 | 0.29062
LO20Fast | NR | Pin Lamps | Residential | Lighting | 0.001524 | 0.0014344 | 12.0637 | -9.9919 | Multifamily - High Rise | WA_Non-MR Bi-Pin_250 to 499 lumens | 0.00013597 | 0.00023066 | 0.00029557 | 0.00034543 | 0.00038836 | 0.00042462 | 0.00045469 | 0.00047922 | 0.00056796 | 0.00057207 | 0.00057684 | 0.00057997 | 0.00058041 | 0.00057924 | 0.00057805 | 0.0005767 | 0.00057525 | 0.00057468 | 0.00057327 | 0.00057394 | 0.0045113 | 0.39623 | 0.34308 | 0.32993 | 0.2568 | 0.24882 | 0.23512 | 0.20201 | 0.23901 | 0.30191 | 0.36216 | 0.36775 | 0.38638 | 0 | 0.81823 | 0.63755 | 0.68551 | 0.593 | 0.60686 | 0.65085 | 0.63026 | 0.64702 | 0.65888 | 0.79516 | 0.81084 | 0.8603 | 2.5307
LO20Fast | NR | Pin Lamps | Residential | Lighting | 0.0023359 | 0.0021985 | 18.4901 | 12.4494 | Multifamily - High Rise | WA_Non-MR Bi-Pin_500 to 999 lumens | 0.0067479 | 0.011447 | 0.014669 | 0.017143 | 0.019274 | 0.021073 | 0.022566 | 0.023783 | 0.028187 | 0.028391 | 0.028628 | 0.028783 | 0.028805 | 0.028747 | 0.028688 | 0.028621 | 0.028549 | 0.028521 | 0.028451 | 0.028484 | 0.22389 | 0.6073 | 0.52584 | 0.50569 | 0.3936 | 0.38136 | 0.36036 | 0.30962 | 0.36633 | 0.46275 | 0.55509 | 0.56366 | 0.59221 | 0 | 1.2541 | 0.97718 | 1.0507 | 0.9089 | 0.93014 | 0.99757 | 0.96601 | 0.9917 | 1.0099 | 1.2188 | 1.2428 | 1.3186 | 1.384
LO20Fast | NR | Pin Lamps | Residential | Lighting | 0.00079241 | 0.00074383 | 6.2509 | -19.3783 | Multifamily - High Rise | WA_TLED_2ft | 7.98e-06 | 1.3538e-05 | 1.7347e-05 | 2.0273e-05 | 2.2793e-05 | 2.4921e-05 | 2.6686e-05 | 2.8126e-05 | 3.3334e-05 | 3.3575e-05 | 3.3855e-05 | 3.4039e-05 | 3.4064e-05 | 3.3996e-05 | 3.3926e-05 | 3.3847e-05 | 3.3762e-05 | 3.3728e-05 | 3.3646e-05 | 3.3685e-05 | 0.00026477 | 0.20531 | 0.17743 | 0.17041 | 0.13267 | 0.12785 | 0.12059 | 0.10356 | 0.12252 | 0.15493 | 0.18633 | 0.18985 | 0.20065 | 0 | 0.42952 | 0.3343 | 0.35782 | 0.30926 | 0.31328 | 0.33418 | 0.32317 | 0.33173 | 0.3389 | 0.41148 | 0.42227 | 0.45286 | 21.365
LO20Fast | NR | Pin Lamps | Residential | Lighting | 0.0013259 | 0.0012446 | 10.459 | 21.1281 | Multifamily - High Rise | WA_TLED_4ft | 0.00081174 | 0.0013771 | 0.0017646 | 0.0020622 | 0.0023185 | 0.002535 | 0.0027145 | 0.002861 | 0.0033908 | 0.0034153 | 0.0034438 | 0.0034624 | 0.0034651 | 0.0034581 | 0.003451 | 0.0034429 | 0.0034343 | 0.0034309 | 0.0034225 | 0.0034265 | 0.026933 | 0.34353 | 0.29687 | 0.28513 | 0.22199 | 0.21392 | 0.20177 | 0.17328 | 0.20499 | 0.25924 | 0.31176 | 0.31765 | 0.33573 | 0 | 0.71868 | 0.55936 | 0.59871 | 0.51746 | 0.52418 | 0.55916 | 0.54073 | 0.55505 | 0.56705 | 0.68849 | 0.70654 | 0.75773 | 1.2818
LO20Fast | NR | Pin Lamps | Residential | Lighting | 0.00021695 | 0.00020479 | 1.7239 | 17.4112 | Manufactured | ID/MT/OR_MR_20W equivalent | 0.00043816 | 0.00073704 | 0.00093648 | 0.0010852 | 0.0012098 | 0.0013116 | 0.0013926 | 0.0014554 | 0.0015764 | 0.0016005 | 0.0016174 | 0.0016254 | 0.0016251 | 0.0016194 | 0.0016111 | 0.0016006 | 0.0015887 | 0.0015784 | 0.0015659 | 0.0015577 | 0.012377 | 0.056619 | 0.049132 | 0.047313 | 0.036816 | 0.035884 | 0.033977 | 0.029207 | 0.034559 | 0.043603 | 0.052159 | 0.052768 | 0.055079 | 0 | 0.11523 | 0.0899 | 0.097161 | 0.084131 | 0.087078 | 0.093942 | 0.091104 | 0.093538 | 0.09492 | 0.11379 | 0.11522 | 0.12077 | 1.1224
LO20Fast | NR | Pin Lamps | Residential | Lighting | 0.00031945 | 0.00030154 | 2.5384 | 5.2655 | Manufactured | ID/MT/OR_MR_21 to 45W equivalent | 0.0003468 | 0.00058337 | 0.00074122 | 0.00085895 | 0.00095756 | 0.0010381 | 0.0011023 | 0.0011519 | 0.0012477 | 0.0012668 | 0.0012802 | 0.0012865 | 0.0012863 | 0.0012817 | 0.0012752 | 0.0012669 | 0.0012574 | 0.0012493 | 0.0012394 | 0.0012329 | 0.009796 | 0.083368 | 0.072344 | 0.069666 | 0.05421 | 0.052838 | 0.050029 | 0.043006 | 0.050887 | 0.064203 | 0.076802 | 0.077698 | 0.081101 | 0 | 0.16967 | 0.13237 | 0.14306 | 0.12388 | 0.12822 | 0.13832 | 0.13415 | 0.13773 | 0.13977 | 0.16755 | 0.16966 | 0.17783 | 1.3191
LO20Fast | NR | Pin Lamps | Residential | Lighting | 0.0004388 | 0.00041421 | 3.4868 | -1.2692 | Manufactured | ID/MT/OR_MR_46 to 59W equivalent | 0.0019064 | 0.0032068 | 0.0040745 | 0.0047216 | 0.0052637 | 0.0057066 | 0.0060592 | 0.0063323 | 0.0068589 | 0.0069635 | 0.0070372 | 0.0070717 | 0.0070705 | 0.0070458 | 0.0070095 | 0.006964 | 0.0069122 | 0.0068675 | 0.0068129 | 0.0067772 | 0.053849 | 0.11452 | 0.099374 | 0.095696 | 0.074464 | 0.07258 | 0.068722 | 0.059074 | 0.0699 | 0.088191 | 0.1055 | 0.10673 | 0.1114 | 0 | 0.23307 | 0.18183 | 0.19652 | 0.17016 | 0.17612 | 0.19001 | 0.18427 | 0.18919 | 0.19199 | 0.23016 | 0.23305 | 0.24428 | 1.5334
LO20Fast | NR | Pin Lamps | Residential | Lighting | 0.001524 | 0.0014344 | 12.0637 | -9.9919 | Manufactured | ID/MT/OR_Non-MR Bi-Pin_250 to 499 lumens | 0.00023935 | 0.00040262 | 0.00051157 | 0.00059282 | 0.00066088 | 0.00071648 | 0.00076075 | 0.00079504 | 0.00086115 | 0.00087429 | 0.00088355 | 0.00088788 | 0.00088773 | 0.00088462 | 0.00088007 | 0.00087436 | 0.00086785 | 0.00086224 | 0.00085539 | 0.0008509 | 0.0067609 | 0.39623 | 0.34308 | 0.32993 | 0.2568 | 0.24882 | 0.23512 | 0.20201 | 0.23901 | 0.30191 | 0.36216 | 0.36775 | 0.38638 | 0 | 0.81823 | 0.63755 | 0.68551 | 0.593 | 0.60686 | 0.65085 | 0.63026 | 0.64702 | 0.65888 | 0.79516 | 0.81084 | 0.8603 | 2.5307
LO20Fast | NR | Pin Lamps | Residential | Lighting | 0.0023359 | 0.0021985 | 18.4901 | 12.4494 | Manufactured | ID/MT/OR_Non-MR Bi-Pin_500 to 999 lumens | 0.011879 | 0.019982 | 0.025388 | 0.029421 | 0.032798 | 0.035558 | 0.037755 | 0.039457 | 0.042738 | 0.04339 | 0.043849 | 0.044064 | 0.044057 | 0.043903 | 0.043677 | 0.043393 | 0.04307 | 0.042792 | 0.042452 | 0.042229 | 0.33553 | 0.6073 | 0.52584 | 0.50569 | 0.3936 | 0.38136 | 0.36036 | 0.30962 | 0.36633 | 0.46275 | 0.55509 | 0.56366 | 0.59221 | 0 | 1.2541 | 0.97718 | 1.0507 | 0.9089 | 0.93014 | 0.99757 | 0.96601 | 0.9917 | 1.0099 | 1.2188 | 1.2428 | 1.3186 | 1.384
LO20Fast | NR | Pin Lamps | Residential | Lighting | 0.00079241 | 0.00074383 | 6.2509 | -19.3783 | Manufactured | ID/MT/OR_TLED_2ft | 1.4048e-05 | 2.363e-05 | 3.0024e-05 | 3.4793e-05 | 3.8787e-05 | 4.2051e-05 | 4.4649e-05 | 4.6661e-05 | 5.0541e-05 | 5.1312e-05 | 5.1856e-05 | 5.211e-05 | 5.2101e-05 | 5.1919e-05 | 5.1652e-05 | 5.1316e-05 | 5.0934e-05 | 5.0605e-05 | 5.0203e-05 | 4.9939e-05 | 0.0003968 | 0.20531 | 0.17743 | 0.17041 | 0.13267 | 0.12785 | 0.12059 | 0.10356 | 0.12252 | 0.15493 | 0.18633 | 0.18985 | 0.20065 | 0 | 0.42952 | 0.3343 | 0.35782 | 0.30926 | 0.31328 | 0.33418 | 0.32317 | 0.33173 | 0.3389 | 0.41148 | 0.42227 | 0.45286 | 21.365
LO20Fast | NR | Pin Lamps | Residential | Lighting | 0.0013259 | 0.0012446 | 10.459 | 21.1281 | Manufactured | ID/MT/OR_TLED_4ft | 0.001429 | 0.0024037 | 0.0030541 | 0.0035392 | 0.0039455 | 0.0042775 | 0.0045417 | 0.0047464 | 0.0051411 | 0.0052196 | 0.0052748 | 0.0053007 | 0.0052998 | 0.0052813 | 0.0052541 | 0.00522 | 0.0051811 | 0.0051476 | 0.0051067 | 0.0050799 | 0.040363 | 0.34353 | 0.29687 | 0.28513 | 0.22199 | 0.21392 | 0.20177 | 0.17328 | 0.20499 | 0.25924 | 0.31176 | 0.31765 | 0.33573 | 0 | 0.71868 | 0.55936 | 0.59871 | 0.51746 | 0.52418 | 0.55916 | 0.54073 | 0.55505 | 0.56705 | 0.68849 | 0.70654 | 0.75773 | 1.2818
LO20Fast | NR | Pin Lamps | Residential | Lighting | 0.00014882 | 0.00014048 | 1.1825 | 166.2863 | Manufactured | WA_MR_20W equivalent | 0.00033893 | 0.00057012 | 0.0007244 | 0.00083945 | 0.00093582 | 0.0010146 | 0.0010772 | 0.0011258 | 0.0012194 | 0.001238 | 0.0012511 | 0.0012573 | 0.0012571 | 0.0012527 | 0.0012462 | 0.0012381 | 0.0012289 | 0.001221 | 0.0012113 | 0.0012049 | 0.0095737 | 0.038838 | 0.033703 | 0.032455 | 0.025254 | 0.024615 | 0.023307 | 0.020035 | 0.023706 | 0.02991 | 0.035779 | 0.036197 | 0.037782 | 0 | 0.079044 | 0.061668 | 0.066649 | 0.057711 | 0.059732 | 0.06444 | 0.062494 | 0.064163 | 0.065111 | 0.078058 | 0.079038 | 0.082846 | 0.29324
LO20Fast | NR | Pin Lamps | Residential | Lighting | 0.0001223 | 0.00011545 | 0.97184 | 202.8318 | Manufactured | WA_MR_21 to 45W equivalent | 0.00014973 | 0.00025186 | 0.00032001 | 0.00037084 | 0.00041341 | 0.0004482 | 0.00047589 | 0.00049734 | 0.0005387 | 0.00054691 | 0.0005527 | 0.00055541 | 0.00055532 | 0.00055338 | 0.00055053 | 0.00054696 | 0.00054288 | 0.00053938 | 0.00053509 | 0.00053228 | 0.0042293 | 0.031918 | 0.027698 | 0.026672 | 0.020755 | 0.02023 | 0.019154 | 0.016465 | 0.019482 | 0.024581 | 0.029404 | 0.029747 | 0.03105 | 0 | 0.064961 | 0.05068 | 0.054774 | 0.047428 | 0.049089 | 0.052959 | 0.051359 | 0.052731 | 0.05351 | 0.06415 | 0.064955 | 0.068085 | 0.24554
LO20Fast | NR | Pin Lamps | Residential | Lighting | 0.00014513 | 0.00013699 | 1.1532 | 167.9813 | Manufactured | WA_MR_46 to 59W equivalent | 0.00071101 | 0.001196 | 0.0015196 | 0.001761 | 0.0019632 | 0.0021283 | 0.0022598 | 0.0023617 | 0.0025581 | 0.0025971 | 0.0026246 | 0.0026375 | 0.002637 | 0.0026278 | 0.0026143 | 0.0025973 | 0.002578 | 0.0025613 | 0.0025409 | 0.0025276 | 0.020083 | 0.037875 | 0.032867 | 0.03165 | 0.024628 | 0.024005 | 0.022729 | 0.019538 | 0.023118 | 0.029168 | 0.034892 | 0.035299 | 0.036845 | 0 | 0.077084 | 0.060139 | 0.064996 | 0.05628 | 0.058251 | 0.062843 | 0.060944 | 0.062572 | 0.063497 | 0.076122 | 0.077078 | 0.080792 | 0.29062
LO20Fast | NR | Pin Lamps | Residential | Lighting | 0.001524 | 0.0014344 | 12.0637 | -9.9919 | Manufactured | WA_Non-MR Bi-Pin_250 to 499 lumens | 0.00026991 | 0.00045402 | 0.00057688 | 0.0006685 | 0.00074525 | 0.00080795 | 0.00085787 | 0.00089653 | 0.00097109 | 0.0009859 | 0.00099634 | 0.0010012 | 0.0010011 | 0.00099755 | 0.00099242 | 0.00098598 | 0.00097864 | 0.00097232 | 0.00096459 | 0.00095952 | 0.007624 | 0.39623 | 0.34308 | 0.32993 | 0.2568 | 0.24882 | 0.23512 | 0.20201 | 0.23901 | 0.30191 | 0.36216 | 0.36775 | 0.38638 | 0 | 0.81823 | 0.63755 | 0.68551 | 0.593 | 0.60686 | 0.65085 | 0.63026 | 0.64702 | 0.65888 | 0.79516 | 0.81084 | 0.8603 | 2.5307
LO20Fast | NR | Pin Lamps | Residential | Lighting | 0.0023359 | 0.0021985 | 18.4901 | 12.4494 | Manufactured | WA_Non-MR Bi-Pin_500 to 999 lumens | 0.013395 | 0.022532 | 0.02863 | 0.033177 | 0.036985 | 0.040097 | 0.042575 | 0.044494 | 0.048194 | 0.048929 | 0.049447 | 0.049689 | 0.049681 | 0.049507 | 0.049252 | 0.048933 | 0.048568 | 0.048255 | 0.047871 | 0.04762 | 0.37837 | 0.6073 | 0.52584 | 0.50569 | 0.3936 | 0.38136 | 0.36036 | 0.30962 | 0.36633 | 0.46275 | 0.55509 | 0.56366 | 0.59221 | 0 | 1.2541 | 0.97718 | 1.0507 | 0.9089 | 0.93014 | 0.99757 | 0.96601 | 0.9917 | 1.0099 | 1.2188 | 1.2428 | 1.3186 | 1.384
LO20Fast | NR | Pin Lamps | Residential | Lighting | 0.00079241 | 0.00074383 | 6.2509 | -19.3783 | Manufactured | WA_TLED_2ft | 1.5841e-05 | 2.6647e-05 | 3.3857e-05 | 3.9234e-05 | 4.3739e-05 | 4.7419e-05 | 5.0349e-05 | 5.2618e-05 | 5.6994e-05 | 5.7863e-05 | 5.8476e-05 | 5.8762e-05 | 5.8753e-05 | 5.8547e-05 | 5.8246e-05 | 5.7867e-05 | 5.7437e-05 | 5.7066e-05 | 5.6612e-05 | 5.6315e-05 | 0.00044746 | 0.20531 | 0.17743 | 0.17041 | 0.13267 | 0.12785 | 0.12059 | 0.10356 | 0.12252 | 0.15493 | 0.18633 | 0.18985 | 0.20065 | 0 | 0.42952 | 0.3343 | 0.35782 | 0.30926 | 0.31328 | 0.33418 | 0.32317 | 0.33173 | 0.3389 | 0.41148 | 0.42227 | 0.45286 | 21.365
LO20Fast | NR | Pin Lamps | Residential | Lighting | 0.0013259 | 0.0012446 | 10.459 | 21.1281 | Manufactured | WA_TLED_4ft | 0.0016114 | 0.0027105 | 0.003444 | 0.003991 | 0.0044492 | 0.0048235 | 0.0051215 | 0.0053524 | 0.0057975 | 0.0058859 | 0.0059482 | 0.0059774 | 0.0059764 | 0.0059555 | 0.0059248 | 0.0058863 | 0.0058425 | 0.0058048 | 0.0057586 | 0.0057284 | 0.045516 | 0.34353 | 0.29687 | 0.28513 | 0.22199 | 0.21392 | 0.20177 | 0.17328 | 0.20499 | 0.25924 | 0.31176 | 0.31765 | 0.33573 | 0 | 0.71868 | 0.55936 | 0.59871 | 0.51746 | 0.52418 | 0.55916 | 0.54073 | 0.55505 | 0.56705 | 0.68849 | 0.70654 | 0.75773 | 1.2818
Retro5Med | Retro | ResWx | Residential | HVAC | 0.16435 | 0.18773 | 1034.3163 | 20.5219 | Multifamily - Low Rise | Wall - R0 to R11_Furnace | 0.0011947 | 0.0018737 | 0.0037388 | 0.0065281 | 0.010132 | 0.014152 | 0.017971 | 0.020919 | 0.022477 | 0.022426 | 0.020883 | 0.018231 | 0.01498 | 0.011624 | 0.008546 | 0.0059686 | 0.00397 | 0.0025206 | 0.0015308 | 0.0010341 | 0.20683 | 33.8788 | 26.8666 | 23.8757 | 8.4905 | 4.6198 | 1.389 | 1.2922 | 0.40766 | 1.3643 | 14.3701 | 27.6644 | 34.4914 | 0 | 144.2048 | 111.3093 | 103.4907 | 57.8271 | 42.4625 | 16.8659 | 12.9409 | 11.5359 | 20.5785 | 69.1071 | 115.6735 | 149.6097 | 1.1734
Retro5Med | Retro | ResWx | Residential | HVAC | 0.043702 | 0.049917 | 275.029 | 21.7283 | Multifamily - Low Rise | Attic - R0 to R19_Furnace | 2.737e-05 | 4.2926e-05 | 8.5657e-05 | 0.00014956 | 0.00023212 | 0.00032423 | 0.00041172 | 0.00047925 | 0.00051494 | 0.00051377 | 0.00047843 | 0.00041768 | 0.00034319 | 0.00026632 | 0.00019579 | 0.00013674 | 9.0954e-05 | 5.7748e-05 | 3.5071e-05 | 2.3692e-05 | 0.0047385 | 9.0085 | 7.1439 | 6.3486 | 2.2577 | 1.2284 | 0.36935 | 0.34359 | 0.1084 | 0.36279 | 3.8211 | 7.3561 | 9.1714 | 0 | 38.3447 | 29.5976 | 27.5186 | 15.3765 | 11.291 | 4.4847 | 3.441 | 3.0674 | 5.4719 | 18.3759 | 30.7581 | 39.7818 | 1.144
Retro5Med | Retro | ResWx | Residential | HVAC | 0.15295 | 0.17728 | 958.7956 | 24.1046 | Multifamily - Low Rise | Wall - R0 to R11_Zonal | 0.031422 | 0.049281 | 0.098338 | 0.1717 | 0.26648 | 0.37223 | 0.47267 | 0.5502 | 0.59118 | 0.58983 | 0.54926 | 0.47951 | 0.394 | 0.30575 | 0.22477 | 0.15698 | 0.10442 | 0.066298 | 0.040263 | 0.0272 | 5.44 | 31.8404 | 25.1397 | 22.308 | 8.0185 | 4.3501 | 1.0591 | 1.0618 | 0.44924 | 1.354 | 13.5354 | 25.7129 | 32.3529 | 0 | 136.687 | 105.6664 | 98.3897 | 53.5631 | 39.3288 | 10.7369 | 6.3978 | 5.8499 | 18.9526 | 65.6759 | 109.13 | 141.2353 | 1.0888
Retro5Med | Retro | ResWx | Residential | HVAC | 0.23838 | 0.27631 | 1494.3662 | 28.7638 | Multifamily - Low Rise | Low-E Storm Window SP Metal_Zonal | 0.047982 | 0.075252 | 0.15016 | 0.26219 | 0.40692 | 0.56839 | 0.72177 | 0.84015 | 0.90272 | 0.90067 | 0.83872 | 0.73221 | 0.60163 | 0.46687 | 0.34323 | 0.23971 | 0.15945 | 0.10124 | 0.061482 | 0.041534 | 8.3067 | 49.6261 | 39.1825 | 34.769 | 12.4975 | 6.7801 | 1.6507 | 1.6548 | 0.70017 | 2.1104 | 21.0961 | 40.0758 | 50.4249 | 0 | 213.0386 | 164.6902 | 153.349 | 83.4828 | 61.2973 | 16.7344 | 9.9715 | 9.1175 | 29.5393 | 102.3615 | 170.0886 | 220.1274 | 0.99712
Retro5Med | Retro | ResWx | Residential | HVAC | 0.23517 | 0.26861 | 1479.9496 | 29.4194 | Multifamily - Low Rise | Low-E Storm Window SP Metal_Furnace | 0.0023293 | 0.0036532 | 0.0072898 | 0.012728 | 0.019754 | 0.027593 | 0.035039 | 0.040786 | 0.043824 | 0.043724 | 0.040717 | 0.035546 | 0.029207 | 0.022665 | 0.016662 | 0.011637 | 0.0077406 | 0.0049146 | 0.0029847 | 0.0020163 | 0.40326 | 48.4754 | 38.442 | 34.1625 | 12.1486 | 6.6103 | 1.9875 | 1.8489 | 0.5833 | 1.9522 | 20.5614 | 39.5835 | 49.352 | 0 | 206.3352 | 159.2667 | 148.0794 | 82.7418 | 60.7574 | 24.1325 | 18.5164 | 16.5061 | 29.4447 | 98.8818 | 165.5112 | 214.0687 | 0.98653
Retro5Med | Retro | ResWx | Residential | HVAC | 0.035735 | 0.04142 | 224.0142 | 32.582 | Multifamily - Low Rise | Attic - R0 to R19_Zonal | 0.00063255 | 0.00099205 | 0.0019796 | 0.0034564 | 0.0053644 | 0.0074932 | 0.0095151 | 0.011076 | 0.011901 | 0.011874 | 0.011057 | 0.0096528 | 0.0079313 | 0.0061548 | 0.0045248 | 0.0031602 | 0.002102 | 0.0013346 | 0.00081052 | 0.00054754 | 0.10951 | 7.4392 | 5.8737 | 5.2121 | 1.8734 | 1.0164 | 0.24745 | 0.24807 | 0.10496 | 0.31636 | 3.1624 | 6.0076 | 7.559 | 0 | 31.9357 | 24.688 | 22.9879 | 12.5146 | 9.1888 | 2.5086 | 1.4948 | 1.3668 | 4.4281 | 15.3446 | 25.4973 | 32.9984 | 0.93275
Retro5Med | Retro | ResWx | Residential | HVAC | 0.049096 | 0.056908 | 307.7745 | 34.4334 | Multifamily - Low Rise | Floor - R0 to R19_Zonal | 0.03668 | 0.057527 | 0.11479 | 0.20043 | 0.31108 | 0.43452 | 0.55176 | 0.64226 | 0.6901 | 0.68853 | 0.64117 | 0.55975 | 0.45992 | 0.35691 | 0.26239 | 0.18325 | 0.12189 | 0.077391 | 0.047001 | 0.031751 | 6.3502 | 10.2208 | 8.0699 | 7.1609 | 2.5739 | 1.3964 | 0.33997 | 0.34083 | 0.14421 | 0.43464 | 4.3449 | 8.2539 | 10.3853 | 0 | 43.8767 | 33.919 | 31.5832 | 17.1938 | 12.6246 | 3.4466 | 2.0537 | 1.8778 | 6.0838 | 21.082 | 35.0309 | 45.3367 | 0.90444
Retro5Med | Retro | ResWx | Residential | HVAC | 0.20393 | 0.23638 | 1278.4265 | 38.1088 | Multifamily - Low Rise | Low-E Storm Window SP Metal_DHP | 0 | 0 | 0 | 0 | 0 | 0 | 0 | 0 | 0 | 0 | 0 | 0 | 0 | 0 | 0 | 0 | 0 | 0 | 0 | 0 | 0 | 42.455 | 33.5205 | 29.7448 | 10.6915 | 5.8003 | 1.4122 | 1.4157 | 0.599 | 1.8054 | 18.0477 | 34.2848 | 43.1384 | 0 | 182.254 | 140.8921 | 131.1897 | 71.4193 | 52.4397 | 14.3163 | 8.5306 | 7.8 | 25.2708 | 87.57 | 145.5104 | 188.3185 | 0.85303
Retro5Med | Retro | ResWx | Residential | HVAC | 0.04438 | 0.050691 | 279.2911 | 40.7705 | Multifamily - Low Rise | Floor - R0 to R19_Furnace | 0.0011731 | 0.0018399 | 0.0036714 | 0.0064103 | 0.0099489 | 0.013897 | 0.017647 | 0.020541 | 0.022071 | 0.022021 | 0.020506 | 0.017902 | 0.014709 | 0.011415 | 0.0083917 | 0.0058609 | 0.0038984 | 0.0024752 | 0.0015032 | 0.0010155 | 0.2031 | 9.1481 | 7.2546 | 6.447 | 2.2926 | 1.2475 | 0.37508 | 0.34891 | 0.11008 | 0.36841 | 3.8803 | 7.4701 | 9.3135 | 0 | 38.9389 | 30.0563 | 27.945 | 15.6148 | 11.4659 | 4.5542 | 3.4944 | 3.115 | 5.5567 | 18.6606 | 31.2347 | 40.3983 | 0.81992
Retro5Med | Retro | ResWx | Residential | HVAC | 0.058724 | 0.067075 | 369.5633 | 43.9257 | Multifamily - Low Rise | Attic - R0 to R38_Furnace | 3.6778e-05 | 5.7681e-05 | 0.0001151 | 0.00020097 | 0.00031191 | 0.00043568 | 0.00055324 | 0.00064398 | 0.00069194 | 0.00069037 | 0.00064288 | 0.00056124 | 0.00046115 | 0.00035786 | 0.00026309 | 0.00018374 | 0.00012222 | 7.7598e-05 | 4.7126e-05 | 3.1836e-05 | 0.0063672 | 12.1049 | 9.5995 | 8.5308 | 3.0337 | 1.6507 | 0.49631 | 0.46169 | 0.14566 | 0.48748 | 5.1345 | 9.8845 | 12.3239 | 0 | 51.5247 | 39.771 | 36.9774 | 20.6617 | 15.1719 | 6.0262 | 4.6238 | 4.1218 | 7.3527 | 24.6921 | 41.3304 | 53.4558 | 0.78316
Retro5Med | Retro | ResWx | Residential | HVAC | 0.18671 | 0.21641 | 1170.4316 | 44.0758 | Multifamily - Low Rise | Low-E Storm Window SP Wood_Zonal | 0.0050066 | 0.007852 | 0.015668 | 0.027357 | 0.042459 | 0.059308 | 0.075311 | 0.087664 | 0.094193 | 0.093979 | 0.087514 | 0.076401 | 0.062776 | 0.048715 | 0.035813 | 0.025013 | 0.016637 | 0.010563 | 0.0064152 | 0.0043338 | 0.86675 | 38.8686 | 30.6889 | 27.2321 | 9.7884 | 5.3104 | 1.2929 | 1.2961 | 0.5484 | 1.6529 | 16.5231 | 31.3886 | 39.4943 | 0 | 166.8581 | 128.9902 | 120.1074 | 65.3862 | 48.0098 | 13.1069 | 7.81 | 7.1411 | 23.1361 | 80.1726 | 133.2184 | 172.4103 | 0.78097
Retro5Med | Retro | ResWx | Residential | HVAC | 0.18457 | 0.21082 | 1161.532 | 44.7337 | Multifamily - Low Rise | Low-E Storm Window SP Wood_Furnace | 0.00083497 | 0.0013095 | 0.0026131 | 0.0045625 | 0.0070811 | 0.009891 | 0.01256 | 0.01462 | 0.015709 | 0.015673 | 0.014595 | 0.012742 | 0.010469 | 0.0081244 | 0.0059728 | 0.0041714 | 0.0027746 | 0.0017617 | 0.0010699 | 0.00072276 | 0.14455 | 38.0457 | 30.171 | 26.8123 | 9.5348 | 5.188 | 1.5599 | 1.4511 | 0.4578 | 1.5322 | 16.1376 | 31.067 | 38.7337 | 0 | 161.9413 | 124.9997 | 116.2195 | 64.9396 | 47.6852 | 18.9403 | 14.5326 | 12.9548 | 23.1096 | 77.607 | 129.9008 | 168.0109 | 0.77427
Retro5Med | Retro | ResWx | Residential | HVAC | 0.026806 | 0.031071 | 168.0399 | 52.2826 | Multifamily - Low Rise | Attic - R0 to R19_DHP | 3.3662e-05 | 5.2793e-05 | 0.00010535 | 0.00018394 | 0.00028548 | 0.00039876 | 0.00050636 | 0.00058941 | 0.00063331 | 0.00063187 | 0.00058841 | 0.00051369 | 0.00042208 | 0.00032754 | 0.00024079 | 0.00016817 | 0.00011186 | 7.1023e-05 | 4.3133e-05 | 2.9138e-05 | 0.0058277 | 5.5804 | 4.406 | 3.9097 | 1.4053 | 0.76241 | 0.18562 | 0.18609 | 0.078734 | 0.23731 | 2.3722 | 4.5065 | 5.6702 | 0 | 23.956 | 18.5192 | 17.2439 | 9.3876 | 6.8928 | 1.8818 | 1.1213 | 1.0253 | 3.3217 | 11.5104 | 19.1263 | 24.7531 | 0.69968
Retro5Med | Retro | ResWx | Residential | HVAC | 0.097432 | 0.11293 | 610.7848 | 52.9728 | Multifamily - Low Rise | Wall - R0 to R11_DHP | 0.0014201 | 0.0022272 | 0.0044442 | 0.0077597 | 0.012043 | 0.016822 | 0.021362 | 0.024865 | 0.026717 | 0.026656 | 0.024823 | 0.021671 | 0.017806 | 0.013818 | 0.010158 | 0.0070946 | 0.004719 | 0.0029962 | 0.0018196 | 0.0012292 | 0.24585 | 20.2834 | 16.0149 | 14.211 | 5.108 | 2.7712 | 0.67468 | 0.67638 | 0.28618 | 0.86256 | 8.6225 | 16.38 | 20.6099 | 0 | 87.0742 | 67.313 | 62.6776 | 34.1215 | 25.0537 | 6.8398 | 4.0756 | 3.7266 | 12.0735 | 41.8377 | 69.5195 | 89.9716 | 0.69361
Retro5Med | Retro | ResWx | Residential | HVAC | 0.065644 | 0.076089 | 411.5123 | 55.6073 | Multifamily - Low Rise | Floor - R0 to R30_Zonal | 0.040036 | 0.06279 | 0.12529 | 0.21877 | 0.33953 | 0.47426 | 0.60224 | 0.70102 | 0.75323 | 0.75151 | 0.69982 | 0.61095 | 0.502 | 0.38955 | 0.28639 | 0.20002 | 0.13304 | 0.08447 | 0.0513 | 0.034656 | 6.9311 | 13.6658 | 10.7899 | 9.5745 | 3.4415 | 1.8671 | 0.45456 | 0.4557 | 0.19281 | 0.58114 | 5.8094 | 11.0359 | 13.8858 | 0 | 58.6657 | 45.3517 | 42.2286 | 22.9891 | 16.8798 | 4.6083 | 2.7459 | 2.5107 | 8.1344 | 28.1879 | 46.8383 | 60.6178 | 0.67137
Retro5Med | Retro | ResWx | Residential | HVAC | 0.15939 | 0.18475 | 999.1731 | 56.183 | Multifamily - Low Rise | Low-E Storm Window SP Wood_DHP | 0 | 0 | 0 | 0 | 0 | 0 | 0 | 0 | 0 | 0 | 0 | 0 | 0 | 0 | 0 | 0 | 0 | 0 | 0 | 0 | 0 | 33.1813 | 26.1984 | 23.2475 | 8.3561 | 4.5333 | 1.1037 | 1.1065 | 0.46815 | 1.411 | 14.1054 | 26.7958 | 33.7154 | 0 | 142.4433 | 110.1163 | 102.5332 | 55.8188 | 40.985 | 11.1891 | 6.6672 | 6.0962 | 19.7508 | 68.4416 | 113.7258 | 147.1831 | 0.6667
Retro5Med | Retro | ResWx | Residential | HVAC | 0.048077 | 0.055726 | 301.385 | 59.728 | Multifamily - Low Rise | Attic - R0 to R38_Zonal | 0.00085102 | 0.0013347 | 0.0026633 | 0.0046502 | 0.0072172 | 0.010081 | 0.012801 | 0.014901 | 0.016011 | 0.015975 | 0.014876 | 0.012987 | 0.010671 | 0.0082805 | 0.0060876 | 0.0042516 | 0.002828 | 0.0017955 | 0.0010905 | 0.00073665 | 0.14733 | 10.0086 | 7.9024 | 7.0122 | 2.5205 | 1.3674 | 0.33292 | 0.33375 | 0.14121 | 0.42562 | 4.2547 | 8.0825 | 10.1697 | 0 | 42.9658 | 33.2149 | 30.9275 | 16.8369 | 12.3625 | 3.375 | 2.0111 | 1.8388 | 5.9575 | 20.6444 | 34.3036 | 44.3955 | 0.63931
Retro5Med | Retro | ResWx | Residential | HVAC | 0.060812 | 0.06946 | 382.7037 | 60.8086 | Multifamily - Low Rise | Attic - R0 to R49_Furnace | 0.00021328 | 0.0003345 | 0.00066748 | 0.0011654 | 0.0018088 | 0.0025265 | 0.0032083 | 0.0037345 | 0.0040127 | 0.0040035 | 0.0037282 | 0.0032547 | 0.0026743 | 0.0020753 | 0.0015257 | 0.0010655 | 0.00070875 | 0.00045 | 0.00027329 | 0.00018462 | 0.036924 | 12.5354 | 9.9408 | 8.8342 | 3.1415 | 1.7094 | 0.51396 | 0.47811 | 0.15084 | 0.50482 | 5.317 | 10.236 | 12.7621 | 0 | 53.3567 | 41.1851 | 38.2922 | 21.3964 | 15.7114 | 6.2405 | 4.7882 | 4.2684 | 7.6142 | 25.5701 | 42.7999 | 55.3565 | 0.63162
Retro5Med | Retro | ResWx | Residential | HVAC | 0.059418 | 0.067868 | 373.9321 | 63.9819 | Multifamily - Low Rise | Floor - R0 to R30_Furnace | 0.0012822 | 0.0020109 | 0.0040126 | 0.0070061 | 0.010874 | 0.015189 | 0.019287 | 0.02245 | 0.024122 | 0.024068 | 0.022412 | 0.019566 | 0.016077 | 0.012476 | 0.0091717 | 0.0064056 | 0.0042607 | 0.0027052 | 0.0016429 | 0.0011099 | 0.22197 | 12.248 | 9.713 | 8.6317 | 3.0695 | 1.6702 | 0.50218 | 0.46715 | 0.14738 | 0.49325 | 5.1952 | 10.0014 | 12.4695 | 0 | 52.1338 | 40.2412 | 37.4145 | 20.906 | 15.3513 | 6.0974 | 4.6785 | 4.1705 | 7.4397 | 24.984 | 41.819 | 54.0878 | 0.60946
Retro5Med | Retro | ResWx | Residential | HVAC | 0.028313 | 0.032818 | 177.4901 | 79.2056 | Multifamily - Low Rise | Floor - R0 to R19_DHP | 0.0015007 | 0.0023536 | 0.0046964 | 0.0082001 | 0.012727 | 0.017777 | 0.022574 | 0.026276 | 0.028233 | 0.028169 | 0.026232 | 0.0229 | 0.018816 | 0.014602 | 0.010735 | 0.0074973 | 0.0049868 | 0.0031662 | 0.0019229 | 0.001299 | 0.2598 | 5.8942 | 4.6538 | 4.1296 | 1.4844 | 0.80529 | 0.19606 | 0.19655 | 0.083162 | 0.25065 | 2.5056 | 4.7599 | 5.9891 | 0 | 25.3032 | 19.5607 | 18.2137 | 9.9155 | 7.2805 | 1.9876 | 1.1843 | 1.0829 | 3.5085 | 12.1578 | 20.2019 | 26.1452 | 0.52158
Retro5Med | Retro | ResWx | Residential | HVAC | 0.050144 | 0.058123 | 314.3449 | 79.6664 | Multifamily - Low Rise | Attic - R0 to R49_Zonal | 0.0049706 | 0.0077956 | 0.015556 | 0.027161 | 0.042154 | 0.058882 | 0.074771 | 0.087034 | 0.093517 | 0.093304 | 0.086886 | 0.075853 | 0.062325 | 0.048365 | 0.035556 | 0.024833 | 0.016518 | 0.010487 | 0.0063692 | 0.0043027 | 0.86053 | 10.439 | 8.2422 | 7.3138 | 2.6289 | 1.4262 | 0.34723 | 0.3481 | 0.14728 | 0.44392 | 4.4376 | 8.4301 | 10.607 | 0 | 44.8134 | 34.6431 | 32.2575 | 17.5609 | 12.8941 | 3.5201 | 2.0975 | 1.9179 | 6.2137 | 21.5321 | 35.7787 | 46.3045 | 0.51932
Retro5Med | Retro | ResWx | Residential | HVAC | 0.11868 | 0.13555 | 746.8612 | 84.253 | Multifamily - Low Rise | Low-E Storm Window DP_Furnace | 0.0044912 | 0.0070437 | 0.014055 | 0.024541 | 0.038088 | 0.053203 | 0.067559 | 0.078639 | 0.084496 | 0.084304 | 0.078505 | 0.068536 | 0.056313 | 0.0437 | 0.032127 | 0.022438 | 0.014924 | 0.0094758 | 0.0057548 | 0.0038876 | 0.77753 | 24.4632 | 19.3999 | 17.2402 | 6.1308 | 3.3359 | 1.003 | 0.93304 | 0.29436 | 0.98517 | 10.3764 | 19.9759 | 24.9056 | 0 | 104.1277 | 80.3744 | 74.7287 | 41.7559 | 30.6614 | 12.1785 | 9.3444 | 8.3299 | 14.8594 | 49.901 | 83.5257 | 108.0305 | 0.49785
Retro5Med | Retro | ResWx | Residential | HVAC | 0.018301 | 0.021068 | 116.8616 | 87.1372 | Multifamily - Low Rise | Attic - R0 to R19_Heat Pump | 8.1401e-06 | 1.2766e-05 | 2.5475e-05 | 4.448e-05 | 6.9034e-05 | 9.6428e-05 | 0.00012245 | 0.00014253 | 0.00015315 | 0.0001528 | 0.00014229 | 0.00012422 | 0.00010207 | 7.9205e-05 | 5.8229e-05 | 4.0668e-05 | 2.705e-05 | 1.7175e-05 | 1.043e-05 | 7.0462e-06 | 0.0014092 | 3.5377 | 2.2102 | 1.3688 | 0.58523 | 0.32221 | 0.369 | 0.68538 | 0.20546 | 0.016586 | 1.1223 | 2.9927 | 3.3453 | 0 | 15.0254 | 10.223 | 7.5445 | 7.0361 | 5.7708 | 4.1228 | 6.0257 | 4.9992 | 5.3731 | 7.4631 | 11.9482 | 14.5689 | 0.49441
Retro5Med | Retro | ResWx | Residential | HVAC | 0.11807 | 0.13686 | 740.1752 | 85.1363 | Multifamily - Low Rise | Low-E Storm Window DP_Zonal | 0.059265 | 0.092948 | 0.18547 | 0.32384 | 0.50261 | 0.70206 | 0.8915 | 1.0377 | 1.115 | 1.1125 | 1.036 | 0.9044 | 0.74311 | 0.57666 | 0.42394 | 0.29609 | 0.19694 | 0.12504 | 0.07594 | 0.051301 | 10.2602 | 24.5803 | 19.4075 | 17.2215 | 6.1901 | 3.3582 | 0.81761 | 0.81966 | 0.3468 | 1.0453 | 10.4491 | 19.85 | 24.976 | 0 | 105.5202 | 81.5728 | 75.9553 | 41.3499 | 30.3612 | 8.2887 | 4.939 | 4.516 | 14.6311 | 50.7007 | 84.2467 | 109.0314 | 0.49388
Retro5Med | Retro | ResWx | Residential | HVAC | 0.036033 | 0.041766 | 225.8816 | 88.571 | Multifamily - Low Rise | Attic - R0 to R38_DHP | 4.5249e-05 | 7.0966e-05 | 0.00014161 | 0.00024725 | 0.00038374 | 0.00053602 | 0.00068066 | 0.0007923 | 0.0008513 | 0.00084937 | 0.00079095 | 0.00069051 | 0.00056736 | 0.00044028 | 0.00032368 | 0.00022606 | 0.00015037 | 9.547e-05 | 5.798e-05 | 3.9168e-05 | 0.0078336 | 7.5012 | 5.9226 | 5.2555 | 1.8891 | 1.0248 | 0.24951 | 0.25014 | 0.10584 | 0.31899 | 3.1888 | 6.0577 | 7.622 | 0 | 32.202 | 24.8938 | 23.1795 | 12.6189 | 9.2654 | 2.5295 | 1.5072 | 1.3782 | 4.465 | 15.4725 | 25.7098 | 33.2735 | 0.47915
Retro5Med | Retro | ResWx | Residential | HVAC | 0.10491 | 0.1216 | 657.6424 | 99.1541 | Multifamily - Low Rise | Low-E Storm Window DP_DHP | 0.0020932 | 0.0032828 | 0.0065508 | 0.011438 | 0.017752 | 0.024796 | 0.031487 | 0.036651 | 0.039381 | 0.039292 | 0.036589 | 0.031943 | 0.026246 | 0.020367 | 0.014973 | 0.010457 | 0.0069558 | 0.0044164 | 0.0026821 | 0.0018119 | 0.36238 | 21.8395 | 17.2435 | 15.3012 | 5.4999 | 2.9838 | 0.72644 | 0.72827 | 0.30813 | 0.92873 | 9.284 | 17.6366 | 22.191 | 0 | 93.7543 | 72.4771 | 67.486 | 36.7392 | 26.9758 | 7.3645 | 4.3883 | 4.0125 | 12.9997 | 45.0474 | 74.8528 | 96.8739 | 0.43881
Retro5Med | Retro | ResWx | Residential | HVAC | 0.057427 | 0.066107 | 366.6912 | 106.2414 | Multifamily - Low Rise | Wall - R0 to R11_Heat Pump | 0.00029645 | 0.00046494 | 0.00092777 | 0.0016199 | 0.0025141 | 0.0035118 | 0.0044594 | 0.0051908 | 0.0055774 | 0.0055648 | 0.005182 | 0.0045239 | 0.0037171 | 0.0028845 | 0.0021206 | 0.0014811 | 0.00098513 | 0.00062548 | 0.00037986 | 0.00025661 | 0.051323 | 11.1007 | 6.9352 | 4.2951 | 1.8364 | 1.011 | 1.1579 | 2.1506 | 0.64469 | 0.052042 | 3.5216 | 9.3906 | 10.4968 | 0 | 47.1472 | 32.0781 | 23.6733 | 22.078 | 18.1077 | 12.9365 | 18.9076 | 15.6865 | 16.8599 | 23.4179 | 37.4913 | 45.7145 | 0.42311
Retro5Med | Retro | ResWx | Residential | HVAC | 0.015022 | 0.017158 | 94.5343 | 113.7046 | Multifamily - Low Rise | Attic - R19 to R38_Furnace | 7.1262e-06 | 1.1176e-05 | 2.2302e-05 | 3.894e-05 | 6.0435e-05 | 8.4417e-05 | 0.0001072 | 0.00012478 | 0.00013407 | 0.00013377 | 0.00012457 | 0.00010875 | 8.9353e-05 | 6.9339e-05 | 5.0976e-05 | 3.5602e-05 | 2.3681e-05 | 1.5035e-05 | 9.1312e-06 | 6.1686e-06 | 0.0012337 | 3.0964 | 2.4555 | 2.1822 | 0.77601 | 0.42224 | 0.12696 | 0.1181 | 0.037259 | 0.1247 | 1.3134 | 2.5285 | 3.1524 | 0 | 13.18 | 10.1734 | 9.4588 | 5.2853 | 3.881 | 1.5415 | 1.1828 | 1.0544 | 1.8808 | 6.3162 | 10.5723 | 13.674 | 0.39323
Retro5Med | Retro | ResWx | Residential | HVAC | 0.037883 | 0.04391 | 237.4789 | 115.8234 | Multifamily - Low Rise | Floor - R0 to R30_DHP | 0.0016391 | 0.0025706 | 0.0051296 | 0.0089564 | 0.013901 | 0.019417 | 0.024656 | 0.0287 | 0.030837 | 0.030767 | 0.028651 | 0.025013 | 0.020552 | 0.015948 | 0.011725 | 0.0081887 | 0.0054468 | 0.0034583 | 0.0021002 | 0.0014188 | 0.28376 | 7.8864 | 6.2267 | 5.5254 | 1.986 | 1.0775 | 0.26232 | 0.26298 | 0.11127 | 0.33537 | 3.3525 | 6.3687 | 8.0133 | 0 | 33.8553 | 26.1719 | 24.3696 | 13.2668 | 9.7411 | 2.6594 | 1.5846 | 1.4489 | 4.6943 | 16.2669 | 27.0298 | 34.9818 | 0.38744
Retro5Med | Retro | ResWx | Residential | HVAC | 0.037306 | 0.043241 | 233.8624 | 116.224 | Multifamily - Low Rise | Attic - R0 to R49_DHP | 0.00026235 | 0.00041145 | 0.00082103 | 0.0014335 | 0.0022249 | 0.0031078 | 0.0039464 | 0.0045936 | 0.0049357 | 0.0049245 | 0.0045858 | 0.0040035 | 0.0032895 | 0.0025527 | 0.0018766 | 0.0013107 | 0.0008718 | 0.00055352 | 0.00033616 | 0.00022709 | 0.045418 | 7.7663 | 6.1319 | 5.4412 | 1.9558 | 1.0611 | 0.25833 | 0.25898 | 0.10957 | 0.33026 | 3.3015 | 6.2717 | 7.8913 | 0 | 33.3397 | 25.7734 | 23.9985 | 13.0647 | 9.5928 | 2.6189 | 1.5605 | 1.4269 | 4.6228 | 16.0192 | 26.6182 | 34.4491 | 0.38635
Retro5Med | Retro | ResWx | Residential | HVAC | 0.084184 | 0.096908 | 537.5448 | 127.5669 | Multifamily - Low Rise | Low-E Storm Window SP Metal_Heat Pump | 0 | 0 | 0 | 0 | 0 | 0 | 0 | 0 | 0 | 0 | 0 | 0 | 0 | 0 | 0 | 0 | 0 | 0 | 0 | 0 | 0 | 16.2729 | 10.1666 | 6.2963 | 2.692 | 1.4821 | 1.6973 | 3.1526 | 0.94507 | 0.076291 | 5.1624 | 13.7659 | 15.3877 | 0 | 69.1146 | 47.0244 | 34.7034 | 32.3649 | 26.5447 | 18.9641 | 27.7173 | 22.9954 | 24.7154 | 34.3291 | 54.9598 | 67.0145 | 0.36445
Retro5Med | Retro | ResWx | Residential | HVAC | 0.024628 | 0.028351 | 157.2607 | 139.1348 | Multifamily - Low Rise | Attic - R0 to R38_Heat Pump | 1.0954e-05 | 1.718e-05 | 3.4282e-05 | 5.9857e-05 | 9.2899e-05 | 0.00012976 | 0.00016478 | 0.0001918 | 0.00020609 | 0.00020562 | 0.00019148 | 0.00016716 | 0.00013735 | 0.00010659 | 7.8358e-05 | 5.4726e-05 | 3.6401e-05 | 2.3112e-05 | 1.4036e-05 | 9.4821e-06 | 0.0018964 | 4.7607 | 2.9743 | 1.842 | 0.78755 | 0.4336 | 0.49656 | 0.92231 | 0.27648 | 0.022319 | 1.5103 | 4.0273 | 4.5017 | 0 | 20.2197 | 13.7572 | 10.1526 | 9.4685 | 7.7657 | 5.548 | 8.1088 | 6.7274 | 7.2306 | 10.0431 | 16.0787 | 19.6053 | 0.33895
Retro5Med | Retro | ResWx | Residential | HVAC | 0.012342 | 0.014306 | 77.3709 | 144.6776 | Multifamily - Low Rise | Attic - R19 to R38_Zonal | 0.00016549 | 0.00025954 | 0.0005179 | 0.00090426 | 0.0014034 | 0.0019604 | 0.0024893 | 0.0028976 | 0.0031134 | 0.0031064 | 0.0028927 | 0.0025253 | 0.002075 | 0.0016102 | 0.0011838 | 0.00082676 | 0.00054992 | 0.00034916 | 0.00021205 | 0.00014325 | 0.028649 | 2.5694 | 2.0287 | 1.8002 | 0.64706 | 0.35104 | 0.085465 | 0.08568 | 0.036252 | 0.10926 | 1.0923 | 2.0749 | 2.6107 | 0 | 11.0301 | 8.5268 | 7.9396 | 4.3223 | 3.1737 | 0.86643 | 0.51627 | 0.47206 | 1.5294 | 5.2998 | 8.8063 | 11.3971 | 0.32216
Retro5Med | Retro | ResWx | Residential | HVAC | 0.016548 | 0.019181 | 103.7378 | 154.4002 | Multifamily - Low Rise | Floor - R19 to R30_Zonal | 0.004588 | 0.0071955 | 0.014358 | 0.02507 | 0.038909 | 0.054349 | 0.069015 | 0.080334 | 0.086317 | 0.086121 | 0.080197 | 0.070013 | 0.057527 | 0.044642 | 0.032819 | 0.022921 | 0.015246 | 0.0096801 | 0.0058788 | 0.0039714 | 0.79429 | 3.445 | 2.72 | 2.4136 | 0.86756 | 0.47067 | 0.11459 | 0.11488 | 0.048606 | 0.1465 | 1.4645 | 2.782 | 3.5005 | 0 | 14.789 | 11.4327 | 10.6454 | 5.7953 | 4.2552 | 1.1617 | 0.69221 | 0.63293 | 2.0506 | 7.1059 | 11.8074 | 15.2811 | 0.30485
Retro5Med | Retro | ResWx | Residential | HVAC | 0.011215 | 0.01281 | 70.579 | 161.2726 | Multifamily - Low Rise | Attic - R19 to R30_Furnace | 3.9016e-05 | 6.1191e-05 | 0.0001221 | 0.0002132 | 0.00033089 | 0.00046219 | 0.00058691 | 0.00068317 | 0.00073405 | 0.00073238 | 0.000682 | 0.0005954 | 0.00048921 | 0.00037964 | 0.0002791 | 0.00019492 | 0.00012965 | 8.232e-05 | 4.9994e-05 | 3.3773e-05 | 0.0067546 | 2.3118 | 1.8333 | 1.6292 | 0.57937 | 0.31524 | 0.094785 | 0.088173 | 0.027818 | 0.0931 | 0.98058 | 1.8877 | 2.3536 | 0 | 9.8402 | 7.5955 | 7.0619 | 3.946 | 2.8975 | 1.1509 | 0.88305 | 0.78718 | 1.4042 | 4.7157 | 7.8933 | 10.209 | 0.29359
Retro5Med | Retro | ResWx | Residential | HVAC | 0.01711 | 0.019543 | 107.6747 | 165.195 | Multifamily - Low Rise | Attic - R19 to R49_Furnace | 0.00013528 | 0.00021216 | 0.00042337 | 0.00073921 | 0.0011473 | 0.0016025 | 0.0020349 | 0.0023687 | 0.0025451 | 0.0025393 | 0.0023647 | 0.0020644 | 0.0016962 | 0.0013163 | 0.0009677 | 0.00067585 | 0.00044954 | 0.00028542 | 0.00017334 | 0.0001171 | 0.02342 | 3.5269 | 2.7969 | 2.4855 | 0.88388 | 0.48093 | 0.1446 | 0.13452 | 0.042438 | 0.14203 | 1.496 | 2.8799 | 3.5906 | 0 | 15.012 | 11.5875 | 10.7736 | 6.0199 | 4.4204 | 1.7558 | 1.3472 | 1.2009 | 2.1423 | 7.1942 | 12.0419 | 15.5747 | 0.28758
Retro5Med | Retro | ResWx | Residential | HVAC | 0.065838 | 0.075789 | 420.3985 | 170.4248 | Multifamily - Low Rise | Low-E Storm Window SP Wood_Heat Pump | 0 | 0 | 0 | 0 | 0 | 0 | 0 | 0 | 0 | 0 | 0 | 0 | 0 | 0 | 0 | 0 | 0 | 0 | 0 | 0 | 0 | 12.7266 | 7.951 | 4.9242 | 2.1053 | 1.1591 | 1.3274 | 2.4656 | 0.73911 | 0.059665 | 4.0374 | 10.7659 | 12.0343 | 0 | 54.0526 | 36.7764 | 27.1406 | 25.3117 | 20.7599 | 14.8313 | 21.6769 | 17.984 | 19.3292 | 26.8478 | 42.9825 | 52.4101 | 0.28502
Retro5Med | Retro | ResWx | Residential | HVAC | 0.015039 | 0.017177 | 94.641 | 171.9107 | Multifamily - Low Rise | Floor - R19 to R30_Furnace | 0.00014752 | 0.00023136 | 0.00046167 | 0.00080609 | 0.0012511 | 0.0017475 | 0.0022191 | 0.002583 | 0.0027754 | 0.0027691 | 0.0025786 | 0.0022512 | 0.0018497 | 0.0014354 | 0.0010553 | 0.000737 | 0.00049022 | 0.00031125 | 0.00018903 | 0.0001277 | 0.025539 | 3.0999 | 2.4583 | 2.1846 | 0.77689 | 0.42272 | 0.1271 | 0.11823 | 0.037301 | 0.12484 | 1.3149 | 2.5313 | 3.156 | 0 | 13.1949 | 10.1849 | 9.4695 | 5.2912 | 3.8854 | 1.5432 | 1.1841 | 1.0555 | 1.883 | 6.3234 | 10.5842 | 13.6894 | 0.27784
Retro5Med | Retro | ResWx | Residential | HVAC | 0.02528 | 0.029102 | 161.4251 | 180.6225 | Multifamily - Low Rise | Attic - R0 to R49_Heat Pump | 6.2968e-05 | 9.8755e-05 | 0.00019706 | 0.00034407 | 0.00053401 | 0.00074592 | 0.00094719 | 0.0011025 | 0.0011847 | 0.001182 | 0.0011007 | 0.0009609 | 0.00078953 | 0.00061269 | 0.00045043 | 0.00031458 | 0.00020925 | 0.00013285 | 8.0684e-05 | 5.4506e-05 | 0.010901 | 4.8868 | 3.053 | 1.8908 | 0.8084 | 0.44508 | 0.50971 | 0.94674 | 0.2838 | 0.02291 | 1.5503 | 4.1339 | 4.6209 | 0 | 20.7552 | 14.1215 | 10.4215 | 9.7192 | 7.9714 | 5.6949 | 8.3235 | 6.9055 | 7.4221 | 10.3091 | 16.5045 | 20.1245 | 0.27097
Retro5Med | Retro | ResWx | Residential | HVAC | 0.01441 | 0.016702 | 90.3307 | 201.8741 | Multifamily - Low Rise | Attic - R19 to R49_Zonal | 0.0032201 | 0.0050502 | 0.010077 | 0.017595 | 0.027309 | 0.038145 | 0.048438 | 0.056383 | 0.060582 | 0.060445 | 0.056287 | 0.049139 | 0.040376 | 0.031332 | 0.023034 | 0.016087 | 0.010701 | 0.006794 | 0.0041261 | 0.0027874 | 0.55747 | 2.9998 | 2.3685 | 2.1017 | 0.75544 | 0.40984 | 0.099781 | 0.10003 | 0.042324 | 0.12757 | 1.2752 | 2.4225 | 3.0481 | 0 | 12.8777 | 9.9551 | 9.2696 | 5.0463 | 3.7053 | 1.0116 | 0.60275 | 0.55113 | 1.7856 | 6.1875 | 10.2814 | 13.3062 | 0.24149
Retro5Med | Retro | ResWx | Residential | HVAC | 0.0092269 | 0.010695 | 57.8417 | 202.4931 | Multifamily - Low Rise | Attic - R19 to R38_DHP | 8.7768e-06 | 1.3765e-05 | 2.7467e-05 | 4.7959e-05 | 7.4433e-05 | 0.00010397 | 0.00013202 | 0.00015368 | 0.00016512 | 0.00016475 | 0.00015342 | 0.00013394 | 0.00011005 | 8.5399e-05 | 6.2783e-05 | 4.3848e-05 | 2.9166e-05 | 1.8518e-05 | 1.1246e-05 | 7.5973e-06 | 0.0015195 | 1.9209 | 1.5166 | 1.3458 | 0.48373 | 0.26243 | 0.063893 | 0.064053 | 0.027101 | 0.081685 | 0.81656 | 1.5512 | 1.9518 | 0 | 8.246 | 6.3746 | 5.9356 | 3.2313 | 2.3726 | 0.64773 | 0.38596 | 0.35291 | 1.1434 | 3.9621 | 6.5835 | 8.5204 | 0.24084
Retro5Med | Retro | ResWx | Residential | HVAC | 0.0091833 | 0.010644 | 57.5682 | 203.5814 | Multifamily - Low Rise | Attic - R19 to R30_Zonal | 0.00090296 | 0.0014161 | 0.0028259 | 0.004934 | 0.0076577 | 0.010696 | 0.013583 | 0.015811 | 0.016988 | 0.01695 | 0.015784 | 0.013779 | 0.011322 | 0.0087859 | 0.0064591 | 0.0045111 | 0.0030006 | 0.0019051 | 0.001157 | 0.00078162 | 0.15632 | 1.9118 | 1.5094 | 1.3394 | 0.48145 | 0.26119 | 0.063591 | 0.06375 | 0.026973 | 0.081298 | 0.8127 | 1.5439 | 1.9425 | 0 | 8.207 | 6.3444 | 5.9075 | 3.216 | 2.3614 | 0.64467 | 0.38414 | 0.35124 | 1.138 | 3.9433 | 6.5524 | 8.4801 | 0.2397
Retro5Med | Retro | ResWx | Residential | HVAC | 0.011896 | 0.013695 | 75.9628 | 220.8926 | Multifamily - Low Rise | Floor - R0 to R19_Heat Pump | 0.00022333 | 0.00035025 | 0.00069892 | 0.0012203 | 0.001894 | 0.0026455 | 0.0033594 | 0.0039104 | 0.0042017 | 0.0041921 | 0.0039038 | 0.003408 | 0.0028002 | 0.002173 | 0.0015975 | 0.0011157 | 0.00074213 | 0.0004712 | 0.00028616 | 0.00019332 | 0.038663 | 2.2996 | 1.4367 | 0.88976 | 0.38041 | 0.20945 | 0.23986 | 0.44551 | 0.13355 | 0.010781 | 0.72952 | 1.9453 | 2.1745 | 0 | 9.7669 | 6.6452 | 4.9041 | 4.5736 | 3.7511 | 2.6799 | 3.9168 | 3.2496 | 3.4926 | 4.8512 | 7.7666 | 9.4701 | 0.22682
Retro5Med | Retro | ResWx | Residential | HVAC | 0.045381 | 0.052241 | 289.7771 | 259.0723 | Multifamily - Low Rise | Low-E Storm Window DP_Heat Pump | 0.00077989 | 0.0012231 | 0.0024407 | 0.0042615 | 0.006614 | 0.0092386 | 0.011731 | 0.013656 | 0.014673 | 0.014639 | 0.013632 | 0.011901 | 0.0097788 | 0.0075884 | 0.0055788 | 0.0038963 | 0.0025916 | 0.0016455 | 0.00099931 | 0.00067508 | 0.13502 | 8.7723 | 5.4805 | 3.3942 | 1.4512 | 0.79898 | 0.91499 | 1.6995 | 0.50946 | 0.041127 | 2.7829 | 7.4209 | 8.2951 | 0 | 37.258 | 25.3497 | 18.7078 | 17.4471 | 14.3096 | 10.2231 | 14.9417 | 12.3962 | 13.3235 | 18.506 | 29.6275 | 36.1258 | 0.19646
Retro5Med | Retro | ResWx | Residential | HVAC | 0.006892 | 0.0079885 | 43.2044 | 280.095 | Multifamily - Low Rise | Attic - R19 to R30_DHP | 4.8075e-05 | 7.5399e-05 | 0.00015045 | 0.0002627 | 0.00040771 | 0.0005695 | 0.00072317 | 0.00084179 | 0.00090448 | 0.00090243 | 0.00084035 | 0.00073364 | 0.0006028 | 0.00046778 | 0.0003439 | 0.00024018 | 0.00015976 | 0.00010143 | 6.1602e-05 | 4.1615e-05 | 0.008323 | 1.4348 | 1.1328 | 1.0052 | 0.36132 | 0.19602 | 0.047724 | 0.047844 | 0.020243 | 0.061014 | 0.60992 | 1.1587 | 1.4579 | 0 | 6.1593 | 4.7614 | 4.4336 | 2.4136 | 1.7722 | 0.48382 | 0.28829 | 0.2636 | 0.85403 | 2.9594 | 4.9175 | 6.3642 | 0.17989
Retro5Med | Retro | ResWx | Residential | HVAC | 0.0095694 | 0.011092 | 59.9888 | 286.3727 | Multifamily - Low Rise | Floor - R19 to R30_DHP | 0.00018822 | 0.00029519 | 0.00058904 | 0.0010285 | 0.0015962 | 0.0022297 | 0.0028313 | 0.0032957 | 0.0035411 | 0.0035331 | 0.0032901 | 0.0028723 | 0.00236 | 0.0018314 | 0.0013464 | 0.00094033 | 0.00062547 | 0.00039712 | 0.00024118 | 0.00016293 | 0.032585 | 1.9922 | 1.5729 | 1.3957 | 0.50169 | 0.27217 | 0.066265 | 0.066431 | 0.028107 | 0.084717 | 0.84687 | 1.6088 | 2.0242 | 0 | 8.5521 | 6.6112 | 6.1559 | 3.3513 | 2.4607 | 0.67178 | 0.40029 | 0.36601 | 1.1858 | 4.1091 | 6.8279 | 8.8366 | 0.17629
Retro5Med | Retro | ResWx | Residential | HVAC | 0.0105 | 0.012171 | 65.8224 | 286.9294 | Multifamily - Low Rise | Attic - R19 to R49_DHP | 0.00016646 | 0.00026107 | 0.00052095 | 0.0009096 | 0.0014117 | 0.0019719 | 0.002504 | 0.0029147 | 0.0031318 | 0.0031247 | 0.0029098 | 0.0025403 | 0.0020872 | 0.0016197 | 0.0011908 | 0.00083164 | 0.00055317 | 0.00035122 | 0.0002133 | 0.00014409 | 0.028819 | 2.1859 | 1.7259 | 1.5315 | 0.55048 | 0.29864 | 0.072709 | 0.072891 | 0.030841 | 0.092955 | 0.92922 | 1.7652 | 2.2211 | 0 | 9.3837 | 7.2541 | 6.7546 | 3.6772 | 2.7 | 0.7371 | 0.43922 | 0.4016 | 1.3011 | 4.5087 | 7.4919 | 9.696 | 0.17597
Retro5Med | Retro | ResWx | Residential | HVAC | 0.0063268 | 0.0072831 | 40.3991 | 301.7147 | Multifamily - Low Rise | Attic - R19 to R38_Heat Pump | 2.1316e-06 | 3.343e-06 | 6.6708e-06 | 1.1647e-05 | 1.8077e-05 | 2.525e-05 | 3.2064e-05 | 3.7323e-05 | 4.0103e-05 | 4.0012e-05 | 3.7259e-05 | 3.2528e-05 | 2.6727e-05 | 2.074e-05 | 1.5248e-05 | 1.0649e-05 | 7.0833e-06 | 4.4973e-06 | 2.7313e-06 | 1.8451e-06 | 0.00036902 | 1.223 | 0.76407 | 0.4732 | 0.20231 | 0.11139 | 0.12756 | 0.23694 | 0.071027 | 0.0057336 | 0.38798 | 1.0346 | 1.1565 | 0 | 5.1943 | 3.5341 | 2.6081 | 2.4324 | 1.995 | 1.4252 | 2.0831 | 1.7282 | 1.8575 | 2.58 | 4.1305 | 5.0365 | 0.17092
Retro5Med | Retro | ResWx | Residential | HVAC | 0.01587 | 0.018269 | 101.3367 | 307.4375 | Multifamily - Low Rise | Floor - R0 to R30_Heat Pump | 0.00024321 | 0.00038143 | 0.00076112 | 0.0013289 | 0.0020626 | 0.002881 | 0.0036584 | 0.0042585 | 0.0045756 | 0.0045652 | 0.0042512 | 0.0037114 | 0.0030495 | 0.0023664 | 0.0017397 | 0.001215 | 0.00080819 | 0.00051313 | 0.00031163 | 0.00021052 | 0.042104 | 3.0677 | 1.9166 | 1.187 | 0.50748 | 0.27941 | 0.31998 | 0.59433 | 0.17816 | 0.014382 | 0.9732 | 2.5951 | 2.9008 | 0 | 13.0293 | 8.8649 | 6.5422 | 6.1014 | 5.0041 | 3.5751 | 5.2252 | 4.335 | 4.6593 | 6.4716 | 10.3609 | 12.6334 | 0.16799
Retro5Med | Retro | ResWx | Residential | HVAC | 0.0047526 | 0.0054709 | 30.3469 | 410.3454 | Multifamily - Low Rise | Attic - R19 to R30_Heat Pump | 1.1742e-05 | 1.8415e-05 | 3.6747e-05 | 6.4162e-05 | 9.958e-05 | 0.0001391 | 0.00017663 | 0.0002056 | 0.00022091 | 0.00022041 | 0.00020525 | 0.00017919 | 0.00014723 | 0.00011425 | 8.3994e-05 | 5.8662e-05 | 3.9019e-05 | 2.4774e-05 | 1.5046e-05 | 1.0164e-05 | 0.0020328 | 0.91868 | 0.57395 | 0.35546 | 0.15197 | 0.083673 | 0.095823 | 0.17798 | 0.053354 | 0.004307 | 0.29144 | 0.77715 | 0.86871 | 0 | 3.9018 | 2.6547 | 1.9592 | 1.8272 | 1.4986 | 1.0706 | 1.5648 | 1.2982 | 1.3953 | 1.938 | 3.1027 | 3.7833 | 0.12839
Retro5Med | Retro | ResWx | Residential | HVAC | 0.006979 | 0.0080339 | 44.5635 | 436.8052 | Multifamily - Low Rise | Attic - R19 to R49_Heat Pump | 3.9188e-05 | 6.146e-05 | 0.00012264 | 0.00021413 | 0.00033234 | 0.00046422 | 0.00058949 | 0.00068617 | 0.00073728 | 0.0007356 | 0.000685 | 0.00059802 | 0.00049137 | 0.00038131 | 0.00028032 | 0.00019578 | 0.00013022 | 8.2682e-05 | 5.0214e-05 | 3.3922e-05 | 0.0067844 | 1.3491 | 0.84283 | 0.52198 | 0.22317 | 0.12287 | 0.14071 | 0.26136 | 0.078348 | 0.0063247 | 0.42797 | 1.1412 | 1.2757 | 0 | 5.7297 | 3.8984 | 2.877 | 2.6831 | 2.2006 | 1.5722 | 2.2978 | 1.9064 | 2.049 | 2.846 | 4.5563 | 5.5556 | 0.12105
Retro5Med | Retro | ResWx | Residential | HVAC | 0.0088836 | 0.010147 | 55.9064 | 474.4766 | Multifamily - Low Rise | Door - R2.5 to R5_Furnace | 7.756e-05 | 0.00012164 | 0.00024273 | 0.00042381 | 0.00065776 | 0.00091877 | 0.0011667 | 0.001358 | 0.0014592 | 0.0014559 | 0.0013557 | 0.0011836 | 0.00097249 | 0.00075467 | 0.00055481 | 0.00038748 | 0.00025774 | 0.00016364 | 9.9382e-05 | 6.7137e-05 | 0.013427 | 1.8312 | 1.4522 | 1.2905 | 0.45892 | 0.24971 | 0.07508 | 0.069843 | 0.022035 | 0.073745 | 0.77673 | 1.4953 | 1.8643 | 0 | 7.7945 | 6.0164 | 5.5938 | 3.1256 | 2.2952 | 0.91163 | 0.69947 | 0.62353 | 1.1123 | 3.7353 | 6.2523 | 8.0866 | 0.11002
Retro5Med | Retro | ResWx | Residential | HVAC | 0.0084795 | 0.0098287 | 53.1564 | 500.2744 | Multifamily - Low Rise | Door - R2.5 to R5_Zonal | 0.0020924 | 0.0032816 | 0.0065483 | 0.011433 | 0.017745 | 0.024787 | 0.031475 | 0.036637 | 0.039366 | 0.039277 | 0.036575 | 0.03193 | 0.026236 | 0.020359 | 0.014968 | 0.010453 | 0.0069532 | 0.0044147 | 0.0026811 | 0.0018112 | 0.36224 | 1.7653 | 1.3938 | 1.2368 | 0.44455 | 0.24118 | 0.058718 | 0.058865 | 0.024906 | 0.075068 | 0.75041 | 1.4255 | 1.7937 | 0 | 7.578 | 5.8582 | 5.4548 | 2.9696 | 2.1804 | 0.59526 | 0.3547 | 0.32432 | 1.0507 | 3.6411 | 6.0503 | 7.8302 | 0.10471
Retro5Med | Retro | ResWx | Residential | HVAC | 0.0039737 | 0.0045744 | 25.3739 | 713.6009 | Multifamily - Low Rise | Floor - R19 to R30_Heat Pump | 2.7683e-05 | 4.3416e-05 | 8.6635e-05 | 0.00015127 | 0.00023477 | 0.00032793 | 0.00041642 | 0.00048472 | 0.00052082 | 0.00051964 | 0.0004839 | 0.00042245 | 0.00034711 | 0.00026936 | 0.00019803 | 0.0001383 | 9.1992e-05 | 5.8408e-05 | 3.5472e-05 | 2.3963e-05 | 0.0047926 | 0.76813 | 0.4799 | 0.29721 | 0.12707 | 0.069961 | 0.08012 | 0.14881 | 0.04461 | 0.0036012 | 0.24368 | 0.6498 | 0.72635 | 0 | 3.2624 | 2.2197 | 1.6381 | 1.5277 | 1.253 | 0.89517 | 1.3083 | 1.0855 | 1.1667 | 1.6204 | 2.5943 | 3.1633 | 0.075763
Retro5Med | Retro | ResWx | Residential | HVAC | 0.0051832 | 0.0060079 | 32.4925 | 835.3202 | Multifamily - Low Rise | Door - R2.5 to R5_DHP | 9.0736e-05 | 0.00014231 | 0.00028396 | 0.00049581 | 0.00076951 | 0.0010749 | 0.0013649 | 0.0015888 | 0.0017071 | 0.0017032 | 0.0015861 | 0.0013847 | 0.0011377 | 0.00088288 | 0.00064906 | 0.00045331 | 0.00030152 | 0.00019144 | 0.00011627 | 7.8543e-05 | 0.015709 | 1.079 | 0.85196 | 0.75599 | 0.27174 | 0.14742 | 0.035892 | 0.035982 | 0.015224 | 0.045886 | 0.4587 | 0.87138 | 1.0964 | 0 | 4.6322 | 3.5809 | 3.3343 | 1.8152 | 1.3328 | 0.36386 | 0.21681 | 0.19825 | 0.64228 | 2.2257 | 3.6983 | 4.7863 | 0.064006
Retro5Med | Retro | ResWx | Residential | HVAC | 0.0027868 | 0.003208 | 17.7949 | 1547.514 | Multifamily - Low Rise | Door - R2.5 to R5_Heat Pump | 1.7279e-05 | 2.71e-05 | 5.4076e-05 | 9.4419e-05 | 0.00014654 | 0.00020469 | 0.00025992 | 0.00030255 | 0.00032509 | 0.00032435 | 0.00030204 | 0.00026368 | 0.00021666 | 0.00016813 | 0.0001236 | 8.6326e-05 | 5.742e-05 | 3.6457e-05 | 2.2141e-05 | 1.4957e-05 | 0.0029914 | 0.5387 | 0.33655 | 0.20843 | 0.089115 | 0.049064 | 0.056189 | 0.10436 | 0.031286 | 0.0025255 | 0.1709 | 0.45571 | 0.50939 | 0 | 2.288 | 1.5567 | 1.1488 | 1.0714 | 0.87874 | 0.62779 | 0.91755 | 0.76124 | 0.81818 | 1.1364 | 1.8194 | 2.2184 | 0.035617
Retro5Med | Retro | ResWx | Residential | HVAC | 0.35217 | 0.41405 | 2276.4509 | 35.6993 | Manufactured | Electrical Resistance_HZ2/3__Low-e Storm Window SP | 0.081176 | 0.098605 | 0.11937 | 0.13709 | 0.1547 | 0.17893 | 0.19419 | 0.19626 | 0.18298 | 0.1556 | 0.11913 | 0.077997 | 0.044805 | 0.021342 | 0.0089329 | 0.0032136 | 0.00099306 | 0.00021413 | 3.4821e-05 | 4.135e-06 | 1.5392 | 68.9303 | 53.8895 | 48.1697 | 25.4385 | 10.5628 | 2.2967 | 2.7982 | 1.1298 | 7.3541 | 28.545 | 54.8659 | 67.855 | 0 | 315.9381 | 240.292 | 219.4613 | 144.9865 | 96.2103 | 41.4096 | 23.5074 | 33.2465 | 87.9594 | 158.7718 | 240.2298 | 302.6024 | 0.88597
Retro5Med | Retro | ResWx | Residential | HVAC | 0.31597 | 0.35392 | 2092.5255 | 41.8096 | Manufactured | Electrical Resistance_HZ1__Low-e Storm Window SP | 0.41389 | 0.50276 | 0.60865 | 0.699 | 0.78878 | 0.91232 | 0.99014 | 1.0007 | 0.93295 | 0.79338 | 0.60739 | 0.39769 | 0.22845 | 0.10882 | 0.045546 | 0.016385 | 0.0050633 | 0.0010918 | 0.00017754 | 2.1083e-05 | 7.848 | 65.0245 | 50.3847 | 46.0172 | 21.0292 | 12.4557 | 1.7779 | 2.5764 | 1.6022 | 5.8122 | 28.1837 | 50.5611 | 61.7756 | 0 | 292.6413 | 226.8716 | 209.2479 | 128.3107 | 105.5106 | 37.4343 | 19.8549 | 20.9522 | 59.5744 | 143.4982 | 221.9907 | 279.4382 | 0.79645
Retro5Med | Retro | ResWx | Residential | HVAC | 0.24452 | 0.2975 | 1434.4768 | 69.3722 | Manufactured | Heat Pump_HZ2/3__Low-e Storm Window SP | 0.00019123 | 0.00023229 | 0.00028122 | 0.00032296 | 0.00036444 | 0.00042152 | 0.00045747 | 0.00046235 | 0.00043105 | 0.00036656 | 0.00028063 | 0.00018374 | 0.00010555 | 5.0277e-05 | 2.1044e-05 | 7.5705e-06 | 2.3394e-06 | 5.0443e-07 | 8.2029e-08 | 9.741e-09 | 0.003626 | 50.2711 | 33.5233 | 27.1847 | 12.8594 | 5.4232 | 1.524 | 2.7649 | 1.1514 | 3.6422 | 15.316 | 32.9234 | 46.8457 | 0 | 229.286 | 153.6432 | 130.3587 | 76.4032 | 50.5687 | 25.3463 | 21.907 | 23.8139 | 47.9097 | 86.9486 | 149.7721 | 205.0902 | 0.5886
Retro5Med | Retro | ResWx | Residential | HVAC | 0.20939 | 0.24618 | 1353.5165 | 77.6904 | Manufactured | Electrical Resistance_HZ2/3__Low-e Storm Window DP | 0.12687 | 0.15411 | 0.18658 | 0.21427 | 0.24179 | 0.27966 | 0.30351 | 0.30675 | 0.28598 | 0.2432 | 0.18619 | 0.12191 | 0.070027 | 0.033357 | 0.013962 | 0.0050227 | 0.0015521 | 0.00033467 | 5.4423e-05 | 6.4627e-06 | 2.4057 | 40.9841 | 32.0412 | 28.6404 | 15.125 | 6.2804 | 1.3656 | 1.6637 | 0.67174 | 4.3726 | 16.9721 | 32.6218 | 40.3448 | 0 | 187.8483 | 142.8712 | 130.4858 | 86.2051 | 57.2041 | 24.6211 | 13.9769 | 19.7675 | 52.2983 | 94.4015 | 142.8342 | 179.9192 | 0.52677
Retro5Med | Retro | ResWx | Residential | HVAC | 0.15077 | 0.1757 | 1011.8704 | 113.565 | Manufactured | Heat Pump_HZ1__Low-e Storm Window SP | 0.045343 | 0.055079 | 0.066681 | 0.076579 | 0.086414 | 0.099949 | 0.10847 | 0.10963 | 0.10221 | 0.086918 | 0.066542 | 0.043568 | 0.025027 | 0.011921 | 0.0049898 | 0.0017951 | 0.00055471 | 0.00011961 | 1.945e-05 | 2.3097e-06 | 0.85978 | 32.2534 | 23.6201 | 21.2905 | 9.6342 | 5.8949 | 1.6145 | 2.3749 | 1.1551 | 2.6371 | 12.5202 | 23.5948 | 29.5062 | 0 | 146.3748 | 108.6241 | 99.2137 | 59.7181 | 48.4788 | 21.6924 | 16.1098 | 14.0369 | 27.9339 | 64.4974 | 104.3642 | 134.7303 | 0.38446
Retro5Med | Retro | ResWx | Residential | HVAC | 0.043331 | 0.048535 | 286.9611 | 192.095 | Manufactured | Electrical Resistance_HZ1__Infiltration Reduction - CFM50 reduction | 0.11186 | 0.13588 | 0.16449 | 0.18891 | 0.21317 | 0.24656 | 0.26759 | 0.27044 | 0.25214 | 0.21442 | 0.16415 | 0.10748 | 0.06174 | 0.029409 | 0.012309 | 0.0044282 | 0.0013684 | 0.00029506 | 4.7982e-05 | 5.6979e-06 | 2.121 | 8.9172 | 6.9096 | 6.3106 | 2.8839 | 1.7081 | 0.24381 | 0.35332 | 0.21972 | 0.79706 | 3.865 | 6.9338 | 8.4717 | 0 | 40.1317 | 31.1123 | 28.6955 | 17.5961 | 14.4693 | 5.1336 | 2.7228 | 2.8733 | 8.1698 | 19.6788 | 30.443 | 38.3211 | 0.24557
Retro5Med | Retro | ResWx | Residential | HVAC | 0.15524 | 0.17389 | 1028.0886 | 111.1724 | Manufactured | Electrical Resistance_HZ1__Low-e Storm Window DP | 0.045267 | 0.054986 | 0.066568 | 0.076449 | 0.086268 | 0.09978 | 0.10829 | 0.10944 | 0.10204 | 0.086771 | 0.066429 | 0.043495 | 0.024985 | 0.011901 | 0.0049813 | 0.001792 | 0.00055377 | 0.00011941 | 1.9417e-05 | 2.3058e-06 | 0.85832 | 31.9475 | 24.7548 | 22.6089 | 10.332 | 6.1197 | 0.87351 | 1.2658 | 0.7872 | 2.8556 | 13.847 | 24.8414 | 30.3513 | 0 | 143.779 | 111.4654 | 102.8066 | 63.041 | 51.8389 | 18.392 | 9.755 | 10.2941 | 29.2698 | 70.5028 | 109.0673 | 137.2921 | 0.39131
Retro5Med | Retro | ResWx | Residential | HVAC | 0.17891 | 0.21767 | 1049.5578 | 105.213 | Manufactured | Heat Pump_HZ2/3__Low-e Storm Window DP | 0.04223 | 0.051298 | 0.062103 | 0.071321 | 0.080481 | 0.093086 | 0.10103 | 0.1021 | 0.095191 | 0.08095 | 0.061973 | 0.040577 | 0.023309 | 0.011103 | 0.0046472 | 0.0016718 | 0.00051662 | 0.0001114 | 1.8115e-05 | 2.1512e-06 | 0.80075 | 36.7816 | 24.5278 | 19.8902 | 9.4088 | 3.968 | 1.1151 | 2.023 | 0.84244 | 2.6649 | 11.2062 | 24.0889 | 34.2754 | 0 | 167.7607 | 112.4155 | 95.379 | 55.9016 | 36.9994 | 18.545 | 16.0286 | 17.4238 | 35.0539 | 63.6173 | 109.5831 | 150.0575 | 0.43066
Retro5Med | Retro | ResWx | Residential | HVAC | 0.04916 | 0.057799 | 317.7798 | 170.3254 | Manufactured | Electrical Resistance_HZ2/3__Infiltration Reduction - CFM50 reduction | 0.062103 | 0.075437 | 0.091326 | 0.10488 | 0.11835 | 0.13689 | 0.14857 | 0.15015 | 0.13999 | 0.11904 | 0.091136 | 0.059671 | 0.034278 | 0.016328 | 0.006834 | 0.0024585 | 0.00075973 | 0.00016382 | 2.6639e-05 | 3.1634e-06 | 1.1776 | 9.6223 | 7.5227 | 6.7242 | 3.5511 | 1.4745 | 0.32061 | 0.39061 | 0.15771 | 1.0266 | 3.9847 | 7.659 | 9.4722 | 0 | 44.1032 | 33.5434 | 30.6356 | 20.2393 | 13.4304 | 5.7806 | 3.2815 | 4.641 | 12.2786 | 22.1637 | 33.5347 | 42.2416 | 0.27807
Retro5Med | Retro | ResWx | Residential | HVAC | 0.10982 | 0.12797 | 736.9942 | 165.2371 | Manufactured | Heat Pump_HZ1__Low-e Storm Window DP | 0.024277 | 0.029489 | 0.035701 | 0.041 | 0.046266 | 0.053512 | 0.058077 | 0.058695 | 0.054722 | 0.046536 | 0.035626 | 0.023326 | 0.0134 | 0.0063827 | 0.0026715 | 0.00096108 | 0.00029699 | 6.4038e-05 | 1.0414e-05 | 1.2366e-06 | 0.46032 | 23.4917 | 17.2037 | 15.5069 | 7.0171 | 4.2935 | 1.1759 | 1.7297 | 0.84134 | 1.9207 | 9.1191 | 17.1852 | 21.4908 | 0 | 106.6118 | 79.1162 | 72.2621 | 43.4956 | 35.3095 | 15.7997 | 11.7336 | 10.2237 | 20.3456 | 46.9766 | 76.0135 | 98.1306 | 0.28002
Retro5Med | Retro | ResWx | Residential | HVAC | 0.13291 | 0.15627 | 859.1684 | 254.0528 | Manufactured | Electrical Resistance_HZ2/3__Floor - R0 to R22 | 0.011361 | 0.0138 | 0.016707 | 0.019186 | 0.021651 | 0.025042 | 0.027178 | 0.027467 | 0.025608 | 0.021777 | 0.016672 | 0.010916 | 0.0062705 | 0.0029868 | 0.0012502 | 0.00044975 | 0.00013898 | 2.9967e-05 | 4.8732e-06 | 5.7869e-07 | 0.21541 | 26.0154 | 20.3387 | 18.18 | 9.6009 | 3.9866 | 0.86682 | 1.0561 | 0.4264 | 2.7756 | 10.7733 | 20.7073 | 25.6096 | 0 | 119.24 | 90.69 | 82.8282 | 54.7202 | 36.3113 | 15.6287 | 8.8721 | 12.5478 | 33.1973 | 59.923 | 90.6665 | 114.2069 | 0.1949
Retro5Med | Retro | ResWx | Residential | HVAC | 0.13346 | 0.14949 | 883.8633 | 246.929 | Manufactured | Electrical Resistance_HZ1__Floor - R0 to R22 | 0.093616 | 0.11372 | 0.13767 | 0.1581 | 0.17841 | 0.20635 | 0.22395 | 0.22634 | 0.21102 | 0.17945 | 0.13738 | 0.089951 | 0.051671 | 0.024613 | 0.010302 | 0.0037061 | 0.0011452 | 0.00024694 | 4.0157e-05 | 4.7687e-06 | 1.7751 | 27.4657 | 21.282 | 19.4372 | 8.8826 | 5.2612 | 0.75097 | 1.0882 | 0.67677 | 2.455 | 11.9045 | 21.3565 | 26.0935 | 0 | 123.609 | 95.8285 | 88.3844 | 54.1973 | 44.5667 | 15.8119 | 8.3865 | 8.85 | 25.1637 | 60.6123 | 93.7668 | 118.0321 | 0.19609
Retro5Med | Retro | ResWx | Residential | HVAC | 0.25207 | 0.29636 | 1629.4081 | 245.0422 | Manufactured | Electrical Resistance_HZ2/3__Attic - R0 to R30 | 0.17788 | 0.21607 | 0.26159 | 0.30041 | 0.339 | 0.3921 | 0.42554 | 0.43007 | 0.40096 | 0.34097 | 0.26104 | 0.17092 | 0.098181 | 0.046767 | 0.019575 | 0.007042 | 0.0021761 | 0.00046922 | 7.6302e-05 | 9.061e-06 | 3.3729 | 49.338 | 38.5723 | 34.4783 | 18.208 | 7.5605 | 1.6439 | 2.0029 | 0.80866 | 5.2638 | 20.4315 | 39.2712 | 48.5684 | 0 | 226.138 | 171.9931 | 157.0831 | 103.7765 | 68.8642 | 29.6396 | 16.8258 | 23.7968 | 62.9584 | 113.6436 | 171.9486 | 216.5928 | 0.20138
Retro5Med | Retro | ResWx | Residential | HVAC | 0.19489 | 0.22913 | 1259.7875 | 246.9441 | Manufactured | Electrical Resistance_HZ2/3__Attic - R0 to R22 | 0.0075595 | 0.0091826 | 0.011117 | 0.012767 | 0.014407 | 0.016663 | 0.018084 | 0.018277 | 0.01704 | 0.014491 | 0.011094 | 0.0072635 | 0.0041724 | 0.0019875 | 0.00083187 | 0.00029927 | 9.2478e-05 | 1.9941e-05 | 3.2427e-06 | 3.8507e-07 | 0.14334 | 38.146 | 29.8224 | 26.6571 | 14.0776 | 5.8455 | 1.271 | 1.5485 | 0.62522 | 4.0698 | 15.7968 | 30.3628 | 37.551 | 0 | 174.8401 | 132.9776 | 121.4499 | 80.2355 | 53.2428 | 22.9161 | 13.009 | 18.3986 | 48.6767 | 87.8643 | 132.9432 | 167.4601 | 0.19998
Retro5Med | Retro | ResWx | Residential | HVAC | 0.20146 | 0.2451 | 1181.8519 | 345.166 | Manufactured | Heat Pump_HZ2/3__Attic - R0 to R30 | 0.041866 | 0.050856 | 0.061567 | 0.070706 | 0.079787 | 0.092284 | 0.10016 | 0.10122 | 0.09437 | 0.080252 | 0.061439 | 0.040227 | 0.023108 | 0.011007 | 0.0046071 | 0.0016574 | 0.00051217 | 0.00011044 | 1.7959e-05 | 2.1326e-06 | 0.79384 | 41.4178 | 27.6195 | 22.3973 | 10.5947 | 4.4681 | 1.2556 | 2.278 | 0.94863 | 3.0008 | 12.6187 | 27.1253 | 38.5957 | 0 | 188.9065 | 126.5852 | 107.4013 | 62.9479 | 41.6631 | 20.8826 | 18.049 | 19.6201 | 39.4724 | 71.6361 | 123.3958 | 168.9719 | 0.154
Retro5Med | Retro | ResWx | Residential | HVAC | 0.021858 | 0.025472 | 146.6965 | 400.055 | Manufactured | Heat Pump_HZ1__Infiltration Reduction - CFM50 reduction | 0.04278 | 0.051965 | 0.062911 | 0.072249 | 0.081528 | 0.094298 | 0.10234 | 0.10343 | 0.09643 | 0.082004 | 0.06278 | 0.041105 | 0.023612 | 0.011247 | 0.0047077 | 0.0016936 | 0.00052334 | 0.00011285 | 1.8351e-05 | 2.1792e-06 | 0.81117 | 4.676 | 3.4243 | 3.0866 | 1.3967 | 0.85462 | 0.23407 | 0.3443 | 0.16747 | 0.38232 | 1.8151 | 3.4207 | 4.2777 | 0 | 21.2208 | 15.7478 | 14.3836 | 8.6577 | 7.0282 | 3.1449 | 2.3355 | 2.035 | 4.0497 | 9.3506 | 15.1303 | 19.5326 | 0.12532
Retro5Med | Retro | ResWx | Residential | HVAC | 0.14303 | 0.17401 | 839.0463 | 258.2935 | Manufactured | Heat Pump_HZ2/3__Floor - R0 to R22 | 0.00012407 | 0.00015071 | 0.00018246 | 0.00020954 | 0.00023645 | 0.00027349 | 0.00029681 | 0.00029997 | 0.00027967 | 0.00023783 | 0.00018208 | 0.00011921 | 6.8481e-05 | 3.262e-05 | 1.3653e-05 | 4.9118e-06 | 1.5178e-06 | 3.2728e-07 | 5.3221e-08 | 6.3201e-09 | 0.0023526 | 29.4043 | 19.6082 | 15.9008 | 7.5216 | 3.1721 | 0.89142 | 1.6172 | 0.67347 | 2.1304 | 8.9585 | 19.2574 | 27.4007 | 0 | 134.1127 | 89.8682 | 76.2487 | 44.6893 | 29.5784 | 14.8254 | 12.8137 | 13.9291 | 28.0231 | 50.8575 | 87.6039 | 119.9602 | 0.20067
Retro5Med | Retro | ResWx | Residential | HVAC | 0.14462 | 0.16199 | 957.7292 | 435.7454 | Manufactured | Electrical Resistance_HZ1__Attic - R0 to R30 | 0.45603 | 0.55395 | 0.67063 | 0.77018 | 0.8691 | 1.0052 | 1.091 | 1.1026 | 1.0279 | 0.87416 | 0.66923 | 0.43818 | 0.25171 | 0.1199 | 0.050184 | 0.018054 | 0.0055789 | 0.0012029 | 0.00019562 | 2.323e-05 | 8.6471 | 29.7611 | 23.0606 | 21.0616 | 9.6249 | 5.7009 | 0.81373 | 1.1792 | 0.73333 | 2.6602 | 12.8994 | 23.1413 | 28.2741 | 0 | 133.9392 | 103.837 | 95.7708 | 58.7266 | 48.2912 | 17.1333 | 9.0874 | 9.5896 | 27.2667 | 65.6778 | 101.603 | 127.8962 | 0.11576
Retro5Med | Retro | ResWx | Residential | HVAC | 0.087811 | 0.10324 | 567.6232 | 397.8342 | Manufactured | Electrical Resistance_HZ2/3__Floor - R11 to R22 | 0.019857 | 0.024121 | 0.029201 | 0.033536 | 0.037843 | 0.04377 | 0.047504 | 0.04801 | 0.04476 | 0.038064 | 0.02914 | 0.01908 | 0.01096 | 0.0052207 | 0.0021852 | 0.00078611 | 0.00024292 | 5.238e-05 | 8.5178e-06 | 1.0115e-06 | 0.37652 | 17.1875 | 13.4371 | 12.0109 | 6.343 | 2.6338 | 0.57268 | 0.69772 | 0.28171 | 1.8337 | 7.1176 | 13.6806 | 16.9194 | 0 | 78.7778 | 59.9158 | 54.7217 | 36.1518 | 23.9896 | 10.3253 | 5.8615 | 8.2899 | 21.9323 | 39.5891 | 59.9003 | 75.4526 | 0.12876
Retro5Med | Retro | ResWx | Residential | HVAC | 0.14192 | 0.17267 | 832.5661 | 384.4689 | Manufactured | Heat Pump_HZ2/3__Attic - R0 to R22 | 0.0016211 | 0.0019692 | 0.002384 | 0.0027378 | 0.0030895 | 0.0035734 | 0.0038782 | 0.0039195 | 0.0036542 | 0.0031075 | 0.002379 | 0.0015576 | 0.00089478 | 0.00042621 | 0.00017839 | 6.4177e-05 | 1.9832e-05 | 4.2763e-06 | 6.9539e-07 | 8.2578e-08 | 0.030739 | 29.1772 | 19.4568 | 15.7779 | 7.4636 | 3.1476 | 0.88453 | 1.6047 | 0.66827 | 2.1139 | 8.8893 | 19.1087 | 27.1891 | 0 | 133.0769 | 89.1741 | 75.6598 | 44.3442 | 29.3499 | 14.7109 | 12.7147 | 13.8215 | 27.8067 | 50.4647 | 86.9273 | 119.0337 | 0.13934
Retro5Med | Retro | ResWx | Residential | HVAC | 0.10583 | 0.11854 | 700.8398 | 465.2313 | Manufactured | Electrical Resistance_HZ1__Attic - R0 to R22 | 0.018343 | 0.022282 | 0.026975 | 0.030979 | 0.034957 | 0.040433 | 0.043881 | 0.044349 | 0.041347 | 0.035161 | 0.026918 | 0.017625 | 0.010124 | 0.0048226 | 0.0020185 | 0.00072617 | 0.0002244 | 4.8386e-05 | 7.8683e-06 | 9.3437e-07 | 0.34781 | 21.7783 | 16.8751 | 15.4123 | 7.0432 | 4.1717 | 0.59546 | 0.8629 | 0.53663 | 1.9467 | 9.4394 | 16.9342 | 20.6902 | 0 | 98.013 | 75.9851 | 70.0824 | 42.9745 | 35.3382 | 12.5377 | 6.6499 | 7.0174 | 19.953 | 48.0612 | 74.3503 | 93.5909 | 0.1088
Retro5Med | Retro | ResWx | Residential | HVAC | 0.029644 | 0.036066 | 173.9062 | 330.1764 | Manufactured | Heat Pump_HZ2/3__Infiltration Reduction - CFM50 reduction | 0.0065776 | 0.0079899 | 0.0096729 | 0.011109 | 0.012535 | 0.014499 | 0.015735 | 0.015903 | 0.014827 | 0.012608 | 0.0096527 | 0.0063201 | 0.0036305 | 0.0017293 | 0.00072383 | 0.0002604 | 8.0467e-05 | 1.7351e-05 | 2.8215e-06 | 3.3506e-07 | 0.12472 | 6.0945 | 4.0641 | 3.2957 | 1.559 | 0.65747 | 0.18476 | 0.3352 | 0.13959 | 0.44156 | 1.8568 | 3.9914 | 5.6793 | 0 | 27.7971 | 18.6267 | 15.8038 | 9.2626 | 6.1306 | 3.0728 | 2.6559 | 2.887 | 5.8082 | 10.5411 | 18.1573 | 24.8637 | 0.16044
Retro5Med | Retro | ResWx | Residential | HVAC | 0.13605 | 0.15996 | 879.4487 | 323.2563 | Manufactured | Electrical Resistance_HZ2/3__Attic - R11 to R30 | 0 | 0 | 0 | 0 | 0 | 0 | 0 | 0 | 0 | 0 | 0 | 0 | 0 | 0 | 0 | 0 | 0 | 0 | 0 | 0 | 0 | 26.6295 | 20.8188 | 18.6091 | 9.8275 | 4.0807 | 0.88728 | 1.081 | 0.43646 | 2.8411 | 11.0276 | 21.1961 | 26.2141 | 0 | 122.0546 | 92.8307 | 84.7833 | 56.0118 | 37.1684 | 15.9976 | 9.0815 | 12.844 | 33.9809 | 61.3374 | 92.8067 | 116.9027 | 0.15627
Retro5Med | Retro | ResWx | Residential | HVAC | 0.04986 | 0.055849 | 330.2018 | 703.1917 | Manufactured | Electrical Resistance_HZ1__Floor - R11 to R22 | 0.034611 | 0.042043 | 0.050898 | 0.058453 | 0.065961 | 0.076292 | 0.082799 | 0.083681 | 0.078017 | 0.066345 | 0.050792 | 0.033256 | 0.019104 | 0.0090997 | 0.0038087 | 0.0013702 | 0.00042341 | 9.1299e-05 | 1.4847e-05 | 1.763e-06 | 0.65628 | 10.2609 | 7.9507 | 7.2615 | 3.3184 | 1.9655 | 0.28055 | 0.40656 | 0.25283 | 0.91717 | 4.4474 | 7.9786 | 9.7482 | 0 | 46.179 | 35.8005 | 33.0194 | 20.2475 | 16.6496 | 5.9072 | 3.1331 | 3.3063 | 9.4009 | 22.6441 | 35.0303 | 44.0955 | 0.073256
Retro5Med | Retro | ResWx | Residential | HVAC | 0.11629 | 0.13552 | 780.4595 | 540.646 | Manufactured | Heat Pump_HZ1__Attic - R0 to R30 | 0.20878 | 0.25361 | 0.30703 | 0.35261 | 0.39789 | 0.46021 | 0.49947 | 0.50479 | 0.47062 | 0.40021 | 0.30639 | 0.20061 | 0.11524 | 0.054892 | 0.022975 | 0.0082654 | 0.0025541 | 0.00055074 | 8.9559e-05 | 1.0635e-05 | 3.9588 | 24.8772 | 18.2183 | 16.4214 | 7.4309 | 4.5468 | 1.2453 | 1.8318 | 0.89096 | 2.034 | 9.6569 | 18.1987 | 22.7583 | 0 | 112.8994 | 83.7822 | 76.5239 | 46.0608 | 37.3919 | 16.7315 | 12.4256 | 10.8267 | 21.5455 | 49.7471 | 80.4965 | 103.918 | 0.094168
Retro5Med | Retro | ResWx | Residential | HVAC | 0.084378 | 0.098328 | 566.2794 | 581.9721 | Manufactured | Heat Pump_HZ1__Attic - R0 to R22 | 0.0083267 | 0.010115 | 0.012245 | 0.014063 | 0.015869 | 0.018354 | 0.01992 | 0.020132 | 0.018769 | 0.015961 | 0.01222 | 0.0080007 | 0.0045959 | 0.0021892 | 0.0009163 | 0.00032964 | 0.00010186 | 2.1965e-05 | 3.5718e-06 | 4.2415e-07 | 0.15789 | 18.0502 | 13.2187 | 11.9149 | 5.3917 | 3.299 | 0.90355 | 1.3291 | 0.64645 | 1.4758 | 7.0068 | 13.2045 | 16.5128 | 0 | 81.9166 | 60.79 | 55.5236 | 33.4204 | 27.1305 | 12.1399 | 9.0156 | 7.8556 | 15.6328 | 36.0951 | 58.406 | 75.4 | 0.087756
Retro5Med | Retro | ResWx | Residential | HVAC | 0.039076 | 0.045536 | 262.2452 | 892.1457 | Manufactured | Heat Pump_HZ1__Floor - R0 to R22 | 0.0015808 | 0.0019202 | 0.0023246 | 0.0026697 | 0.0030126 | 0.0034844 | 0.0037816 | 0.0038219 | 0.0035632 | 0.0030301 | 0.0023198 | 0.0015189 | 0.0008725 | 0.00041561 | 0.00017395 | 6.258e-05 | 1.9338e-05 | 4.1698e-06 | 6.7808e-07 | 8.0522e-08 | 0.029974 | 8.3591 | 6.1216 | 5.5178 | 2.4969 | 1.5278 | 0.41844 | 0.6155 | 0.29937 | 0.68345 | 3.2449 | 6.115 | 7.6471 | 0 | 37.9358 | 28.152 | 25.7131 | 15.4771 | 12.5642 | 5.622 | 4.1752 | 3.6379 | 7.2396 | 16.7157 | 27.0479 | 34.9179 | 0.058077
Retro5Med | Retro | ResWx | Residential | HVAC | 0.078054 | 0.08743 | 516.9201 | 568.8131 | Manufactured | Electrical Resistance_HZ1__Attic - R11 to R30 | 0.0062387 | 0.0075783 | 0.0091745 | 0.010536 | 0.01189 | 0.013752 | 0.014925 | 0.015084 | 0.014063 | 0.011959 | 0.0091554 | 0.0059945 | 0.0034435 | 0.0016403 | 0.00068654 | 0.00024698 | 7.6321e-05 | 1.6457e-05 | 2.6761e-06 | 3.1779e-07 | 0.1183 | 16.0631 | 12.4466 | 11.3677 | 5.1949 | 3.077 | 0.4392 | 0.63645 | 0.3958 | 1.4358 | 6.9623 | 12.4902 | 15.2605 | 0 | 72.2917 | 56.0445 | 51.6909 | 31.6968 | 26.0645 | 9.2475 | 4.9048 | 5.1758 | 14.7168 | 35.4486 | 54.8387 | 69.0301 | 0.089828
Retro5Med | Retro | ResWx | Residential | HVAC | 0.063902 | 0.077745 | 374.8735 | 613.2248 | Manufactured | Heat Pump_HZ2/3__Floor - R11 to R22 | 0 | 0 | 0 | 0 | 0 | 0 | 0 | 0 | 0 | 0 | 0 | 0 | 0 | 0 | 0 | 0 | 0 | 0 | 0 | 0 | 0 | 13.1374 | 8.7607 | 7.1042 | 3.3606 | 1.4173 | 0.39827 | 0.72256 | 0.3009 | 0.95182 | 4.0025 | 8.6039 | 12.2422 | 0 | 59.9196 | 40.1518 | 34.0668 | 19.9665 | 13.2152 | 6.6238 | 5.725 | 6.2233 | 12.5203 | 22.7224 | 39.1401 | 53.5965 | 0.089656
Retro5Med | Retro | ResWx | Residential | HVAC | 0.03243 | 0.039456 | 190.2493 | 1585.5767 | Manufactured | Heat Pump_HZ2/3__Attic - R11 to R30 | 8.9431e-05 | 0.00010863 | 0.00013151 | 0.00015104 | 0.00017044 | 0.00019713 | 0.00021394 | 0.00021622 | 0.00020159 | 0.00017143 | 0.00013124 | 8.593e-05 | 4.9361e-05 | 2.3513e-05 | 9.8413e-06 | 3.5404e-06 | 1.0941e-06 | 2.3591e-07 | 3.8362e-08 | 4.5555e-09 | 0.0016957 | 6.6673 | 4.4461 | 3.6054 | 1.7055 | 0.71926 | 0.20212 | 0.3667 | 0.15271 | 0.48305 | 2.0313 | 4.3665 | 6.213 | 0 | 30.4093 | 20.3771 | 17.289 | 10.1331 | 6.7067 | 3.3616 | 2.9054 | 3.1584 | 6.3541 | 11.5317 | 19.8637 | 27.2003 | 0.035641
Retro5Med | Retro | ResWx | Residential | HVAC | 0.01872 | 0.021815 | 125.6349 | 2419.0033 | Manufactured | Heat Pump_HZ1__Attic - R11 to R30 | 0 | 0 | 0 | 0 | 0 | 0 | 0 | 0 | 0 | 0 | 0 | 0 | 0 | 0 | 0 | 0 | 0 | 0 | 0 | 0 | 0 | 4.0046 | 2.9327 | 2.6434 | 1.1962 | 0.73192 | 0.20046 | 0.29487 | 0.14342 | 0.32743 | 1.5545 | 2.9296 | 3.6635 | 0 | 18.1741 | 13.4869 | 12.3185 | 7.4147 | 6.0192 | 2.6934 | 2.0002 | 1.7428 | 3.4683 | 8.0081 | 12.958 | 16.7283 | 0.021794
Retro5Med | Retro | ResWx | Residential | HVAC | 0.017458 | 0.020345 | 117.1673 | 2027.7385 | Manufactured | Heat Pump_HZ1__Floor - R11 to R22 | 0.0061328 | 0.0074496 | 0.0090187 | 0.010357 | 0.011688 | 0.013518 | 0.014671 | 0.014828 | 0.013824 | 0.011756 | 0.0089999 | 0.0058927 | 0.003385 | 0.0016124 | 0.00067488 | 0.00024279 | 7.5025e-05 | 1.6177e-05 | 2.6307e-06 | 3.124e-07 | 0.11629 | 3.7347 | 2.735 | 2.4653 | 1.1156 | 0.68259 | 0.18695 | 0.27499 | 0.13376 | 0.30536 | 1.4498 | 2.7321 | 3.4166 | 0 | 16.9491 | 12.5779 | 11.4882 | 6.9149 | 5.6135 | 2.5118 | 1.8654 | 1.6254 | 3.2345 | 7.4683 | 12.0846 | 15.6008 | 0.025948
LO1Slow | New | Microwave | Residential | Food Preparation | 0.0016572 | 0.00052999 | 9.6256 | 39.4238 | Single Family | Microwave Top Tier | 0.00025401 | 0.00038065 | 0.00081479 | 0.0015152 | 0.002522 | 0.0038657 | 0.0057043 | 0.0080852 | 0.011089 | 0.014639 | 0.018072 | 0.021981 | 0.02601 | 0.029739 | 0.03229 | 0.03452 | 0.035892 | 0.036443 | 0.03665 | 0.036559 | 0.35702 | 0.2887 | 0.25685 | 0.29294 | 0.25914 | 0.21386 | 0.22763 | 0.22687 | 0.21909 | 0.22617 | 0.27971 | 0.2544 | 0.28439 | 0 | 0.65427 | 0.50259 | 0.5543 | 0.48968 | 0.44441 | 0.4633 | 0.46522 | 0.49842 | 0.51039 | 0.63907 | 0.65184 | 0.72237 | 0.89126
LO1Slow | New | Microwave | Residential | Food Preparation | 0.0016572 | 0.00052999 | 9.6256 | 39.4238 | Multifamily - Low Rise | Microwave Top Tier | 0.00010435 | 0.00015877 | 0.00034492 | 0.00065081 | 0.0010988 | 0.0017105 | 0.0025616 | 0.0036812 | 0.0051188 | 0.0068558 | 0.0085956 | 0.010613 | 0.012741 | 0.014792 | 0.016308 | 0.017709 | 0.018689 | 0.019283 | 0.019702 | 0.019978 | 0.1807 | 0.2887 | 0.25685 | 0.29294 | 0.25914 | 0.21386 | 0.22763 | 0.22687 | 0.21909 | 0.22617 | 0.27971 | 0.2544 | 0.28439 | 0 | 0.65427 | 0.50259 | 0.5543 | 0.48968 | 0.44441 | 0.4633 | 0.46522 | 0.49842 | 0.51039 | 0.63907 | 0.65184 | 0.72237 | 0.89126
LO1Slow | New | Microwave | Residential | Food Preparation | 0.0016572 | 0.00052999 | 9.6256 | 39.4238 | Multifamily - High Rise | Microwave Top Tier | 3.0391e-05 | 4.5967e-05 | 0.00010007 | 0.00018957 | 0.00032188 | 0.00050239 | 0.0007551 | 0.0010914 | 0.0015229 | 0.0020433 | 0.0025566 | 0.0031512 | 0.0037844 | 0.0043883 | 0.0048306 | 0.0052392 | 0.0055248 | 0.0056786 | 0.0057694 | 0.0058268 | 0.053353 | 0.2887 | 0.25685 | 0.29294 | 0.25914 | 0.21386 | 0.22763 | 0.22687 | 0.21909 | 0.22617 | 0.27971 | 0.2544 | 0.28439 | 0 | 0.65427 | 0.50259 | 0.5543 | 0.48968 | 0.44441 | 0.4633 | 0.46522 | 0.49842 | 0.51039 | 0.63907 | 0.65184 | 0.72237 | 0.89126
LO1Slow | New | Microwave | Residential | Food Preparation | 0.0016572 | 0.00052999 | 9.6256 | 39.4238 | Manufactured | Microwave Top Tier | 2.0032e-05 | 3.135e-05 | 7.0003e-05 | 0.00013564 | 0.00023499 | 0.0003747 | 0.00057463 | 0.00084566 | 0.0012029 | 0.0016462 | 0.0021056 | 0.0026512 | 0.0032449 | 0.0038354 | 0.0043027 | 0.0047508 | 0.0050998 | 0.0053439 | 0.0055433 | 0.0057032 | 0.047717 | 0.2887 | 0.25685 | 0.29294 | 0.25914 | 0.21386 | 0.22763 | 0.22687 | 0.21909 | 0.22617 | 0.27971 | 0.2544 | 0.28439 | 0 | 0.65427 | 0.50259 | 0.5543 | 0.48968 | 0.44441 | 0.4633 | 0.46522 | 0.49842 | 0.51039 | 0.63907 | 0.65184 | 0.72237 | 0.89126
LO1Slow | NR | Microwave | Residential | Food Preparation | 0.0016572 | 0.00052999 | 9.6256 | 39.4238 | Single Family | Microwave Top Tier | 0.0019628 | 0.0030121 | 0.006562 | 0.012319 | 0.021033 | 0.033477 | 0.050354 | 0.072168 | 0.099063 | 0.13068 | 0.16602 | 0.23033 | 0.27189 | 0.31058 | 0.34415 | 0.36998 | 0.38751 | 0.39948 | 0.40418 | 0.40695 | 4.5217 | 0.2887 | 0.25685 | 0.29294 | 0.25914 | 0.21386 | 0.22763 | 0.22687 | 0.21909 | 0.22617 | 0.27971 | 0.2544 | 0.28439 | 0 | 0.65427 | 0.50259 | 0.5543 | 0.48968 | 0.44441 | 0.4633 | 0.46522 | 0.49842 | 0.51039 | 0.63907 | 0.65184 | 0.72237 | 0.89126
LO1Slow | NR | Microwave | Residential | Food Preparation | 0.0016572 | 0.00052999 | 9.6256 | 39.4238 | Multifamily - Low Rise | Microwave Top Tier | 0.00044335 | 0.00068036 | 0.0014822 | 0.0027826 | 0.0047508 | 0.0075616 | 0.011374 | 0.016301 | 0.022376 | 0.029516 | 0.037499 | 0.056995 | 0.067337 | 0.076978 | 0.085372 | 0.091676 | 0.095758 | 0.098471 | 0.099298 | 0.099577 | 1.1016 | 0.2887 | 0.25685 | 0.29294 | 0.25914 | 0.21386 | 0.22763 | 0.22687 | 0.21909 | 0.22617 | 0.27971 | 0.2544 | 0.28439 | 0 | 0.65427 | 0.50259 | 0.5543 | 0.48968 | 0.44441 | 0.4633 | 0.46522 | 0.49842 | 0.51039 | 0.63907 | 0.65184 | 0.72237 | 0.89126
LO1Slow | NR | Microwave | Residential | Food Preparation | 0.0016572 | 0.00052999 | 9.6256 | 39.4238 | Multifamily - High Rise | Microwave Top Tier | 0.00013119 | 0.00020133 | 0.0004386 | 0.00082342 | 0.0014058 | 0.0022376 | 0.0033656 | 0.0048236 | 0.0066213 | 0.0087342 | 0.011096 | 0.016814 | 0.019843 | 0.022694 | 0.025188 | 0.027078 | 0.028299 | 0.02912 | 0.029393 | 0.02949 | 0.32546 | 0.2887 | 0.25685 | 0.29294 | 0.25914 | 0.21386 | 0.22763 | 0.22687 | 0.21909 | 0.22617 | 0.27971 | 0.2544 | 0.28439 | 0 | 0.65427 | 0.50259 | 0.5543 | 0.48968 | 0.44441 | 0.4633 | 0.46522 | 0.49842 | 0.51039 | 0.63907 | 0.65184 | 0.72237 | 0.89126
LO1Slow | NR | Microwave | Residential | Food Preparation | 0.0016572 | 0.00052999 | 9.6256 | 39.4238 | Manufactured | Microwave Top Tier | 0.00026043 | 0.00039628 | 0.00085603 | 0.0015935 | 0.0026977 | 0.0042576 | 0.00635 | 0.009024 | 0.012283 | 0.016065 | 0.020238 | 0.026713 | 0.031425 | 0.035772 | 0.039493 | 0.042317 | 0.044179 | 0.045373 | 0.045717 | 0.045822 | 0.50269 | 0.2887 | 0.25685 | 0.29294 | 0.25914 | 0.21386 | 0.22763 | 0.22687 | 0.21909 | 0.22617 | 0.27971 | 0.2544 | 0.28439 | 0 | 0.65427 | 0.50259 | 0.5543 | 0.48968 | 0.44441 | 0.4633 | 0.46522 | 0.49842 | 0.51039 | 0.63907 | 0.65184 | 0.72237 | 0.89126
LO50Fast | New | Monitor | Residential | Electronics | 0.00050451 | 0.00054364 | 4.7078 | 469.6082 | Single Family | ENERGY STAR V8.0 Monitor | 0.011336 | 0.016033 | 0.018855 | 0.020515 | 0.02107 | 0.020663 | 0.020286 | 0.019915 | 0.019685 | 0.019457 | 0.018668 | 0.018293 | 0.018052 | 0.017788 | 0.017165 | 0.016769 | 0.01632 | 0.015774 | 0.01538 | 0.014939 | 0.35696 | 0.12046 | 0.098858 | 0.097824 | 0.070899 | 0.082349 | 0.0571 | 0.05961 | 0.066235 | 0.057297 | 0.060309 | 0.069616 | 0.091849 | 0 | 0.48347 | 0.39744 | 0.38968 | 0.28389 | 0.34285 | 0.25873 | 0.24107 | 0.27354 | 0.20546 | 0.2548 | 0.27316 | 0.37127 | 0.11553
LO50Fast | New | Monitor | Residential | Electronics | 0.00050451 | 0.00054364 | 4.7078 | 469.6082 | Multifamily - Low Rise | ENERGY STAR V8.0 Monitor | 0.002646 | 0.0037994 | 0.0045349 | 0.0050066 | 0.0052156 | 0.0051947 | 0.0051759 | 0.0051517 | 0.0051628 | 0.0051771 | 0.0050447 | 0.0050182 | 0.0050241 | 0.0050269 | 0.0049257 | 0.0048878 | 0.0048284 | 0.0047422 | 0.0046972 | 0.0046384 | 0.095898 | 0.12046 | 0.098858 | 0.097824 | 0.070899 | 0.082349 | 0.0571 | 0.05961 | 0.066235 | 0.057297 | 0.060309 | 0.069616 | 0.091849 | 0 | 0.48347 | 0.39744 | 0.38968 | 0.28389 | 0.34285 | 0.25873 | 0.24107 | 0.27354 | 0.20546 | 0.2548 | 0.27316 | 0.37127 | 0.11553
LO50Fast | New | Monitor | Residential | Electronics | 0.00050451 | 0.00054364 | 4.7078 | 469.6082 | Multifamily - High Rise | ENERGY STAR V8.0 Monitor | 0.00077062 | 0.0011 | 0.0013156 | 0.0014583 | 0.0015279 | 0.0015258 | 0.0015257 | 0.0015274 | 0.001536 | 0.001543 | 0.0015004 | 0.00149 | 0.0014923 | 0.0014913 | 0.001459 | 0.001446 | 0.0014273 | 0.0013965 | 0.0013755 | 0.0013528 | 0.028262 | 0.12046 | 0.098858 | 0.097824 | 0.070899 | 0.082349 | 0.0571 | 0.05961 | 0.066235 | 0.057297 | 0.060309 | 0.069616 | 0.091849 | 0 | 0.48347 | 0.39744 | 0.38968 | 0.28389 | 0.34285 | 0.25873 | 0.24107 | 0.27354 | 0.20546 | 0.2548 | 0.27316 | 0.37127 | 0.11553
LO50Fast | New | Monitor | Residential | Electronics | 0.00050451 | 0.00054364 | 4.7078 | 469.6082 | Manufactured | ENERGY STAR V8.0 Monitor | 0.00072521 | 0.0010711 | 0.001314 | 0.0014897 | 0.0015925 | 0.0016246 | 0.0016576 | 0.0016896 | 0.0017322 | 0.0017748 | 0.0017643 | 0.0017897 | 0.0018268 | 0.0018609 | 0.0018554 | 0.0018721 | 0.001881 | 0.0018763 | 0.0018869 | 0.0018904 | 0.033175 | 0.12046 | 0.098858 | 0.097824 | 0.070899 | 0.082349 | 0.0571 | 0.05961 | 0.066235 | 0.057297 | 0.060309 | 0.069616 | 0.091849 | 0 | 0.48347 | 0.39744 | 0.38968 | 0.28389 | 0.34285 | 0.25873 | 0.24107 | 0.27354 | 0.20546 | 0.2548 | 0.27316 | 0.37127 | 0.11553
LO50Fast | NR | Monitor | Residential | Electronics | 0.00050451 | 0.00054364 | 4.7078 | 469.6082 | Single Family | ENERGY STAR V8.0 Monitor | 0.19272 | 0.27911 | 0.33406 | 0.36697 | 0.38658 | 0.40773 | 0.40356 | 0.39784 | 0.39198 | 0.3861 | 0.38075 | 0.37584 | 0.37115 | 0.3666 | 0.36214 | 0.35763 | 0.35325 | 0.34895 | 0.34469 | 0.34041 | 1.752 | 0.12046 | 0.098858 | 0.097824 | 0.070899 | 0.082349 | 0.0571 | 0.05961 | 0.066235 | 0.057297 | 0.060309 | 0.069616 | 0.091849 | 0 | 0.48347 | 0.39744 | 0.38968 | 0.28389 | 0.34285 | 0.25873 | 0.24107 | 0.27354 | 0.20546 | 0.2548 | 0.27316 | 0.37127 | 0.11553
LO50Fast | NR | Monitor | Residential | Electronics | 0.00050451 | 0.00054364 | 4.7078 | 469.6082 | Multifamily - Low Rise | ENERGY STAR V8.0 Monitor | 0.024732 | 0.035819 | 0.042871 | 0.047094 | 0.049611 | 0.053801 | 0.052833 | 0.051816 | 0.050894 | 0.050027 | 0.049291 | 0.048654 | 0.048063 | 0.047503 | 0.046959 | 0.046396 | 0.045859 | 0.045335 | 0.044818 | 0.044285 | 0.23347 | 0.12046 | 0.098858 | 0.097824 | 0.070899 | 0.082349 | 0.0571 | 0.05961 | 0.066235 | 0.057297 | 0.060309 | 0.069616 | 0.091849 | 0 | 0.48347 | 0.39744 | 0.38968 | 0.28389 | 0.34285 | 0.25873 | 0.24107 | 0.27354 | 0.20546 | 0.2548 | 0.27316 | 0.37127 | 0.11553
LO50Fast | NR | Monitor | Residential | Electronics | 0.00050451 | 0.00054364 | 4.7078 | 469.6082 | Multifamily - High Rise | ENERGY STAR V8.0 Monitor | 0.0073186 | 0.010599 | 0.012686 | 0.013936 | 0.014681 | 0.015905 | 0.015619 | 0.015324 | 0.015054 | 0.014801 | 0.014584 | 0.014396 | 0.014223 | 0.014058 | 0.013898 | 0.01373 | 0.013571 | 0.013416 | 0.013263 | 0.013105 | 0.069049 | 0.12046 | 0.098858 | 0.097824 | 0.070899 | 0.082349 | 0.0571 | 0.05961 | 0.066235 | 0.057297 | 0.060309 | 0.069616 | 0.091849 | 0 | 0.48347 | 0.39744 | 0.38968 | 0.28389 | 0.34285 | 0.25873 | 0.24107 | 0.27354 | 0.20546 | 0.2548 | 0.27316 | 0.37127 | 0.11553
LO50Fast | NR | Monitor | Residential | Electronics | 0.00050451 | 0.00054364 | 4.7078 | 469.6082 | Manufactured | ENERGY STAR V8.0 Monitor | 0.020742 | 0.029786 | 0.03535 | 0.038504 | 0.04022 | 0.041511 | 0.04094 | 0.040138 | 0.03928 | 0.038408 | 0.03758 | 0.036797 | 0.036043 | 0.035313 | 0.034601 | 0.033896 | 0.033214 | 0.032548 | 0.031897 | 0.031253 | 0.15977 | 0.12046 | 0.098858 | 0.097824 | 0.070899 | 0.082349 | 0.0571 | 0.05961 | 0.066235 | 0.057297 | 0.060309 | 0.069616 | 0.091849 | 0 | 0.48347 | 0.39744 | 0.38968 | 0.28389 | 0.34285 | 0.25873 | 0.24107 | 0.27354 | 0.20546 | 0.2548 | 0.27316 | 0.37127 | 0.11553
LO3Slow | New | Electric Oven | Residential | Food Preparation | 0.0012195 | 0.00039002 | 7.0835 | -153.0046 | Single Family | Standard_EL3_Oven | 0.00011562 | 0.00028972 | 0.0006312 | 0.0012242 | 0.0020993 | 0.0032393 | 0.004693 | 0.0063833 | 0.0082451 | 0.010111 | 0.011503 | 0.012863 | 0.014036 | 0.014912 | 0.015213 | 0.015483 | 0.01553 | 0.015356 | 0.015242 | 0.01504 | 0.18221 | 0.21245 | 0.18901 | 0.21558 | 0.1907 | 0.15738 | 0.16751 | 0.16696 | 0.16123 | 0.16644 | 0.20584 | 0.18721 | 0.20928 | 0 | 0.48148 | 0.36986 | 0.40791 | 0.36036 | 0.32704 | 0.34094 | 0.34236 | 0.36679 | 0.3756 | 0.47029 | 0.47969 | 0.53159 | 9999
LO3Slow | New | Electric Oven | Residential | Food Preparation | 0.00042765 | 0.00013677 | 2.4839 | 102.4953 | Single Family | Standard_EL4_Oven | 4.0544e-05 | 0.00010159 | 0.00022134 | 0.0004293 | 0.00073616 | 0.0011359 | 0.0016457 | 0.0022384 | 0.0028913 | 0.0035458 | 0.0040337 | 0.0045107 | 0.0049218 | 0.0052292 | 0.0053348 | 0.0054292 | 0.005446 | 0.0053849 | 0.0053449 | 0.0052742 | 0.063895 | 0.0745 | 0.066281 | 0.075595 | 0.066873 | 0.055189 | 0.05874 | 0.058546 | 0.056536 | 0.058365 | 0.07218 | 0.065648 | 0.073388 | 0 | 0.16884 | 0.1297 | 0.14304 | 0.12637 | 0.11468 | 0.11956 | 0.12005 | 0.12862 | 0.13171 | 0.16492 | 0.16821 | 0.18641 | 0.45878
LO3Slow | New | Electric Oven | Residential | Food Preparation | 0.0010359 | 0.00033128 | 6.0167 | 532.4811 | Single Family | Standard_EL5_Oven | 9.8208e-05 | 0.00024609 | 0.00053614 | 0.0010399 | 0.0017832 | 0.0027514 | 0.0039863 | 0.005422 | 0.0070034 | 0.0085887 | 0.0097706 | 0.010926 | 0.011922 | 0.012666 | 0.012922 | 0.013151 | 0.013192 | 0.013044 | 0.012947 | 0.012775 | 0.15477 | 0.18046 | 0.16055 | 0.18311 | 0.16198 | 0.13368 | 0.14228 | 0.14181 | 0.13695 | 0.14138 | 0.17484 | 0.15902 | 0.17777 | 0 | 0.40897 | 0.31416 | 0.34648 | 0.30609 | 0.27779 | 0.2896 | 0.2908 | 0.31155 | 0.31903 | 0.39947 | 0.40745 | 0.45154 | 0.10708
LO3Slow | New | Electric Oven | Residential | Food Preparation | 0.0037038 | 0.0011845 | 21.513 | 177.4514 | Single Family | Standard_EL6_Oven | 0.00035114 | 0.00087989 | 0.001917 | 0.0037181 | 0.0063758 | 0.0098379 | 0.014253 | 0.019386 | 0.025041 | 0.030709 | 0.034935 | 0.039066 | 0.042627 | 0.045289 | 0.046204 | 0.047022 | 0.047167 | 0.046638 | 0.046291 | 0.045679 | 0.55339 | 0.64523 | 0.57405 | 0.65472 | 0.57918 | 0.47798 | 0.50874 | 0.50705 | 0.48965 | 0.50549 | 0.62514 | 0.56857 | 0.6356 | 0 | 1.4623 | 1.1233 | 1.2388 | 1.0944 | 0.99324 | 1.0355 | 1.0398 | 1.114 | 1.1407 | 1.4283 | 1.4569 | 1.6145 | 0.29174
LO3Slow | New | Electric Oven | Residential | Food Preparation | 5.6803e-05 | 1.8166e-05 | 0.32993 | 1754.1436 | Single Family | Standard_EL7_Oven | 5.3852e-06 | 1.3494e-05 | 2.9399e-05 | 5.7021e-05 | 9.778e-05 | 0.00015087 | 0.00021859 | 0.00029731 | 0.00038403 | 0.00047096 | 0.00053577 | 0.00059913 | 0.00065374 | 0.00069456 | 0.00070859 | 0.00072113 | 0.00072336 | 0.00071525 | 0.00070993 | 0.00070053 | 0.0084868 | 0.0098953 | 0.0088037 | 0.010041 | 0.0088823 | 0.0073304 | 0.0078021 | 0.0077763 | 0.0075094 | 0.0077523 | 0.0095872 | 0.0087196 | 0.0097477 | 0 | 0.022426 | 0.017227 | 0.018999 | 0.016784 | 0.015233 | 0.01588 | 0.015946 | 0.017084 | 0.017494 | 0.021905 | 0.022343 | 0.02476 | 0.033694
LO3Slow | New | Electric Oven | Residential | Food Preparation | 0.00076152 | 0.00024354 | 4.4231 | 201.0943 | Single Family | Self_EL2_Oven | 3.1712e-05 | 7.9465e-05 | 0.00017313 | 0.00033579 | 0.00057581 | 0.00088847 | 0.0012872 | 0.0017508 | 0.0022615 | 0.0027734 | 0.003155 | 0.0035281 | 0.0038497 | 0.0040901 | 0.0041727 | 0.0042466 | 0.0042597 | 0.004212 | 0.0041806 | 0.0041253 | 0.049977 | 0.13266 | 0.11803 | 0.13461 | 0.11908 | 0.098274 | 0.1046 | 0.10425 | 0.10067 | 0.10393 | 0.12853 | 0.1169 | 0.13068 | 0 | 0.30065 | 0.23095 | 0.25471 | 0.22502 | 0.20421 | 0.21289 | 0.21378 | 0.22903 | 0.23453 | 0.29366 | 0.29953 | 0.33194 | 0.26169
LO3Slow | New | Electric Oven | Residential | Food Preparation | 0.0051227 | 0.0016383 | 29.7542 | 120.3422 | Single Family | Self_EL3_Oven | 0.00021333 | 0.00053455 | 0.0011646 | 0.0022588 | 0.0038734 | 0.0059767 | 0.008659 | 0.011778 | 0.015213 | 0.018656 | 0.021224 | 0.023734 | 0.025897 | 0.027514 | 0.02807 | 0.028567 | 0.028655 | 0.028334 | 0.028123 | 0.027751 | 0.33619 | 0.8924 | 0.79396 | 0.90553 | 0.80105 | 0.66109 | 0.70363 | 0.7013 | 0.67723 | 0.69913 | 0.86461 | 0.78637 | 0.87909 | 0 | 2.0225 | 1.5536 | 1.7134 | 1.5137 | 1.3737 | 1.4321 | 1.4381 | 1.5407 | 1.5777 | 1.9755 | 2.0149 | 2.233 | 0.40374
LO3Slow | New | Electric Oven | Residential | Food Preparation | 8.6191e-05 | 2.7564e-05 | 0.50062 | 1416.8567 | Single Family | Self_EL4_Oven | 3.5893e-06 | 8.994e-06 | 1.9595e-05 | 3.8005e-05 | 6.5171e-05 | 0.00010056 | 0.00014569 | 0.00019816 | 0.00025596 | 0.0003139 | 0.00035709 | 0.00039932 | 0.00043572 | 0.00046293 | 0.00047228 | 0.00048064 | 0.00048212 | 0.00047672 | 0.00047317 | 0.00046691 | 0.0056565 | 0.015015 | 0.013358 | 0.015236 | 0.013478 | 0.011123 | 0.011839 | 0.011799 | 0.011394 | 0.011763 | 0.014547 | 0.013231 | 0.014791 | 0 | 0.034028 | 0.026139 | 0.028828 | 0.025468 | 0.023113 | 0.024096 | 0.024196 | 0.025922 | 0.026545 | 0.033238 | 0.033902 | 0.03757 | 0.041557
LO3Slow | New | Electric Oven | Residential | Food Preparation | 0.0012195 | 0.00039002 | 7.0835 | -153.0046 | Multifamily - Low Rise | Standard_EL3_Oven | 5.7919e-05 | 0.00014736 | 0.00032583 | 0.00064122 | 0.0011153 | 0.0017478 | 0.0025699 | 0.003544 | 0.0046411 | 0.0057745 | 0.0066717 | 0.0075732 | 0.008384 | 0.0090445 | 0.0093696 | 0.0096855 | 0.0098614 | 0.0099086 | 0.0099913 | 0.010023 | 0.11108 | 0.21245 | 0.18901 | 0.21558 | 0.1907 | 0.15738 | 0.16751 | 0.16696 | 0.16123 | 0.16644 | 0.20584 | 0.18721 | 0.20928 | 0 | 0.48148 | 0.36986 | 0.40791 | 0.36036 | 0.32704 | 0.34094 | 0.34236 | 0.36679 | 0.3756 | 0.47029 | 0.47969 | 0.53159 | 9999
LO3Slow | New | Electric Oven | Residential | Food Preparation | 0.00042765 | 0.00013677 | 2.4839 | 102.4953 | Multifamily - Low Rise | Standard_EL4_Oven | 2.031e-05 | 5.1673e-05 | 0.00011426 | 0.00022485 | 0.00039111 | 0.00061289 | 0.00090119 | 0.0012428 | 0.0016275 | 0.0020249 | 0.0023395 | 0.0026557 | 0.00294 | 0.0031716 | 0.0032856 | 0.0033964 | 0.003458 | 0.0034746 | 0.0035036 | 0.0035146 | 0.038951 | 0.0745 | 0.066281 | 0.075595 | 0.066873 | 0.055189 | 0.05874 | 0.058546 | 0.056536 | 0.058365 | 0.07218 | 0.065648 | 0.073388 | 0 | 0.16884 | 0.1297 | 0.14304 | 0.12637 | 0.11468 | 0.11956 | 0.12005 | 0.12862 | 0.13171 | 0.16492 | 0.16821 | 0.18641 | 0.45878
LO3Slow | New | Electric Oven | Residential | Food Preparation | 0.0010359 | 0.00033128 | 6.0167 | 532.4811 | Multifamily - Low Rise | Standard_EL5_Oven | 4.9196e-05 | 0.00012517 | 0.00027676 | 0.00054465 | 0.00094737 | 0.0014846 | 0.0021829 | 0.0030103 | 0.0039421 | 0.0049049 | 0.005667 | 0.0064327 | 0.0071214 | 0.0076824 | 0.0079586 | 0.0082269 | 0.0083763 | 0.0084164 | 0.0084867 | 0.0085132 | 0.09435 | 0.18046 | 0.16055 | 0.18311 | 0.16198 | 0.13368 | 0.14228 | 0.14181 | 0.13695 | 0.14138 | 0.17484 | 0.15902 | 0.17777 | 0 | 0.40897 | 0.31416 | 0.34648 | 0.30609 | 0.27779 | 0.2896 | 0.2908 | 0.31155 | 0.31903 | 0.39947 | 0.40745 | 0.45154 | 0.10708
LO3Slow | New | Electric Oven | Residential | Food Preparation | 0.0037038 | 0.0011845 | 21.513 | 177.4514 | Multifamily - Low Rise | Standard_EL6_Oven | 0.0001759 | 0.00044753 | 0.00098958 | 0.0019474 | 0.0033873 | 0.0053081 | 0.0078051 | 0.010763 | 0.014095 | 0.017537 | 0.020262 | 0.023 | 0.025463 | 0.027469 | 0.028456 | 0.029416 | 0.02995 | 0.030093 | 0.030344 | 0.030439 | 0.33735 | 0.64523 | 0.57405 | 0.65472 | 0.57918 | 0.47798 | 0.50874 | 0.50705 | 0.48965 | 0.50549 | 0.62514 | 0.56857 | 0.6356 | 0 | 1.4623 | 1.1233 | 1.2388 | 1.0944 | 0.99324 | 1.0355 | 1.0398 | 1.114 | 1.1407 | 1.4283 | 1.4569 | 1.6145 | 0.29174
LO3Slow | New | Electric Oven | Residential | Food Preparation | 5.6803e-05 | 1.8166e-05 | 0.32993 | 1754.1436 | Multifamily - Low Rise | Standard_EL7_Oven | 2.6977e-06 | 6.8635e-06 | 1.5176e-05 | 2.9866e-05 | 5.1949e-05 | 8.1406e-05 | 0.0001197 | 0.00016507 | 0.00021617 | 0.00026896 | 0.00031075 | 0.00035273 | 0.0003905 | 0.00042126 | 0.00043641 | 0.00045112 | 0.00045931 | 0.00046151 | 0.00046536 | 0.00046682 | 0.0051736 | 0.0098953 | 0.0088037 | 0.010041 | 0.0088823 | 0.0073304 | 0.0078021 | 0.0077763 | 0.0075094 | 0.0077523 | 0.0095872 | 0.0087196 | 0.0097477 | 0 | 0.022426 | 0.017227 | 0.018999 | 0.016784 | 0.015233 | 0.01588 | 0.015946 | 0.017084 | 0.017494 | 0.021905 | 0.022343 | 0.02476 | 0.033694
LO3Slow | New | Electric Oven | Residential | Food Preparation | 0.00076152 | 0.00024354 | 4.4231 | 201.0943 | Multifamily - Low Rise | Self_EL2_Oven | 1.5886e-05 | 4.0418e-05 | 8.937e-05 | 0.00017587 | 0.00030592 | 0.00047939 | 0.00070489 | 0.00097206 | 0.001273 | 0.0015838 | 0.0018299 | 0.0020772 | 0.0022996 | 0.0024807 | 0.0025699 | 0.0026566 | 0.0027048 | 0.0027177 | 0.0027404 | 0.002749 | 0.030466 | 0.13266 | 0.11803 | 0.13461 | 0.11908 | 0.098274 | 0.1046 | 0.10425 | 0.10067 | 0.10393 | 0.12853 | 0.1169 | 0.13068 | 0 | 0.30065 | 0.23095 | 0.25471 | 0.22502 | 0.20421 | 0.21289 | 0.21378 | 0.22903 | 0.23453 | 0.29366 | 0.29953 | 0.33194 | 0.26169
LO3Slow | New | Electric Oven | Residential | Food Preparation | 0.0051227 | 0.0016383 | 29.7542 | 120.3422 | Multifamily - Low Rise | Self_EL3_Oven | 0.00010686 | 0.00027189 | 0.00060119 | 0.0011831 | 0.0020579 | 0.0032248 | 0.0047417 | 0.006539 | 0.0085631 | 0.010654 | 0.01231 | 0.013973 | 0.015469 | 0.016688 | 0.017288 | 0.017871 | 0.018195 | 0.018282 | 0.018435 | 0.018492 | 0.20495 | 0.8924 | 0.79396 | 0.90553 | 0.80105 | 0.66109 | 0.70363 | 0.7013 | 0.67723 | 0.69913 | 0.86461 | 0.78637 | 0.87909 | 0 | 2.0225 | 1.5536 | 1.7134 | 1.5137 | 1.3737 | 1.4321 | 1.4381 | 1.5407 | 1.5777 | 1.9755 | 2.0149 | 2.233 | 0.40374
LO3Slow | New | Electric Oven | Residential | Food Preparation | 8.6191e-05 | 2.7564e-05 | 0.50062 | 1416.8567 | Multifamily - Low Rise | Self_EL4_Oven | 1.798e-06 | 4.5746e-06 | 1.0115e-05 | 1.9906e-05 | 3.4624e-05 | 5.4258e-05 | 7.9781e-05 | 0.00011002 | 0.00014408 | 0.00017926 | 0.00020712 | 0.0002351 | 0.00026027 | 0.00028078 | 0.00029087 | 0.00030068 | 0.00030613 | 0.0003076 | 0.00031017 | 0.00031114 | 0.0034483 | 0.015015 | 0.013358 | 0.015236 | 0.013478 | 0.011123 | 0.011839 | 0.011799 | 0.011394 | 0.011763 | 0.014547 | 0.013231 | 0.014791 | 0 | 0.034028 | 0.026139 | 0.028828 | 0.025468 | 0.023113 | 0.024096 | 0.024196 | 0.025922 | 0.026545 | 0.033238 | 0.033902 | 0.03757 | 0.041557
LO3Slow | New | Electric Oven | Residential | Food Preparation | 0.0012195 | 0.00039002 | 7.0835 | -153.0045 | Multifamily - High Rise | Standard_EL3_Oven | 1.6868e-05 | 4.2663e-05 | 9.4529e-05 | 0.00018677 | 0.00032673 | 0.00051335 | 0.00075755 | 0.0010507 | 0.0013808 | 0.001721 | 0.0019844 | 0.0022487 | 0.0024903 | 0.0026833 | 0.0027753 | 0.0028654 | 0.0029151 | 0.0029179 | 0.0029258 | 0.0029231 | 0.03282 | 0.21245 | 0.18901 | 0.21558 | 0.1907 | 0.15738 | 0.16751 | 0.16696 | 0.16123 | 0.16644 | 0.20584 | 0.18721 | 0.20928 | 0 | 0.48148 | 0.36986 | 0.40791 | 0.36036 | 0.32704 | 0.34094 | 0.34236 | 0.36679 | 0.3756 | 0.47029 | 0.47969 | 0.53159 | 9999
LO3Slow | New | Electric Oven | Residential | Food Preparation | 0.00042765 | 0.00013677 | 2.4839 | 102.4953 | Multifamily - High Rise | Standard_EL4_Oven | 5.9152e-06 | 1.496e-05 | 3.3148e-05 | 6.5496e-05 | 0.00011457 | 0.00018001 | 0.00026565 | 0.00036846 | 0.0004842 | 0.0006035 | 0.00069585 | 0.00078854 | 0.00087325 | 0.00094093 | 0.00097321 | 0.0010048 | 0.0010222 | 0.0010232 | 0.001026 | 0.001025 | 0.011509 | 0.0745 | 0.066281 | 0.075595 | 0.066873 | 0.055189 | 0.05874 | 0.058546 | 0.056536 | 0.058365 | 0.07218 | 0.065648 | 0.073388 | 0 | 0.16884 | 0.1297 | 0.14304 | 0.12637 | 0.11468 | 0.11956 | 0.12005 | 0.12862 | 0.13171 | 0.16492 | 0.16821 | 0.18641 | 0.45878
LO3Slow | New | Electric Oven | Residential | Food Preparation | 0.0010359 | 0.00033128 | 6.0167 | 532.4811 | Multifamily - High Rise | Standard_EL5_Oven | 1.4328e-05 | 3.6238e-05 | 8.0294e-05 | 0.00015865 | 0.00027752 | 0.00043604 | 0.00064346 | 0.00089251 | 0.0011728 | 0.0014618 | 0.0016855 | 0.0019101 | 0.0021152 | 0.0022792 | 0.0023574 | 0.0024339 | 0.0024761 | 0.0024785 | 0.0024852 | 0.0024829 | 0.027878 | 0.18046 | 0.16055 | 0.18311 | 0.16198 | 0.13368 | 0.14228 | 0.14181 | 0.13695 | 0.14138 | 0.17484 | 0.15902 | 0.17777 | 0 | 0.40897 | 0.31416 | 0.34648 | 0.30609 | 0.27779 | 0.2896 | 0.2908 | 0.31155 | 0.31903 | 0.39947 | 0.40745 | 0.45154 | 0.10708
LO3Slow | New | Electric Oven | Residential | Food Preparation | 0.0037038 | 0.0011845 | 21.513 | 177.4514 | Multifamily - High Rise | Standard_EL6_Oven | 5.123e-05 | 0.00012957 | 0.00028709 | 0.00056725 | 0.00099229 | 0.0015591 | 0.0023007 | 0.0031912 | 0.0041935 | 0.0052268 | 0.0060266 | 0.0068295 | 0.0075631 | 0.0081492 | 0.0084288 | 0.0087025 | 0.0088534 | 0.0088618 | 0.0088859 | 0.0088777 | 0.099677 | 0.64523 | 0.57405 | 0.65472 | 0.57918 | 0.47798 | 0.50874 | 0.50705 | 0.48965 | 0.50549 | 0.62514 | 0.56857 | 0.6356 | 0 | 1.4623 | 1.1233 | 1.2388 | 1.0944 | 0.99324 | 1.0355 | 1.0398 | 1.114 | 1.1407 | 1.4283 | 1.4569 | 1.6145 | 0.29174
LO3Slow | New | Electric Oven | Residential | Food Preparation | 5.6803e-05 | 1.8166e-05 | 0.32993 | 1754.1436 | Multifamily - High Rise | Standard_EL7_Oven | 7.8567e-07 | 1.9871e-06 | 4.4029e-06 | 8.6994e-06 | 1.5218e-05 | 2.391e-05 | 3.5284e-05 | 4.894e-05 | 6.4313e-05 | 8.0159e-05 | 9.2425e-05 | 0.00010474 | 0.00011599 | 0.00012498 | 0.00012927 | 0.00013346 | 0.00013578 | 0.00013591 | 0.00013628 | 0.00013615 | 0.0015287 | 0.0098953 | 0.0088037 | 0.010041 | 0.0088823 | 0.0073304 | 0.0078021 | 0.0077763 | 0.0075094 | 0.0077523 | 0.0095872 | 0.0087196 | 0.0097477 | 0 | 0.022426 | 0.017227 | 0.018999 | 0.016784 | 0.015233 | 0.01588 | 0.015946 | 0.017084 | 0.017494 | 0.021905 | 0.022343 | 0.02476 | 0.033694
LO3Slow | New | Electric Oven | Residential | Food Preparation | 0.00076152 | 0.00024354 | 4.4231 | 201.0943 | Multifamily - High Rise | Self_EL2_Oven | 4.6267e-06 | 1.1702e-05 | 2.5928e-05 | 5.1229e-05 | 8.9615e-05 | 0.0001408 | 0.00020778 | 0.0002882 | 0.00037873 | 0.00047204 | 0.00054427 | 0.00061678 | 0.00068304 | 0.00073597 | 0.00076122 | 0.00078594 | 0.00079957 | 0.00080032 | 0.0008025 | 0.00080176 | 0.009002 | 0.13266 | 0.11803 | 0.13461 | 0.11908 | 0.098274 | 0.1046 | 0.10425 | 0.10067 | 0.10393 | 0.12853 | 0.1169 | 0.13068 | 0 | 0.30065 | 0.23095 | 0.25471 | 0.22502 | 0.20421 | 0.21289 | 0.21378 | 0.22903 | 0.23453 | 0.29366 | 0.29953 | 0.33194 | 0.26169
LO3Slow | New | Electric Oven | Residential | Food Preparation | 0.0051227 | 0.0016383 | 29.7542 | 120.3422 | Multifamily - High Rise | Self_EL3_Oven | 3.1123e-05 | 7.8716e-05 | 0.00017441 | 0.00034461 | 0.00060283 | 0.00094717 | 0.0013977 | 0.0019387 | 0.0025477 | 0.0031754 | 0.0036613 | 0.004149 | 0.0045947 | 0.0049508 | 0.0051207 | 0.005287 | 0.0053786 | 0.0053837 | 0.0053984 | 0.0053934 | 0.060556 | 0.8924 | 0.79396 | 0.90553 | 0.80105 | 0.66109 | 0.70363 | 0.7013 | 0.67723 | 0.69913 | 0.86461 | 0.78637 | 0.87909 | 0 | 2.0225 | 1.5536 | 1.7134 | 1.5137 | 1.3737 | 1.4321 | 1.4381 | 1.5407 | 1.5777 | 1.9755 | 2.0149 | 2.233 | 0.40374
LO3Slow | New | Electric Oven | Residential | Food Preparation | 8.6191e-05 | 2.7564e-05 | 0.50062 | 1416.8567 | Multifamily - High Rise | Self_EL4_Oven | 5.2366e-07 | 1.3244e-06 | 2.9345e-06 | 5.7982e-06 | 1.0143e-05 | 1.5936e-05 | 2.3517e-05 | 3.2619e-05 | 4.2865e-05 | 5.3427e-05 | 6.1602e-05 | 6.9808e-05 | 7.7308e-05 | 8.3299e-05 | 8.6157e-05 | 8.8954e-05 | 9.0497e-05 | 9.0582e-05 | 9.0829e-05 | 9.0745e-05 | 0.0010189 | 0.015015 | 0.013358 | 0.015236 | 0.013478 | 0.011123 | 0.011839 | 0.011799 | 0.011394 | 0.011763 | 0.014547 | 0.013231 | 0.014791 | 0 | 0.034028 | 0.026139 | 0.028828 | 0.025468 | 0.023113 | 0.024096 | 0.024196 | 0.025922 | 0.026545 | 0.033238 | 0.033902 | 0.03757 | 0.041557
LO3Slow | New | Electric Oven | Residential | Food Preparation | 0.0012195 | 0.00039002 | 7.0835 | -153.0046 | Manufactured | Standard_EL3_Oven | 1.0417e-05 | 2.7261e-05 | 6.1957e-05 | 0.00012521 | 0.00022348 | 0.00035872 | 0.00054012 | 0.00076279 | 0.0010219 | 0.0012991 | 0.0015312 | 0.0017725 | 0.0020006 | 0.0021973 | 0.0023161 | 0.0024344 | 0.0025211 | 0.0025727 | 0.0026339 | 0.0026806 | 0.027091 | 0.21245 | 0.18901 | 0.21558 | 0.1907 | 0.15738 | 0.16751 | 0.16696 | 0.16123 | 0.16644 | 0.20584 | 0.18721 | 0.20928 | 0 | 0.48148 | 0.36986 | 0.40791 | 0.36036 | 0.32704 | 0.34094 | 0.34236 | 0.36679 | 0.3756 | 0.47029 | 0.47969 | 0.53159 | 9999
LO3Slow | New | Electric Oven | Residential | Food Preparation | 0.00042765 | 0.00013677 | 2.4839 | 102.4953 | Manufactured | Standard_EL4_Oven | 3.6531e-06 | 9.5595e-06 | 2.1726e-05 | 4.3907e-05 | 7.8368e-05 | 0.00012579 | 0.0001894 | 0.00026748 | 0.00035834 | 0.00045555 | 0.00053694 | 0.00062156 | 0.00070153 | 0.0007705 | 0.00081218 | 0.00085367 | 0.00088408 | 0.00090216 | 0.00092361 | 0.00094001 | 0.0095 | 0.0745 | 0.066281 | 0.075595 | 0.066873 | 0.055189 | 0.05874 | 0.058546 | 0.056536 | 0.058365 | 0.07218 | 0.065648 | 0.073388 | 0 | 0.16884 | 0.1297 | 0.14304 | 0.12637 | 0.11468 | 0.11956 | 0.12005 | 0.12862 | 0.13171 | 0.16492 | 0.16821 | 0.18641 | 0.45878
LO3Slow | New | Electric Oven | Residential | Food Preparation | 0.0010359 | 0.00033128 | 6.0167 | 532.4811 | Manufactured | Standard_EL5_Oven | 8.8486e-06 | 2.3156e-05 | 5.2627e-05 | 0.00010635 | 0.00018983 | 0.0003047 | 0.00045878 | 0.00064792 | 0.00086798 | 0.0011035 | 0.0013006 | 0.0015056 | 0.0016993 | 0.0018664 | 0.0019673 | 0.0020678 | 0.0021415 | 0.0021853 | 0.0022372 | 0.0022769 | 0.023011 | 0.18046 | 0.16055 | 0.18311 | 0.16198 | 0.13368 | 0.14228 | 0.14181 | 0.13695 | 0.14138 | 0.17484 | 0.15902 | 0.17777 | 0 | 0.40897 | 0.31416 | 0.34648 | 0.30609 | 0.27779 | 0.2896 | 0.2908 | 0.31155 | 0.31903 | 0.39947 | 0.40745 | 0.45154 | 0.10708
LO3Slow | New | Electric Oven | Residential | Food Preparation | 0.0037038 | 0.0011845 | 21.513 | 177.4514 | Manufactured | Standard_EL6_Oven | 3.1638e-05 | 8.2793e-05 | 0.00018817 | 0.00038027 | 0.00067873 | 0.0010894 | 0.0016404 | 0.0023166 | 0.0031035 | 0.0039455 | 0.0046503 | 0.0053833 | 0.0060758 | 0.0066732 | 0.0070341 | 0.0073935 | 0.0076569 | 0.0078135 | 0.0079992 | 0.0081413 | 0.082278 | 0.64523 | 0.57405 | 0.65472 | 0.57918 | 0.47798 | 0.50874 | 0.50705 | 0.48965 | 0.50549 | 0.62514 | 0.56857 | 0.6356 | 0 | 1.4623 | 1.1233 | 1.2388 | 1.0944 | 0.99324 | 1.0355 | 1.0398 | 1.114 | 1.1407 | 1.4283 | 1.4569 | 1.6145 | 0.29174
LO3Slow | New | Electric Oven | Residential | Food Preparation | 5.6803e-05 | 1.8166e-05 | 0.32993 | 1754.1436 | Manufactured | Standard_EL7_Oven | 4.8521e-07 | 1.2697e-06 | 2.8858e-06 | 5.8319e-06 | 1.0409e-05 | 1.6708e-05 | 2.5157e-05 | 3.5528e-05 | 4.7596e-05 | 6.0508e-05 | 7.1318e-05 | 8.2558e-05 | 9.3179e-05 | 0.00010234 | 0.00010788 | 0.00011339 | 0.00011743 | 0.00011983 | 0.00012268 | 0.00012486 | 0.0012618 | 0.0098953 | 0.0088037 | 0.010041 | 0.0088823 | 0.0073304 | 0.0078021 | 0.0077763 | 0.0075094 | 0.0077523 | 0.0095872 | 0.0087196 | 0.0097477 | 0 | 0.022426 | 0.017227 | 0.018999 | 0.016784 | 0.015233 | 0.01588 | 0.015946 | 0.017084 | 0.017494 | 0.021905 | 0.022343 | 0.02476 | 0.033694
LO3Slow | New | Electric Oven | Residential | Food Preparation | 0.00076152 | 0.00024354 | 4.4231 | 201.0943 | Manufactured | Self_EL2_Oven | 2.8573e-06 | 7.4772e-06 | 1.6994e-05 | 3.4343e-05 | 6.1297e-05 | 9.8389e-05 | 0.00014815 | 0.00020922 | 0.00028028 | 0.00035632 | 0.00041998 | 0.00048617 | 0.00054871 | 0.00060267 | 0.00063526 | 0.00066772 | 0.0006915 | 0.00070564 | 0.00072242 | 0.00073525 | 0.0074307 | 0.13266 | 0.11803 | 0.13461 | 0.11908 | 0.098274 | 0.1046 | 0.10425 | 0.10067 | 0.10393 | 0.12853 | 0.1169 | 0.13068 | 0 | 0.30065 | 0.23095 | 0.25471 | 0.22502 | 0.20421 | 0.21289 | 0.21378 | 0.22903 | 0.23453 | 0.29366 | 0.29953 | 0.33194 | 0.26169
LO3Slow | New | Electric Oven | Residential | Food Preparation | 0.0051227 | 0.0016383 | 29.7542 | 120.3422 | Manufactured | Self_EL3_Oven | 1.9221e-05 | 5.0299e-05 | 0.00011432 | 0.00023102 | 0.00041234 | 0.00066186 | 0.00099657 | 0.0014074 | 0.0018854 | 0.002397 | 0.0028252 | 0.0032704 | 0.0036912 | 0.0040541 | 0.0042734 | 0.0044917 | 0.0046517 | 0.0047468 | 0.0048597 | 0.004946 | 0.049986 | 0.8924 | 0.79396 | 0.90553 | 0.80105 | 0.66109 | 0.70363 | 0.7013 | 0.67723 | 0.69913 | 0.86461 | 0.78637 | 0.87909 | 0 | 2.0225 | 1.5536 | 1.7134 | 1.5137 | 1.3737 | 1.4321 | 1.4381 | 1.5407 | 1.5777 | 1.9755 | 2.0149 | 2.233 | 0.40374
LO3Slow | New | Electric Oven | Residential | Food Preparation | 8.6191e-05 | 2.7564e-05 | 0.50062 | 1416.8567 | Manufactured | Self_EL4_Oven | 3.234e-07 | 8.4629e-07 | 1.9234e-06 | 3.887e-06 | 6.9378e-06 | 1.1136e-05 | 1.6767e-05 | 2.368e-05 | 3.1723e-05 | 4.0329e-05 | 4.7534e-05 | 5.5026e-05 | 6.2105e-05 | 6.8211e-05 | 7.19e-05 | 7.5574e-05 | 7.8266e-05 | 7.9867e-05 | 8.1765e-05 | 8.3217e-05 | 0.00084102 | 0.015015 | 0.013358 | 0.015236 | 0.013478 | 0.011123 | 0.011839 | 0.011799 | 0.011394 | 0.011763 | 0.014547 | 0.013231 | 0.014791 | 0 | 0.034028 | 0.026139 | 0.028828 | 0.025468 | 0.023113 | 0.024096 | 0.024196 | 0.025922 | 0.026545 | 0.033238 | 0.033902 | 0.03757 | 0.041557
LO3Slow | NR | Electric Oven | Residential | Food Preparation | 0.0012195 | 0.00039002 | 7.0835 | -153.0046 | Single Family | Standard_EL3_Oven | 0.00061423 | 0.0015762 | 0.0034948 | 0.0068432 | 0.012037 | 0.019286 | 0.028481 | 0.039172 | 0.050639 | 0.062054 | 0.072649 | 0.081858 | 0.089373 | 0.095147 | 0.099325 | 0.10217 | 0.12417 | 0.1248 | 0.1248 | 0.12446 | 2.5623 | 0.21245 | 0.18901 | 0.21558 | 0.1907 | 0.15738 | 0.16751 | 0.16696 | 0.16123 | 0.16644 | 0.20584 | 0.18721 | 0.20928 | 0 | 0.48148 | 0.36986 | 0.40791 | 0.36036 | 0.32704 | 0.34094 | 0.34236 | 0.36679 | 0.3756 | 0.47029 | 0.47969 | 0.53159 | 9999
LO3Slow | NR | Electric Oven | Residential | Food Preparation | 0.00042765 | 0.00013677 | 2.4839 | 102.4953 | Single Family | Standard_EL4_Oven | 0.00021539 | 0.00055271 | 0.0012255 | 0.0023997 | 0.0042209 | 0.0067628 | 0.0099875 | 0.013736 | 0.017757 | 0.02176 | 0.025476 | 0.028705 | 0.03134 | 0.033365 | 0.03483 | 0.035827 | 0.043543 | 0.043764 | 0.043762 | 0.043644 | 0.89852 | 0.0745 | 0.066281 | 0.075595 | 0.066873 | 0.055189 | 0.05874 | 0.058546 | 0.056536 | 0.058365 | 0.07218 | 0.065648 | 0.073388 | 0 | 0.16884 | 0.1297 | 0.14304 | 0.12637 | 0.11468 | 0.11956 | 0.12005 | 0.12862 | 0.13171 | 0.16492 | 0.16821 | 0.18641 | 0.45878
LO3Slow | NR | Electric Oven | Residential | Food Preparation | 0.0010359 | 0.00033128 | 6.0167 | 532.4811 | Single Family | Standard_EL5_Oven | 0.00052173 | 0.0013388 | 0.0029685 | 0.0058127 | 0.010224 | 0.016381 | 0.024192 | 0.033273 | 0.043013 | 0.052709 | 0.061709 | 0.06953 | 0.075914 | 0.080818 | 0.084367 | 0.086782 | 0.10547 | 0.10601 | 0.106 | 0.10572 | 2.1764 | 0.18046 | 0.16055 | 0.18311 | 0.16198 | 0.13368 | 0.14228 | 0.14181 | 0.13695 | 0.14138 | 0.17484 | 0.15902 | 0.17777 | 0 | 0.40897 | 0.31416 | 0.34648 | 0.30609 | 0.27779 | 0.2896 | 0.2908 | 0.31155 | 0.31903 | 0.39947 | 0.40745 | 0.45154 | 0.10708
LO3Slow | NR | Electric Oven | Residential | Food Preparation | 0.0037038 | 0.0011845 | 21.513 | 177.4514 | Single Family | Standard_EL6_Oven | 0.0018655 | 0.0047869 | 0.010614 | 0.020783 | 0.036557 | 0.058572 | 0.0865 | 0.11897 | 0.15379 | 0.18846 | 0.22064 | 0.24861 | 0.27143 | 0.28897 | 0.30166 | 0.31029 | 0.37712 | 0.37903 | 0.37902 | 0.378 | 7.7819 | 0.64523 | 0.57405 | 0.65472 | 0.57918 | 0.47798 | 0.50874 | 0.50705 | 0.48965 | 0.50549 | 0.62514 | 0.56857 | 0.6356 | 0 | 1.4623 | 1.1233 | 1.2388 | 1.0944 | 0.99324 | 1.0355 | 1.0398 | 1.114 | 1.1407 | 1.4283 | 1.4569 | 1.6145 | 0.29174
LO3Slow | NR | Electric Oven | Residential | Food Preparation | 5.6803e-05 | 1.8166e-05 | 0.32993 | 1754.1436 | Single Family | Standard_EL7_Oven | 2.8609e-05 | 7.3412e-05 | 0.00016278 | 0.00031874 | 0.00056064 | 0.00089827 | 0.0013266 | 0.0018245 | 0.0023586 | 0.0028903 | 0.0033838 | 0.0038127 | 0.0041627 | 0.0044317 | 0.0046262 | 0.0047587 | 0.0057836 | 0.0058129 | 0.0058127 | 0.005797 | 0.11934 | 0.0098953 | 0.0088037 | 0.010041 | 0.0088823 | 0.0073304 | 0.0078021 | 0.0077763 | 0.0075094 | 0.0077523 | 0.0095872 | 0.0087196 | 0.0097477 | 0 | 0.022426 | 0.017227 | 0.018999 | 0.016784 | 0.015233 | 0.01588 | 0.015946 | 0.017084 | 0.017494 | 0.021905 | 0.022343 | 0.02476 | 0.033694
LO3Slow | NR | Electric Oven | Residential | Food Preparation | 0.00076152 | 0.00024354 | 4.4231 | 201.0943 | Single Family | Self_EL2_Oven | 0.00016847 | 0.00043231 | 0.00095857 | 0.001877 | 0.0033015 | 0.0052897 | 0.0078119 | 0.010744 | 0.013889 | 0.01702 | 0.019926 | 0.022452 | 0.024514 | 0.026097 | 0.027243 | 0.028023 | 0.034058 | 0.034231 | 0.03423 | 0.034137 | 1.6 | 0.13266 | 0.11803 | 0.13461 | 0.11908 | 0.098274 | 0.1046 | 0.10425 | 0.10067 | 0.10393 | 0.12853 | 0.1169 | 0.13068 | 0 | 0.30065 | 0.23095 | 0.25471 | 0.22502 | 0.20421 | 0.21289 | 0.21378 | 0.22903 | 0.23453 | 0.29366 | 0.29953 | 0.33194 | 0.26169
LO3Slow | NR | Electric Oven | Residential | Food Preparation | 0.0051227 | 0.0016383 | 29.7542 | 120.3422 | Single Family | Self_EL3_Oven | 0.0011333 | 0.0029081 | 0.0064483 | 0.012626 | 0.022209 | 0.035584 | 0.05255 | 0.072275 | 0.093433 | 0.11449 | 0.13404 | 0.15103 | 0.1649 | 0.17555 | 0.18326 | 0.18851 | 0.22911 | 0.23027 | 0.23026 | 0.22964 | 10.763 | 0.8924 | 0.79396 | 0.90553 | 0.80105 | 0.66109 | 0.70363 | 0.7013 | 0.67723 | 0.69913 | 0.86461 | 0.78637 | 0.87909 | 0 | 2.0225 | 1.5536 | 1.7134 | 1.5137 | 1.3737 | 1.4321 | 1.4381 | 1.5407 | 1.5777 | 1.9755 | 2.0149 | 2.233 | 0.40374
LO3Slow | NR | Electric Oven | Residential | Food Preparation | 8.6191e-05 | 2.7564e-05 | 0.50062 | 1416.8567 | Single Family | Self_EL4_Oven | 1.9068e-05 | 4.893e-05 | 0.00010849 | 0.00021244 | 0.00037367 | 0.0005987 | 0.00088417 | 0.001216 | 0.001572 | 0.0019264 | 0.0022553 | 0.0025412 | 0.0027745 | 0.0029537 | 0.0030834 | 0.0031717 | 0.0038548 | 0.0038743 | 0.0038742 | 0.0038638 | 0.18109 | 0.015015 | 0.013358 | 0.015236 | 0.013478 | 0.011123 | 0.011839 | 0.011799 | 0.011394 | 0.011763 | 0.014547 | 0.013231 | 0.014791 | 0 | 0.034028 | 0.026139 | 0.028828 | 0.025468 | 0.023113 | 0.024096 | 0.024196 | 0.025922 | 0.026545 | 0.033238 | 0.033902 | 0.03757 | 0.041557
LO3Slow | NR | Electric Oven | Residential | Food Preparation | 0.0012195 | 0.00039002 | 7.0835 | -153.0046 | Multifamily - Low Rise | Standard_EL3_Oven | 0.00016918 | 0.00043413 | 0.0009626 | 0.0018849 | 0.0033153 | 0.0053119 | 0.0078448 | 0.010789 | 0.013948 | 0.017092 | 0.02001 | 0.022546 | 0.024617 | 0.026207 | 0.027357 | 0.028141 | 0.038756 | 0.038984 | 0.038999 | 0.038887 | 0.73262 | 0.21245 | 0.18901 | 0.21558 | 0.1907 | 0.15738 | 0.16751 | 0.16696 | 0.16123 | 0.16644 | 0.20584 | 0.18721 | 0.20928 | 0 | 0.48148 | 0.36986 | 0.40791 | 0.36036 | 0.32704 | 0.34094 | 0.34236 | 0.36679 | 0.3756 | 0.47029 | 0.47969 | 0.53159 | 9999
LO3Slow | NR | Electric Oven | Residential | Food Preparation | 0.00042765 | 0.00013677 | 2.4839 | 102.4953 | Multifamily - Low Rise | Standard_EL4_Oven | 5.9326e-05 | 0.00015223 | 0.00033755 | 0.00066096 | 0.0011626 | 0.0018627 | 0.0027509 | 0.0037834 | 0.004891 | 0.0059935 | 0.0070169 | 0.0079063 | 0.0086322 | 0.0091898 | 0.0095933 | 0.0098679 | 0.01359 | 0.01367 | 0.013676 | 0.013636 | 0.25691 | 0.0745 | 0.066281 | 0.075595 | 0.066873 | 0.055189 | 0.05874 | 0.058546 | 0.056536 | 0.058365 | 0.07218 | 0.065648 | 0.073388 | 0 | 0.16884 | 0.1297 | 0.14304 | 0.12637 | 0.11468 | 0.11956 | 0.12005 | 0.12862 | 0.13171 | 0.16492 | 0.16821 | 0.18641 | 0.45878
LO3Slow | NR | Electric Oven | Residential | Food Preparation | 0.0010359 | 0.00033128 | 6.0167 | 532.4811 | Multifamily - Low Rise | Standard_EL5_Oven | 0.0001437 | 0.00036875 | 0.00081764 | 0.001601 | 0.0028161 | 0.004512 | 0.0066634 | 0.0091644 | 0.011847 | 0.014518 | 0.016997 | 0.019151 | 0.020909 | 0.02226 | 0.023238 | 0.023903 | 0.032919 | 0.033113 | 0.033126 | 0.033031 | 0.62229 | 0.18046 | 0.16055 | 0.18311 | 0.16198 | 0.13368 | 0.14228 | 0.14181 | 0.13695 | 0.14138 | 0.17484 | 0.15902 | 0.17777 | 0 | 0.40897 | 0.31416 | 0.34648 | 0.30609 | 0.27779 | 0.2896 | 0.2908 | 0.31155 | 0.31903 | 0.39947 | 0.40745 | 0.45154 | 0.10708
LO3Slow | NR | Electric Oven | Residential | Food Preparation | 0.0037038 | 0.0011845 | 21.513 | 177.4514 | Multifamily - Low Rise | Standard_EL6_Oven | 0.00051381 | 0.0013185 | 0.0029235 | 0.0057244 | 0.010069 | 0.016133 | 0.023825 | 0.032768 | 0.04236 | 0.051909 | 0.060772 | 0.068475 | 0.074762 | 0.079592 | 0.083086 | 0.085465 | 0.1177 | 0.1184 | 0.11844 | 0.1181 | 2.225 | 0.64523 | 0.57405 | 0.65472 | 0.57918 | 0.47798 | 0.50874 | 0.50705 | 0.48965 | 0.50549 | 0.62514 | 0.56857 | 0.6356 | 0 | 1.4623 | 1.1233 | 1.2388 | 1.0944 | 0.99324 | 1.0355 | 1.0398 | 1.114 | 1.1407 | 1.4283 | 1.4569 | 1.6145 | 0.29174
LO3Slow | NR | Electric Oven | Residential | Food Preparation | 5.6803e-05 | 1.8166e-05 | 0.32993 | 1754.1436 | Multifamily - Low Rise | Standard_EL7_Oven | 7.8799e-06 | 2.022e-05 | 4.4835e-05 | 8.7791e-05 | 0.00015442 | 0.00024741 | 0.00036538 | 0.00050253 | 0.00064964 | 0.00079608 | 0.00093201 | 0.0010501 | 0.0011466 | 0.0012206 | 0.0012742 | 0.0013107 | 0.0018051 | 0.0018157 | 0.0018165 | 0.0018112 | 0.034123 | 0.0098953 | 0.0088037 | 0.010041 | 0.0088823 | 0.0073304 | 0.0078021 | 0.0077763 | 0.0075094 | 0.0077523 | 0.0095872 | 0.0087196 | 0.0097477 | 0 | 0.022426 | 0.017227 | 0.018999 | 0.016784 | 0.015233 | 0.01588 | 0.015946 | 0.017084 | 0.017494 | 0.021905 | 0.022343 | 0.02476 | 0.033694
LO3Slow | NR | Electric Oven | Residential | Food Preparation | 0.00076152 | 0.00024354 | 4.4231 | 201.0943 | Multifamily - Low Rise | Self_EL2_Oven | 4.6403e-05 | 0.00011907 | 0.00026402 | 0.00051698 | 0.00090934 | 0.001457 | 0.0021517 | 0.0029593 | 0.0038256 | 0.0046879 | 0.0054884 | 0.0061841 | 0.0067519 | 0.007188 | 0.0075037 | 0.0077184 | 0.01063 | 0.010693 | 0.010697 | 0.010666 | 0.45747 | 0.13266 | 0.11803 | 0.13461 | 0.11908 | 0.098274 | 0.1046 | 0.10425 | 0.10067 | 0.10393 | 0.12853 | 0.1169 | 0.13068 | 0 | 0.30065 | 0.23095 | 0.25471 | 0.22502 | 0.20421 | 0.21289 | 0.21378 | 0.22903 | 0.23453 | 0.29366 | 0.29953 | 0.33194 | 0.26169
LO3Slow | NR | Electric Oven | Residential | Food Preparation | 0.0051227 | 0.0016383 | 29.7542 | 120.3422 | Multifamily - Low Rise | Self_EL3_Oven | 0.00031215 | 0.000801 | 0.0017761 | 0.0034777 | 0.0061171 | 0.0098009 | 0.014474 | 0.019907 | 0.025735 | 0.031535 | 0.03692 | 0.0416 | 0.045419 | 0.048353 | 0.050477 | 0.051921 | 0.071507 | 0.071928 | 0.071957 | 0.07175 | 3.0774 | 0.8924 | 0.79396 | 0.90553 | 0.80105 | 0.66109 | 0.70363 | 0.7013 | 0.67723 | 0.69913 | 0.86461 | 0.78637 | 0.87909 | 0 | 2.0225 | 1.5536 | 1.7134 | 1.5137 | 1.3737 | 1.4321 | 1.4381 | 1.5407 | 1.5777 | 1.9755 | 2.0149 | 2.233 | 0.40374
LO3Slow | NR | Electric Oven | Residential | Food Preparation | 8.6191e-05 | 2.7564e-05 | 0.50062 | 1416.8567 | Multifamily - Low Rise | Self_EL4_Oven | 5.252e-06 | 1.3477e-05 | 2.9883e-05 | 5.8513e-05 | 0.00010292 | 0.0001649 | 0.00024353 | 0.00033494 | 0.00043299 | 0.00053059 | 0.00062119 | 0.00069993 | 0.00076419 | 0.00081356 | 0.00084928 | 0.00087359 | 0.0012031 | 0.0012102 | 0.0012107 | 0.0012072 | 0.051778 | 0.015015 | 0.013358 | 0.015236 | 0.013478 | 0.011123 | 0.011839 | 0.011799 | 0.011394 | 0.011763 | 0.014547 | 0.013231 | 0.014791 | 0 | 0.034028 | 0.026139 | 0.028828 | 0.025468 | 0.023113 | 0.024096 | 0.024196 | 0.025922 | 0.026545 | 0.033238 | 0.033902 | 0.03757 | 0.041557
LO3Slow | NR | Electric Oven | Residential | Food Preparation | 0.0012195 | 0.00039002 | 7.0835 | -153.0045 | Multifamily - High Rise | Standard_EL3_Oven | 5.0062e-05 | 0.00012846 | 0.00028485 | 0.00055775 | 0.00098105 | 0.0015719 | 0.0023214 | 0.0031927 | 0.0041273 | 0.0050576 | 0.0059212 | 0.0066718 | 0.0072843 | 0.0077549 | 0.0080954 | 0.0083271 | 0.011421 | 0.011472 | 0.011483 | 0.011462 | 0.21648 | 0.21245 | 0.18901 | 0.21558 | 0.1907 | 0.15738 | 0.16751 | 0.16696 | 0.16123 | 0.16644 | 0.20584 | 0.18721 | 0.20928 | 0 | 0.48148 | 0.36986 | 0.40791 | 0.36036 | 0.32704 | 0.34094 | 0.34236 | 0.36679 | 0.3756 | 0.47029 | 0.47969 | 0.53159 | 9999
LO3Slow | NR | Electric Oven | Residential | Food Preparation | 0.00042765 | 0.00013677 | 2.4839 | 102.4953 | Multifamily - High Rise | Standard_EL4_Oven | 1.7555e-05 | 4.5048e-05 | 9.9886e-05 | 0.00019559 | 0.00034402 | 0.0005512 | 0.00081402 | 0.0011196 | 0.0014473 | 0.0017735 | 0.0020764 | 0.0023396 | 0.0025544 | 0.0027194 | 0.0028388 | 0.00292 | 0.004005 | 0.0040227 | 0.0040266 | 0.0040194 | 0.075912 | 0.0745 | 0.066281 | 0.075595 | 0.066873 | 0.055189 | 0.05874 | 0.058546 | 0.056536 | 0.058365 | 0.07218 | 0.065648 | 0.073388 | 0 | 0.16884 | 0.1297 | 0.14304 | 0.12637 | 0.11468 | 0.11956 | 0.12005 | 0.12862 | 0.13171 | 0.16492 | 0.16821 | 0.18641 | 0.45878
LO3Slow | NR | Electric Oven | Residential | Food Preparation | 0.0010359 | 0.00033128 | 6.0167 | 532.4811 | Multifamily - High Rise | Standard_EL5_Oven | 4.2523e-05 | 0.00010912 | 0.00024195 | 0.00047376 | 0.00083331 | 0.0013351 | 0.0019718 | 0.0027119 | 0.0035057 | 0.004296 | 0.0050295 | 0.005667 | 0.0061873 | 0.006587 | 0.0068763 | 0.0070731 | 0.0097011 | 0.009744 | 0.0097536 | 0.009736 | 0.18388 | 0.18046 | 0.16055 | 0.18311 | 0.16198 | 0.13368 | 0.14228 | 0.14181 | 0.13695 | 0.14138 | 0.17484 | 0.15902 | 0.17777 | 0 | 0.40897 | 0.31416 | 0.34648 | 0.30609 | 0.27779 | 0.2896 | 0.2908 | 0.31155 | 0.31903 | 0.39947 | 0.40745 | 0.45154 | 0.10708
LO3Slow | NR | Electric Oven | Residential | Food Preparation | 0.0037038 | 0.0011845 | 21.513 | 177.4514 | Multifamily - High Rise | Standard_EL6_Oven | 0.00015204 | 0.00039015 | 0.00086509 | 0.0016939 | 0.0029795 | 0.0047739 | 0.0070501 | 0.0096963 | 0.012535 | 0.01536 | 0.017983 | 0.020263 | 0.022123 | 0.023552 | 0.024586 | 0.02529 | 0.034686 | 0.03484 | 0.034874 | 0.034811 | 0.65746 | 0.64523 | 0.57405 | 0.65472 | 0.57918 | 0.47798 | 0.50874 | 0.50705 | 0.48965 | 0.50549 | 0.62514 | 0.56857 | 0.6356 | 0 | 1.4623 | 1.1233 | 1.2388 | 1.0944 | 0.99324 | 1.0355 | 1.0398 | 1.114 | 1.1407 | 1.4283 | 1.4569 | 1.6145 | 0.29174
LO3Slow | NR | Electric Oven | Residential | Food Preparation | 5.6803e-05 | 1.8166e-05 | 0.32993 | 1754.1436 | Multifamily - High Rise | Standard_EL7_Oven | 2.3318e-06 | 5.9834e-06 | 1.3267e-05 | 2.5978e-05 | 4.5694e-05 | 7.3213e-05 | 0.00010812 | 0.0001487 | 0.00019224 | 0.00023557 | 0.00027579 | 0.00031075 | 0.00033928 | 0.0003612 | 0.00037706 | 0.00038785 | 0.00053196 | 0.00053431 | 0.00053483 | 0.00053387 | 0.010083 | 0.0098953 | 0.0088037 | 0.010041 | 0.0088823 | 0.0073304 | 0.0078021 | 0.0077763 | 0.0075094 | 0.0077523 | 0.0095872 | 0.0087196 | 0.0097477 | 0 | 0.022426 | 0.017227 | 0.018999 | 0.016784 | 0.015233 | 0.01588 | 0.015946 | 0.017084 | 0.017494 | 0.021905 | 0.022343 | 0.02476 | 0.033694
LO3Slow | NR | Electric Oven | Residential | Food Preparation | 0.00076152 | 0.00024354 | 4.4231 | 201.0943 | Multifamily - High Rise | Self_EL2_Oven | 1.3731e-05 | 3.5235e-05 | 7.8128e-05 | 0.00015298 | 0.00026908 | 0.00043113 | 0.00063671 | 0.00087569 | 0.001132 | 0.0013872 | 0.0016241 | 0.0018299 | 0.001998 | 0.002127 | 0.0022204 | 0.002284 | 0.0031326 | 0.0031464 | 0.0031495 | 0.0031439 | 0.13518 | 0.13266 | 0.11803 | 0.13461 | 0.11908 | 0.098274 | 0.1046 | 0.10425 | 0.10067 | 0.10393 | 0.12853 | 0.1169 | 0.13068 | 0 | 0.30065 | 0.23095 | 0.25471 | 0.22502 | 0.20421 | 0.21289 | 0.21378 | 0.22903 | 0.23453 | 0.29366 | 0.29953 | 0.33194 | 0.26169
LO3Slow | NR | Electric Oven | Residential | Food Preparation | 0.0051227 | 0.0016383 | 29.7542 | 120.3422 | Multifamily - High Rise | Self_EL3_Oven | 9.2369e-05 | 0.00023703 | 0.00052556 | 0.0010291 | 0.0018101 | 0.0029002 | 0.0042831 | 0.0058907 | 0.0076152 | 0.0093317 | 0.010925 | 0.01231 | 0.01344 | 0.014308 | 0.014937 | 0.015364 | 0.021073 | 0.021166 | 0.021187 | 0.021149 | 0.90932 | 0.8924 | 0.79396 | 0.90553 | 0.80105 | 0.66109 | 0.70363 | 0.7013 | 0.67723 | 0.69913 | 0.86461 | 0.78637 | 0.87909 | 0 | 2.0225 | 1.5536 | 1.7134 | 1.5137 | 1.3737 | 1.4321 | 1.4381 | 1.5407 | 1.5777 | 1.9755 | 2.0149 | 2.233 | 0.40374
LO3Slow | NR | Electric Oven | Residential | Food Preparation | 8.6191e-05 | 2.7564e-05 | 0.50062 | 1416.8567 | Multifamily - High Rise | Self_EL4_Oven | 1.5541e-06 | 3.988e-06 | 8.8427e-06 | 1.7315e-05 | 3.0456e-05 | 4.8797e-05 | 7.2064e-05 | 9.9113e-05 | 0.00012813 | 0.00015701 | 0.00018382 | 0.00020712 | 0.00022613 | 0.00024074 | 0.00025131 | 0.00025851 | 0.00035455 | 0.00035612 | 0.00035647 | 0.00035583 | 0.0153 | 0.015015 | 0.013358 | 0.015236 | 0.013478 | 0.011123 | 0.011839 | 0.011799 | 0.011394 | 0.011763 | 0.014547 | 0.013231 | 0.014791 | 0 | 0.034028 | 0.026139 | 0.028828 | 0.025468 | 0.023113 | 0.024096 | 0.024196 | 0.025922 | 0.026545 | 0.033238 | 0.033902 | 0.03757 | 0.041557
LO3Slow | NR | Electric Oven | Residential | Food Preparation | 0.0012195 | 0.00039002 | 7.0835 | -153.0045 | Manufactured | Standard_EL3_Oven | 9.311e-05 | 0.00023691 | 0.00052087 | 0.0010113 | 0.0017638 | 0.0028022 | 0.0041035 | 0.0055961 | 0.0071732 | 0.0087161 | 0.010118 | 0.011305 | 0.012238 | 0.012919 | 0.013373 | 0.013639 | 0.015583 | 0.015647 | 0.015628 | 0.015565 | 0.32691 | 0.21245 | 0.18901 | 0.21558 | 0.1907 | 0.15738 | 0.16751 | 0.16696 | 0.16123 | 0.16644 | 0.20584 | 0.18721 | 0.20928 | 0 | 0.48148 | 0.36986 | 0.40791 | 0.36036 | 0.32704 | 0.34094 | 0.34236 | 0.36679 | 0.3756 | 0.47029 | 0.47969 | 0.53159 | 9999
LO3Slow | NR | Electric Oven | Residential | Food Preparation | 0.00042765 | 0.00013677 | 2.4839 | 102.4953 | Manufactured | Standard_EL4_Oven | 3.265e-05 | 8.3076e-05 | 0.00018265 | 0.00035464 | 0.00061852 | 0.00098265 | 0.0014389 | 0.0019624 | 0.0025154 | 0.0030564 | 0.0035481 | 0.0039641 | 0.0042916 | 0.0045303 | 0.0046893 | 0.0047829 | 0.0054646 | 0.0054867 | 0.0054801 | 0.0054582 | 0.11464 | 0.0745 | 0.066281 | 0.075595 | 0.066873 | 0.055189 | 0.05874 | 0.058546 | 0.056536 | 0.058365 | 0.07218 | 0.065648 | 0.073388 | 0 | 0.16884 | 0.1297 | 0.14304 | 0.12637 | 0.11468 | 0.11956 | 0.12005 | 0.12862 | 0.13171 | 0.16492 | 0.16821 | 0.18641 | 0.45878
LO3Slow | NR | Electric Oven | Residential | Food Preparation | 0.0010359 | 0.00033128 | 6.0167 | 532.4811 | Manufactured | Standard_EL5_Oven | 7.9088e-05 | 0.00020123 | 0.00044243 | 0.00085902 | 0.0014982 | 0.0023802 | 0.0034855 | 0.0047533 | 0.006093 | 0.0074035 | 0.0085945 | 0.0096022 | 0.010395 | 0.010974 | 0.011359 | 0.011585 | 0.013237 | 0.01329 | 0.013274 | 0.013221 | 0.27768 | 0.18046 | 0.16055 | 0.18311 | 0.16198 | 0.13368 | 0.14228 | 0.14181 | 0.13695 | 0.14138 | 0.17484 | 0.15902 | 0.17777 | 0 | 0.40897 | 0.31416 | 0.34648 | 0.30609 | 0.27779 | 0.2896 | 0.2908 | 0.31155 | 0.31903 | 0.39947 | 0.40745 | 0.45154 | 0.10708
LO3Slow | NR | Electric Oven | Residential | Food Preparation | 0.0037038 | 0.0011845 | 21.513 | 177.4514 | Manufactured | Standard_EL6_Oven | 0.00028278 | 0.00071951 | 0.0015819 | 0.0030714 | 0.0053569 | 0.0085105 | 0.012462 | 0.016996 | 0.021786 | 0.026471 | 0.03073 | 0.034333 | 0.037169 | 0.039236 | 0.040613 | 0.041424 | 0.047328 | 0.04752 | 0.047462 | 0.047273 | 0.99286 | 0.64523 | 0.57405 | 0.65472 | 0.57918 | 0.47798 | 0.50874 | 0.50705 | 0.48965 | 0.50549 | 0.62514 | 0.56857 | 0.6356 | 0 | 1.4623 | 1.1233 | 1.2388 | 1.0944 | 0.99324 | 1.0355 | 1.0398 | 1.114 | 1.1407 | 1.4283 | 1.4569 | 1.6145 | 0.29174
LO3Slow | NR | Electric Oven | Residential | Food Preparation | 5.6803e-05 | 1.8166e-05 | 0.32993 | 1754.1436 | Manufactured | Standard_EL7_Oven | 4.3368e-06 | 1.1035e-05 | 2.4261e-05 | 4.7104e-05 | 8.2154e-05 | 0.00013052 | 0.00019113 | 0.00026065 | 0.00033411 | 0.00040597 | 0.00047128 | 0.00052653 | 0.00057003 | 0.00060173 | 0.00062285 | 0.00063528 | 0.00072583 | 0.00072877 | 0.00072789 | 0.00072498 | 0.015227 | 0.0098953 | 0.0088037 | 0.010041 | 0.0088823 | 0.0073304 | 0.0078021 | 0.0077763 | 0.0075094 | 0.0077523 | 0.0095872 | 0.0087196 | 0.0097477 | 0 | 0.022426 | 0.017227 | 0.018999 | 0.016784 | 0.015233 | 0.01588 | 0.015946 | 0.017084 | 0.017494 | 0.021905 | 0.022343 | 0.02476 | 0.033694
LO3Slow | NR | Electric Oven | Residential | Food Preparation | 0.00076152 | 0.00024354 | 4.4231 | 201.0943 | Manufactured | Self_EL2_Oven | 2.5538e-05 | 6.498e-05 | 0.00014287 | 0.00027739 | 0.00048379 | 0.0007686 | 0.0011255 | 0.0015349 | 0.0019675 | 0.0023907 | 0.0027753 | 0.0031006 | 0.0033568 | 0.0035435 | 0.0036679 | 0.003741 | 0.0042743 | 0.0042916 | 0.0042864 | 0.0042693 | 0.20413 | 0.13266 | 0.11803 | 0.13461 | 0.11908 | 0.098274 | 0.1046 | 0.10425 | 0.10067 | 0.10393 | 0.12853 | 0.1169 | 0.13068 | 0 | 0.30065 | 0.23095 | 0.25471 | 0.22502 | 0.20421 | 0.21289 | 0.21378 | 0.22903 | 0.23453 | 0.29366 | 0.29953 | 0.33194 | 0.26169
LO3Slow | NR | Electric Oven | Residential | Food Preparation | 0.0051227 | 0.0016383 | 29.7542 | 120.3422 | Manufactured | Self_EL3_Oven | 0.00017179 | 0.00043712 | 0.00096105 | 0.001866 | 0.0032544 | 0.0051703 | 0.0075712 | 0.010325 | 0.013235 | 0.016082 | 0.018669 | 0.020858 | 0.022581 | 0.023837 | 0.024673 | 0.025166 | 0.028753 | 0.028869 | 0.028834 | 0.028719 | 1.3732 | 0.8924 | 0.79396 | 0.90553 | 0.80105 | 0.66109 | 0.70363 | 0.7013 | 0.67723 | 0.69913 | 0.86461 | 0.78637 | 0.87909 | 0 | 2.0225 | 1.5536 | 1.7134 | 1.5137 | 1.3737 | 1.4321 | 1.4381 | 1.5407 | 1.5777 | 1.9755 | 2.0149 | 2.233 | 0.40374
LO3Slow | NR | Electric Oven | Residential | Food Preparation | 8.6191e-05 | 2.7564e-05 | 0.50062 | 1416.8567 | Manufactured | Self_EL4_Oven | 2.8905e-06 | 7.3546e-06 | 1.617e-05 | 3.1395e-05 | 5.4756e-05 | 8.6992e-05 | 0.00012739 | 0.00017372 | 0.00022269 | 0.00027058 | 0.00031411 | 0.00035094 | 0.00037993 | 0.00040106 | 0.00041514 | 0.00042342 | 0.00048377 | 0.00048573 | 0.00048514 | 0.0004832 | 0.023104 | 0.015015 | 0.013358 | 0.015236 | 0.013478 | 0.011123 | 0.011839 | 0.011799 | 0.011394 | 0.011763 | 0.014547 | 0.013231 | 0.014791 | 0 | 0.034028 | 0.026139 | 0.028828 | 0.025468 | 0.023113 | 0.024096 | 0.024196 | 0.025922 | 0.026545 | 0.033238 | 0.033902 | 0.03757 | 0.041557
Retro3Slow | Retro | WH Pipe insulation | Residential | Water heating | 0.0014509 | 0.0013167 | 14.0264 | 282.5585 | Single Family | Water pipe insulation- first 6' | 0.0059183 | 0.0092819 | 0.018522 | 0.032339 | 0.050191 | 0.070108 | 0.089026 | 0.10363 | 0.11135 | 0.11109 | 0.10345 | 0.090314 | 0.074208 | 0.057586 | 0.042335 | 0.029567 | 0.019667 | 0.012487 | 0.0075834 | 0.005123 | 2.46 | 0.32763 | 0.28778 | 0.32554 | 0.25423 | 0.22507 | 0.19059 | 0.17237 | 0.16195 | 0.17391 | 0.19826 | 0.22136 | 0.316 | 0 | 1.2837 | 1.1531 | 1.2134 | 1.016 | 0.87 | 0.72399 | 0.66984 | 0.64024 | 0.65522 | 0.79549 | 0.9324 | 1.2182 | 0.15896
Retro3Slow | Retro | WH Pipe insulation | Residential | Water heating | 0.0014509 | 0.0013167 | 14.0264 | 282.5585 | Multifamily - Low Rise | Water pipe insulation- first 6' | 0.010056 | 0.011785 | 0.023517 | 0.041061 | 0.063728 | 0.089017 | 0.11304 | 0.13158 | 0.14138 | 0.14106 | 0.13135 | 0.11467 | 0.094222 | 0.073117 | 0.053753 | 0.037542 | 0.024971 | 0.015855 | 0.0096287 | 0.0065047 | 0.83214 | 0.32763 | 0.28778 | 0.32554 | 0.25423 | 0.22507 | 0.19059 | 0.17237 | 0.16195 | 0.17391 | 0.19826 | 0.22136 | 0.316 | 0 | 1.2837 | 1.1531 | 1.2134 | 1.016 | 0.87 | 0.72399 | 0.66984 | 0.64024 | 0.65522 | 0.79549 | 0.9324 | 1.2182 | 0.15896
Retro3Slow | Retro | WH Pipe insulation | Residential | Water heating | 0.0014509 | 0.0013167 | 14.0264 | 282.5585 | Multifamily - High Rise | Water pipe insulation- first 6' | 0.00039824 | 0.00059803 | 0.0011933 | 0.0020836 | 0.0032338 | 0.004517 | 0.0057359 | 0.0066767 | 0.007174 | 0.0071577 | 0.0066653 | 0.0058189 | 0.0047812 | 0.0037102 | 0.0027277 | 0.001905 | 0.0012671 | 0.00080452 | 0.0004886 | 0.00033007 | 0.036939 | 0.32763 | 0.28778 | 0.32554 | 0.25423 | 0.22507 | 0.19059 | 0.17237 | 0.16195 | 0.17391 | 0.19826 | 0.22136 | 0.316 | 0 | 1.2837 | 1.1531 | 1.2134 | 1.016 | 0.87 | 0.72399 | 0.66984 | 0.64024 | 0.65522 | 0.79549 | 0.9324 | 1.2182 | 0.15896
Retro3Slow | Retro | WH Pipe insulation | Residential | Water heating | 0.0014509 | 0.0013167 | 14.0264 | 282.5585 | Manufactured | Water pipe insulation- first 6' | 0.00234 | 0.003639 | 0.0072003 | 0.012466 | 0.019184 | 0.026571 | 0.033456 | 0.038615 | 0.04114 | 0.040701 | 0.037581 | 0.032532 | 0.026505 | 0.020395 | 0.014867 | 0.010296 | 0.0067905 | 0.004275 | 0.0025744 | 0.0017244 | 0.49482 | 0.32763 | 0.28778 | 0.32554 | 0.25423 | 0.22507 | 0.19059 | 0.17237 | 0.16195 | 0.17391 | 0.19826 | 0.22136 | 0.316 | 0 | 1.2837 | 1.1531 | 1.2134 | 1.016 | 0.87 | 0.72399 | 0.66984 | 0.64024 | 0.65522 | 0.79549 | 0.9324 | 1.2182 | 0.15896
LO12Med | New | RAC | Residential | HVAC | 0.00072281 | 0.00014251 | 5.2725 | 471.6772 | Single Family | RAC_CZ3 | 5.8271e-06 | 1.1355e-05 | 1.6697e-05 | 2.2002e-05 | 2.6751e-05 | 3.0331e-05 | 3.331e-05 | 3.5728e-05 | 3.7898e-05 | 3.9663e-05 | 3.9865e-05 | 4.0594e-05 | 4.137e-05 | 4.1904e-05 | 4.1414e-05 | 4.132e-05 | 4.0636e-05 | 3.9686e-05 | 3.9098e-05 | 3.8374e-05 | 0.00066382 | 0 | 0 | 0 | 0.0079821 | 0.03939 | 0.10049 | 0.69173 | 0.66207 | 0.14507 | 0.020459 | 0 | 0 | 0 | 0 | 0 | 0 | 0.042009 | 0.21069 | 0.16231 | 1.2514 | 1.1373 | 0.68059 | 0.12096 | 0 | 0 | 0.13565
LO12Med | New | RAC | Residential | HVAC | 0.00044747 | 8.8224e-05 | 3.264 | 776.9344 | Single Family | RAC_CZ2 | 1.0086e-05 | 1.9654e-05 | 2.8901e-05 | 3.8084e-05 | 4.6305e-05 | 5.25e-05 | 5.7658e-05 | 6.1842e-05 | 6.5598e-05 | 6.8654e-05 | 6.9004e-05 | 7.0266e-05 | 7.1609e-05 | 7.2534e-05 | 7.1685e-05 | 7.1521e-05 | 7.0339e-05 | 6.8694e-05 | 6.7676e-05 | 6.6423e-05 | 0.001149 | 0 | 0 | 0 | 0.0049415 | 0.024385 | 0.062211 | 0.42823 | 0.40987 | 0.089807 | 0.012665 | 0 | 0 | 0 | 0 | 0 | 0 | 0.026006 | 0.13043 | 0.10048 | 0.77471 | 0.70406 | 0.42133 | 0.07488 | 0 | 0 | 0.083974
LO12Med | New | RAC | Residential | HVAC | 0.00025916 | 5.1096e-05 | 1.8904 | 1359.2001 | Single Family | RAC_CZ1 | 2.3784e-05 | 4.6344e-05 | 6.815e-05 | 8.9801e-05 | 0.00010919 | 0.0001238 | 0.00013596 | 0.00014582 | 0.00015468 | 0.00016189 | 0.00016271 | 0.00016569 | 0.00016886 | 0.00017103 | 0.00016903 | 0.00016865 | 0.00016586 | 0.00016198 | 0.00015958 | 0.00015663 | 0.0027094 | 0 | 0 | 0 | 0.0028619 | 0.014123 | 0.036031 | 0.24801 | 0.23738 | 0.052013 | 0.0073354 | 0 | 0 | 0 | 0 | 0 | 0 | 0.015062 | 0.075543 | 0.058195 | 0.44869 | 0.40777 | 0.24402 | 0.043368 | 0 | 0 | 0.048635
LO12Med | New | RAC | Residential | HVAC | 0.00072281 | 0.00014251 | 5.2725 | 471.6772 | Multifamily - Low Rise | RAC_CZ3 | 4.2624e-06 | 8.4331e-06 | 1.2586e-05 | 1.6827e-05 | 2.0753e-05 | 2.3897e-05 | 2.6636e-05 | 2.8965e-05 | 3.115e-05 | 3.3075e-05 | 3.3763e-05 | 3.4899e-05 | 3.6085e-05 | 3.7113e-05 | 3.7245e-05 | 3.7744e-05 | 3.7678e-05 | 3.7392e-05 | 3.7424e-05 | 3.734e-05 | 0.00057327 | 0 | 0 | 0 | 0.0079821 | 0.03939 | 0.10049 | 0.69173 | 0.66207 | 0.14507 | 0.020459 | 0 | 0 | 0 | 0 | 0 | 0 | 0.042009 | 0.21069 | 0.16231 | 1.2514 | 1.1373 | 0.68059 | 0.12096 | 0 | 0 | 0.13565
LO12Med | New | RAC | Residential | HVAC | 0.00044747 | 8.8224e-05 | 3.264 | 776.9344 | Multifamily - Low Rise | RAC_CZ2 | 2.375e-05 | 4.6989e-05 | 7.0128e-05 | 9.3761e-05 | 0.00011564 | 0.00013315 | 0.00014841 | 0.00016139 | 0.00017356 | 0.00018429 | 0.00018813 | 0.00019446 | 0.00020106 | 0.00020679 | 0.00020753 | 0.00021031 | 0.00020994 | 0.00020835 | 0.00020852 | 0.00020806 | 0.0031942 | 0 | 0 | 0 | 0.0049415 | 0.024385 | 0.062211 | 0.42823 | 0.40987 | 0.089807 | 0.012665 | 0 | 0 | 0 | 0 | 0 | 0 | 0.026006 | 0.13043 | 0.10048 | 0.77471 | 0.70406 | 0.42133 | 0.07488 | 0 | 0 | 0.083974
LO12Med | New | RAC | Residential | HVAC | 0.00025916 | 5.1096e-05 | 1.8904 | 1359.2001 | Multifamily - Low Rise | RAC_CZ1 | 3.9738e-05 | 7.8621e-05 | 0.00011734 | 0.00015688 | 0.00019348 | 0.00022279 | 0.00024832 | 0.00027004 | 0.0002904 | 0.00030835 | 0.00031477 | 0.00032536 | 0.00033642 | 0.000346 | 0.00034723 | 0.00035189 | 0.00035127 | 0.0003486 | 0.0003489 | 0.00034812 | 0.0053445 | 0 | 0 | 0 | 0.0028619 | 0.014123 | 0.036031 | 0.24801 | 0.23738 | 0.052013 | 0.0073354 | 0 | 0 | 0 | 0 | 0 | 0 | 0.015062 | 0.075543 | 0.058195 | 0.44869 | 0.40777 | 0.24402 | 0.043368 | 0 | 0 | 0.048635
LO12Med | New | RAC | Residential | HVAC | 0.00072281 | 0.00014251 | 5.2725 | 471.6772 | Multifamily - High Rise | RAC_CZ3 | 1.2414e-06 | 2.4415e-06 | 3.6514e-06 | 4.9015e-06 | 6.0794e-06 | 7.0188e-06 | 7.8515e-06 | 8.5876e-06 | 9.2675e-06 | 9.8576e-06 | 1.0042e-05 | 1.0363e-05 | 1.0718e-05 | 1.101e-05 | 1.1032e-05 | 1.1167e-05 | 1.1138e-05 | 1.1011e-05 | 1.0959e-05 | 1.089e-05 | 0.00016923 | 0 | 0 | 0 | 0.0079821 | 0.03939 | 0.10049 | 0.69173 | 0.66207 | 0.14507 | 0.020459 | 0 | 0 | 0 | 0 | 0 | 0 | 0.042009 | 0.21069 | 0.16231 | 1.2514 | 1.1373 | 0.68059 | 0.12096 | 0 | 0 | 0.13565
LO12Med | New | RAC | Residential | HVAC | 0.00044747 | 8.8224e-05 | 3.264 | 776.9344 | Multifamily - High Rise | RAC_CZ2 | 6.917e-06 | 1.3604e-05 | 2.0345e-05 | 2.7311e-05 | 3.3874e-05 | 3.9109e-05 | 4.3748e-05 | 4.785e-05 | 5.1638e-05 | 5.4926e-05 | 5.5954e-05 | 5.774e-05 | 5.9721e-05 | 6.1349e-05 | 6.147e-05 | 6.222e-05 | 6.2061e-05 | 6.1354e-05 | 6.1063e-05 | 6.068e-05 | 0.00094293 | 0 | 0 | 0 | 0.0049415 | 0.024385 | 0.062211 | 0.42823 | 0.40987 | 0.089807 | 0.012665 | 0 | 0 | 0 | 0 | 0 | 0 | 0.026006 | 0.13043 | 0.10048 | 0.77471 | 0.70406 | 0.42133 | 0.07488 | 0 | 0 | 0.083974
LO12Med | New | RAC | Residential | HVAC | 0.00025916 | 5.1096e-05 | 1.8904 | 1359.2001 | Multifamily - High Rise | RAC_CZ1 | 1.1573e-05 | 2.2762e-05 | 3.4041e-05 | 4.5696e-05 | 5.6678e-05 | 6.5436e-05 | 7.3198e-05 | 8.0062e-05 | 8.64e-05 | 9.1901e-05 | 9.3622e-05 | 9.6609e-05 | 9.9924e-05 | 0.00010265 | 0.00010285 | 0.0001041 | 0.00010384 | 0.00010266 | 0.00010217 | 0.00010153 | 0.0015777 | 0 | 0 | 0 | 0.0028619 | 0.014123 | 0.036031 | 0.24801 | 0.23738 | 0.052013 | 0.0073354 | 0 | 0 | 0 | 0 | 0 | 0 | 0.015062 | 0.075543 | 0.058195 | 0.44869 | 0.40777 | 0.24402 | 0.043368 | 0 | 0 | 0.048635
LO12Med | New | RAC | Residential | HVAC | 0.00072281 | 0.00014251 | 5.2725 | 471.6772 | Manufactured | RAC_CZ3 | 0 | 0 | 0 | 0 | 0 | 0 | 0 | 0 | 0 | 0 | 0 | 0 | 0 | 0 | 0 | 0 | 0 | 0 | 0 | 0 | 0 | 0 | 0 | 0 | 0.0079821 | 0.03939 | 0.10049 | 0.69173 | 0.66207 | 0.14507 | 0.020459 | 0 | 0 | 0 | 0 | 0 | 0 | 0.042009 | 0.21069 | 0.16231 | 1.2514 | 1.1373 | 0.68059 | 0.12096 | 0 | 0 | 0.13565
LO12Med | New | RAC | Residential | HVAC | 0.00044747 | 8.8224e-05 | 3.264 | 776.9344 | Manufactured | RAC_CZ2 | 1.5137e-07 | 3.0803e-07 | 4.7252e-07 | 6.4875e-07 | 8.2103e-07 | 9.6837e-07 | 1.1053e-06 | 1.2309e-06 | 1.3542e-06 | 1.4692e-06 | 1.5299e-06 | 1.6127e-06 | 1.7e-06 | 1.7801e-06 | 1.8178e-06 | 1.8731e-06 | 1.9019e-06 | 1.9169e-06 | 1.9478e-06 | 1.9718e-06 | 2.6582e-05 | 0 | 0 | 0 | 0.0049415 | 0.024385 | 0.062211 | 0.42823 | 0.40987 | 0.089807 | 0.012665 | 0 | 0 | 0 | 0 | 0 | 0 | 0.026006 | 0.13043 | 0.10048 | 0.77471 | 0.70406 | 0.42133 | 0.07488 | 0 | 0 | 0.083974
LO12Med | New | RAC | Residential | HVAC | 0.00025916 | 5.1096e-05 | 1.8904 | 1359.2001 | Manufactured | RAC_CZ1 | 6.243e-08 | 1.2704e-07 | 1.9488e-07 | 2.6757e-07 | 3.3862e-07 | 3.9939e-07 | 4.5586e-07 | 5.0766e-07 | 5.585e-07 | 6.0593e-07 | 6.31e-07 | 6.6515e-07 | 7.0116e-07 | 7.3419e-07 | 7.4971e-07 | 7.7254e-07 | 7.8441e-07 | 7.9059e-07 | 8.0336e-07 | 8.1326e-07 | 1.0963e-05 | 0 | 0 | 0 | 0.0028619 | 0.014123 | 0.036031 | 0.24801 | 0.23738 | 0.052013 | 0.0073354 | 0 | 0 | 0 | 0 | 0 | 0 | 0.015062 | 0.075543 | 0.058195 | 0.44869 | 0.40777 | 0.24402 | 0.043368 | 0 | 0 | 0.048635
LO12Med | NR | RAC | Residential | HVAC | 0.00072281 | 0.00014251 | 5.2725 | 471.6772 | Single Family | RAC_CZ3 | 5.5034e-05 | 0.00010982 | 0.00016435 | 0.00021864 | 0.00027268 | 0.00032103 | 0.00035939 | 0.00038977 | 0.00041379 | 0.00047463 | 0.00048503 | 0.00049203 | 0.00049643 | 0.00049819 | 0.00049862 | 0.00049905 | 0.00049509 | 0.0004918 | 0.00048897 | 0.00048631 | 0.0045805 | 0 | 0 | 0 | 0.0079821 | 0.03939 | 0.10049 | 0.69173 | 0.66207 | 0.14507 | 0.020459 | 0 | 0 | 0 | 0 | 0 | 0 | 0.042009 | 0.21069 | 0.16231 | 1.2514 | 1.1373 | 0.68059 | 0.12096 | 0 | 0 | 0.13565
LO12Med | NR | RAC | Residential | HVAC | 0.00044747 | 8.8224e-05 | 3.264 | 776.9344 | Single Family | RAC_CZ2 | 9.526e-05 | 0.00019009 | 0.00028448 | 0.00037845 | 0.00047199 | 0.00055568 | 0.00062208 | 0.00067467 | 0.00071624 | 0.00082156 | 0.00083956 | 0.00085168 | 0.00085929 | 0.00086234 | 0.00086308 | 0.00086382 | 0.00085696 | 0.00085128 | 0.00084638 | 0.00084178 | 0.0079286 | 0 | 0 | 0 | 0.0049415 | 0.024385 | 0.062211 | 0.42823 | 0.40987 | 0.089807 | 0.012665 | 0 | 0 | 0 | 0 | 0 | 0 | 0.026006 | 0.13043 | 0.10048 | 0.77471 | 0.70406 | 0.42133 | 0.07488 | 0 | 0 | 0.083974
LO12Med | NR | RAC | Residential | HVAC | 0.00025916 | 5.1096e-05 | 1.8904 | 1359.2 | Single Family | RAC_CZ1 | 0.00022462 | 0.00044823 | 0.00067081 | 0.00089239 | 0.001113 | 0.0013103 | 0.0014669 | 0.0015909 | 0.0016889 | 0.0019372 | 0.0019797 | 0.0020083 | 0.0020262 | 0.0020334 | 0.0020352 | 0.0020369 | 0.0020207 | 0.0020073 | 0.0019958 | 0.0019849 | 0.018696 | 0 | 0 | 0 | 0.0028619 | 0.014123 | 0.036031 | 0.24801 | 0.23738 | 0.052013 | 0.0073354 | 0 | 0 | 0 | 0 | 0 | 0 | 0.015062 | 0.075543 | 0.058195 | 0.44869 | 0.40777 | 0.24402 | 0.043368 | 0 | 0 | 0.048635
LO12Med | NR | RAC | Residential | HVAC | 0.00072281 | 0.00014251 | 5.2725 | 471.6772 | Multifamily - Low Rise | RAC_CZ3 | 2.2134e-05 | 4.4168e-05 | 6.6102e-05 | 8.7936e-05 | 0.00010967 | 0.00012912 | 0.00014454 | 0.00015676 | 0.00016642 | 0.00020825 | 0.00021511 | 0.00022061 | 0.00022514 | 0.0002281 | 0.00022985 | 0.00023163 | 0.00023121 | 0.00023117 | 0.00023122 | 0.0002302 | 0.0021592 | 0 | 0 | 0 | 0.0079821 | 0.03939 | 0.10049 | 0.69173 | 0.66207 | 0.14507 | 0.020459 | 0 | 0 | 0 | 0 | 0 | 0 | 0.042009 | 0.21069 | 0.16231 | 1.2514 | 1.1373 | 0.68059 | 0.12096 | 0 | 0 | 0.13565
LO12Med | NR | RAC | Residential | HVAC | 0.00044747 | 8.8224e-05 | 3.264 | 776.9344 | Multifamily - Low Rise | RAC_CZ2 | 0.00012333 | 0.0002461 | 0.00036832 | 0.00048997 | 0.00061107 | 0.00071943 | 0.00080539 | 0.00087348 | 0.0009273 | 0.0011603 | 0.0011986 | 0.0012292 | 0.0012545 | 0.0012709 | 0.0012807 | 0.0012906 | 0.0012883 | 0.0012881 | 0.0012883 | 0.0012827 | 0.012031 | 0 | 0 | 0 | 0.0049415 | 0.024385 | 0.062211 | 0.42823 | 0.40987 | 0.089807 | 0.012665 | 0 | 0 | 0 | 0 | 0 | 0 | 0.026006 | 0.13043 | 0.10048 | 0.77471 | 0.70406 | 0.42133 | 0.07488 | 0 | 0 | 0.083974
LO12Med | NR | RAC | Residential | HVAC | 0.00025916 | 5.1096e-05 | 1.8904 | 1359.2 | Multifamily - Low Rise | RAC_CZ1 | 0.00020636 | 0.00041177 | 0.00061626 | 0.00081981 | 0.0010224 | 0.0012037 | 0.0013476 | 0.0014615 | 0.0015515 | 0.0019415 | 0.0020054 | 0.0020567 | 0.002099 | 0.0021265 | 0.0021429 | 0.0021594 | 0.0021556 | 0.0021552 | 0.0021556 | 0.0021461 | 0.02013 | 0 | 0 | 0 | 0.0028619 | 0.014123 | 0.036031 | 0.24801 | 0.23738 | 0.052013 | 0.0073354 | 0 | 0 | 0 | 0 | 0 | 0 | 0.015062 | 0.075543 | 0.058195 | 0.44869 | 0.40777 | 0.24402 | 0.043368 | 0 | 0 | 0.048635
LO12Med | NR | RAC | Residential | HVAC | 0.00072281 | 0.00014251 | 5.2725 | 471.6772 | Multifamily - High Rise | RAC_CZ3 | 6.5498e-06 | 1.307e-05 | 1.956e-05 | 2.6021e-05 | 3.2453e-05 | 3.8207e-05 | 4.2772e-05 | 4.6388e-05 | 4.9247e-05 | 6.1463e-05 | 6.3429e-05 | 6.5072e-05 | 6.6453e-05 | 6.7387e-05 | 6.7935e-05 | 6.8499e-05 | 6.844e-05 | 6.8466e-05 | 6.8499e-05 | 6.8175e-05 | 0.0006381 | 0 | 0 | 0 | 0.0079821 | 0.03939 | 0.10049 | 0.69173 | 0.66207 | 0.14507 | 0.020459 | 0 | 0 | 0 | 0 | 0 | 0 | 0.042009 | 0.21069 | 0.16231 | 1.2514 | 1.1373 | 0.68059 | 0.12096 | 0 | 0 | 0.13565
LO12Med | NR | RAC | Residential | HVAC | 0.00044747 | 8.8224e-05 | 3.264 | 776.9344 | Multifamily - High Rise | RAC_CZ2 | 3.6495e-05 | 7.2825e-05 | 0.00010899 | 0.00014499 | 0.00018082 | 0.00021289 | 0.00023833 | 0.00025847 | 0.0002744 | 0.00034247 | 0.00035342 | 0.00036258 | 0.00037027 | 0.00037548 | 0.00037853 | 0.00038167 | 0.00038134 | 0.00038149 | 0.00038167 | 0.00037987 | 0.0035554 | 0 | 0 | 0 | 0.0049415 | 0.024385 | 0.062211 | 0.42823 | 0.40987 | 0.089807 | 0.012665 | 0 | 0 | 0 | 0 | 0 | 0 | 0.026006 | 0.13043 | 0.10048 | 0.77471 | 0.70406 | 0.42133 | 0.07488 | 0 | 0 | 0.083974
LO12Med | NR | RAC | Residential | HVAC | 0.00025916 | 5.1096e-05 | 1.8904 | 1359.2001 | Multifamily - High Rise | RAC_CZ1 | 6.1063e-05 | 0.00012185 | 0.00018236 | 0.00024259 | 0.00030255 | 0.0003562 | 0.00039876 | 0.00043247 | 0.00045912 | 0.00057302 | 0.00059134 | 0.00060666 | 0.00061953 | 0.00062824 | 0.00063335 | 0.00063861 | 0.00063806 | 0.0006383 | 0.00063861 | 0.00063559 | 0.0059489 | 0 | 0 | 0 | 0.0028619 | 0.014123 | 0.036031 | 0.24801 | 0.23738 | 0.052013 | 0.0073354 | 0 | 0 | 0 | 0 | 0 | 0 | 0.015062 | 0.075543 | 0.058195 | 0.44869 | 0.40777 | 0.24402 | 0.043368 | 0 | 0 | 0.048635
LO12Med | NR | RAC | Residential | HVAC | 0.00072281 | 0.00014251 | 5.2725 | 471.6772 | Manufactured | RAC_CZ3 | 0 | 0 | 0 | 0 | 0 | 0 | 0 | 0 | 0 | 0 | 0 | 0 | 0 | 0 | 0 | 0 | 0 | 0 | 0 | 0 | 0 | 0 | 0 | 0 | 0.0079821 | 0.03939 | 0.10049 | 0.69173 | 0.66207 | 0.14507 | 0.020459 | 0 | 0 | 0 | 0 | 0 | 0 | 0.042009 | 0.21069 | 0.16231 | 1.2514 | 1.1373 | 0.68059 | 0.12096 | 0 | 0 | 0.13565
LO12Med | NR | RAC | Residential | HVAC | 0.00044747 | 8.8224e-05 | 3.264 | 776.9344 | Manufactured | RAC_CZ2 | 2.4052e-06 | 4.759e-06 | 7.0621e-06 | 9.3156e-06 | 1.152e-05 | 1.3448e-05 | 1.4928e-05 | 1.6054e-05 | 1.6899e-05 | 1.8612e-05 | 1.8988e-05 | 1.9213e-05 | 1.9318e-05 | 1.9309e-05 | 1.9231e-05 | 1.9132e-05 | 1.8852e-05 | 1.8591e-05 | 1.8344e-05 | 1.8101e-05 | 0.00016859 | 0 | 0 | 0 | 0.0049415 | 0.024385 | 0.062211 | 0.42823 | 0.40987 | 0.089807 | 0.012665 | 0 | 0 | 0 | 0 | 0 | 0 | 0.026006 | 0.13043 | 0.10048 | 0.77471 | 0.70406 | 0.42133 | 0.07488 | 0 | 0 | 0.083974
LO12Med | NR | RAC | Residential | HVAC | 0.00025916 | 5.1096e-05 | 1.8904 | 1359.2 | Manufactured | RAC_CZ1 | 9.9199e-07 | 1.9628e-06 | 2.9127e-06 | 3.8421e-06 | 4.7513e-06 | 5.5466e-06 | 6.157e-06 | 6.6211e-06 | 6.9698e-06 | 7.6763e-06 | 7.8315e-06 | 7.9241e-06 | 7.9674e-06 | 7.9638e-06 | 7.9316e-06 | 7.8906e-06 | 7.7753e-06 | 7.6678e-06 | 7.5658e-06 | 7.4655e-06 | 6.9533e-05 | 0 | 0 | 0 | 0.0028619 | 0.014123 | 0.036031 | 0.24801 | 0.23738 | 0.052013 | 0.0073354 | 0 | 0 | 0 | 0 | 0 | 0 | 0.015062 | 0.075543 | 0.058195 | 0.44869 | 0.40777 | 0.24402 | 0.043368 | 0 | 0 | 0.048635
Retro5Med | Retro | ResWx | Residential | HVAC | 0.35476 | 0.42442 | 2221.0547 | 17.6989 | Single Family | Attic - R0 to R38 - Heating Zone 2/3 (Electric FAF) | 0.00060274 | 0.00073838 | 0.00090151 | 0.0010441 | 0.0011883 | 0.0013861 | 0.0015171 | 0.0015463 | 0.0014539 | 0.0012469 | 0.00096272 | 0.0006357 | 0.00036828 | 0.00017692 | 7.4679e-05 | 2.7094e-05 | 8.4439e-06 | 1.8362e-06 | 3.0113e-07 | 3.6064e-08 | 0.013425 | 70.1105 | 54.2572 | 47.454 | 24.2908 | 10.0559 | 2.7141 | 3.2108 | 1.5234 | 7.2464 | 27.2831 | 55.2332 | 69.133 | 0 | 305.5932 | 228.5084 | 204.8379 | 134.3818 | 90.6325 | 44.8758 | 32.0824 | 42.4644 | 89.5511 | 150.9838 | 229.6699 | 294.9612 | 1.2548
Retro5Med | Retro | ResWx | Residential | HVAC | 0.1915 | 0.22431 | 1229.693 | 24.8308 | Single Family | Duct Insulation - R0 to R11 - Heating Zone 1 (Electric FAF) | 0.55413 | 0.67883 | 0.82881 | 0.95993 | 1.0924 | 1.2743 | 1.3947 | 1.4216 | 1.3366 | 1.1463 | 0.88508 | 0.58443 | 0.33858 | 0.16265 | 0.068656 | 0.024909 | 0.0077629 | 0.0016881 | 0.00027685 | 3.3156e-05 | 12.3419 | 40.8072 | 31.3952 | 28.0033 | 11.9834 | 7.1012 | 0.1466 | 0.16598 | 0.60127 | 3.6264 | 16.9057 | 32.2006 | 39.011 | 0 | 175.706 | 133.2342 | 122.6784 | 72.7766 | 60.1307 | 18.0438 | 4.2206 | 7.1591 | 34.0157 | 84.4155 | 134.8176 | 170.5473 | 1.0687
Retro5Med | Retro | ResWx | Residential | HVAC | 0.35993 | 0.43061 | 2253.4681 | 25.9306 | Single Family | Attic - R0 to R49 - Heating Zone 2/3 (Electric FAF) | 0.0047333 | 0.0057985 | 0.0070796 | 0.0081996 | 0.0093314 | 0.010885 | 0.011914 | 0.012143 | 0.011417 | 0.0097919 | 0.0075602 | 0.0049921 | 0.0028921 | 0.0013893 | 0.00058645 | 0.00021277 | 6.6309e-05 | 1.442e-05 | 2.3648e-06 | 2.8321e-07 | 0.10542 | 71.1336 | 55.049 | 48.1465 | 24.6453 | 10.2026 | 2.7537 | 3.2576 | 1.5456 | 7.3522 | 27.6813 | 56.0393 | 70.1419 | 0 | 310.0529 | 231.8432 | 207.8272 | 136.3429 | 91.9552 | 45.5307 | 32.5506 | 43.0842 | 90.858 | 153.1872 | 233.0216 | 299.2657 | 1.0585
Retro5Med | Retro | ResWx | Residential | HVAC | 0.23978 | 0.28087 | 1539.7516 | 38.054 | Single Family | Attic - R0 to R38 - Heating Zone 1 (Electric FAF) | 5.3834e-05 | 6.595e-05 | 8.052e-05 | 9.3259e-05 | 0.00010613 | 0.0001238 | 0.0001355 | 0.00013811 | 0.00012986 | 0.00011137 | 8.5987e-05 | 5.6778e-05 | 3.2893e-05 | 1.5802e-05 | 6.6701e-06 | 2.42e-06 | 7.5418e-07 | 1.64e-07 | 2.6896e-08 | 3.2211e-09 | 0.001199 | 51.0964 | 39.3112 | 35.0641 | 15.0049 | 8.8917 | 0.18357 | 0.20783 | 0.75287 | 4.5407 | 21.1683 | 40.3198 | 48.8474 | 0 | 220.009 | 166.8282 | 153.6109 | 91.1267 | 75.2923 | 22.5934 | 5.2847 | 8.9642 | 42.5925 | 105.7003 | 168.8109 | 213.5497 | 0.84803
Retro5Med | Retro | ResWx | Residential | HVAC | 0.17836 | 0.21225 | 1093.3127 | 63.0196 | Single Family | Attic - R0 to R38 - Heating Zone 2/3 (Zonal or DHP) | 0.002399 | 0.0029389 | 0.0035882 | 0.0041559 | 0.0047296 | 0.0055169 | 0.0060384 | 0.0061546 | 0.0057868 | 0.004963 | 0.0038318 | 0.0025302 | 0.0014658 | 0.00070417 | 0.00029724 | 0.00010784 | 3.3608e-05 | 7.3085e-06 | 1.1986e-06 | 1.4354e-07 | 0.053433 | 35.9042 | 27.2687 | 23.3848 | 11.7991 | 4.8352 | 1.219 | 1.5208 | 0.77508 | 3.3738 | 13.0893 | 27.0817 | 34.7612 | 0 | 160.1894 | 119.0002 | 104.0592 | 65.6296 | 41.93 | 17.248 | 9.2747 | 14.0833 | 38.8062 | 72.1726 | 115.4114 | 150.4953 | 0.6209
Retro5Med | Retro | ResWx | Residential | HVAC | 0.24289 | 0.28451 | 1559.718 | 50.0499 | Single Family | Attic - R0 to R49 - Heating Zone 1 (Electric FAF) | 0.00042208 | 0.00051707 | 0.00063131 | 0.00073119 | 0.00083212 | 0.00097063 | 0.0010624 | 0.0010828 | 0.0010181 | 0.00087318 | 0.00067417 | 0.00044516 | 0.0002579 | 0.00012389 | 5.2296e-05 | 1.8974e-05 | 5.913e-06 | 1.2858e-06 | 2.1088e-07 | 2.5255e-08 | 0.0094009 | 51.759 | 39.821 | 35.5188 | 15.1995 | 9.007 | 0.18595 | 0.21053 | 0.76263 | 4.5996 | 21.4428 | 40.8426 | 49.4808 | 0 | 222.8619 | 168.9915 | 155.6028 | 92.3083 | 76.2686 | 22.8863 | 5.3533 | 9.0804 | 43.1448 | 107.0709 | 171 | 216.3188 | 0.71425
Retro5Med | Retro | ResWx | Residential | HVAC | 0.14281 | 0.17784 | 830.8488 | 90.0323 | Single Family | Attic - R0 to R38 - Heating Zone 2/3 (Heat Pump) | 0.00074844 | 0.00091688 | 0.0011195 | 0.0012966 | 0.0014755 | 0.0017212 | 0.0018838 | 0.0019201 | 0.0018054 | 0.0015483 | 0.0011954 | 0.00078938 | 0.00045731 | 0.00021968 | 9.2732e-05 | 3.3644e-05 | 1.0485e-05 | 2.2801e-06 | 3.7393e-07 | 4.4783e-08 | 0.01667 | 30.06 | 19.954 | 15.697 | 7.1781 | 3.0151 | 1.1178 | 1.8545 | 0.89538 | 2.0933 | 8.6108 | 19.6351 | 28.1742 | 0 | 129.7663 | 86.2449 | 72.1703 | 41.7355 | 28.1143 | 17.2491 | 18.0012 | 18.7369 | 29.2871 | 48.7953 | 84.8696 | 117.593 | 0.4902
Retro5Med | Retro | ResWx | Residential | HVAC | 0.18088 | 0.21525 | 1108.7851 | 79.7887 | Single Family | Attic - R0 to R49 - Heating Zone 2/3 (Zonal or DHP) | 0.018831 | 0.023069 | 0.028166 | 0.032622 | 0.037125 | 0.043305 | 0.047398 | 0.048311 | 0.045424 | 0.038957 | 0.030078 | 0.019861 | 0.011506 | 0.0055274 | 0.0023332 | 0.00084651 | 0.00026381 | 5.7368e-05 | 9.4083e-06 | 1.1268e-06 | 0.41942 | 36.4123 | 27.6546 | 23.7157 | 11.9661 | 4.9036 | 1.2363 | 1.5423 | 0.78605 | 3.4215 | 13.2746 | 27.4649 | 35.2531 | 0 | 162.4564 | 120.6843 | 105.5318 | 66.5584 | 42.5234 | 17.4921 | 9.4059 | 14.2826 | 39.3553 | 73.194 | 117.0447 | 152.6251 | 0.52356
Retro5Med | Retro | ResWx | Residential | HVAC | 0.13941 | 0.16679 | 872.8392 | 44.8999 | Single Family | Duct Insulation - R0 to R11 - Heating Zone 2/3 (Electric FAF) | 0.10593 | 0.12976 | 0.15843 | 0.1835 | 0.20883 | 0.24359 | 0.26662 | 0.27175 | 0.25551 | 0.21913 | 0.16919 | 0.11172 | 0.064722 | 0.031092 | 0.013124 | 0.0047616 | 0.0014839 | 0.0003227 | 5.2922e-05 | 6.338e-06 | 2.3593 | 27.5523 | 21.3222 | 18.6486 | 9.5459 | 3.9518 | 1.0666 | 1.2618 | 0.59867 | 2.8477 | 10.7218 | 21.7058 | 27.1682 | 0 | 120.0933 | 89.8002 | 80.498 | 52.8099 | 35.6171 | 17.6355 | 12.6079 | 16.6879 | 35.1922 | 59.3342 | 90.2566 | 115.915 | 0.7781
Retro5Med | Retro | ResWx | Residential | HVAC | 0.14512 | 0.18073 | 844.3172 | 111.8135 | Single Family | Attic - R0 to R49 - Heating Zone 2/3 (Heat Pump) | 0.0058869 | 0.0072117 | 0.008805 | 0.010198 | 0.011606 | 0.013538 | 0.014817 | 0.015103 | 0.0142 | 0.012178 | 0.0094028 | 0.0062088 | 0.0035969 | 0.0017279 | 0.00072939 | 0.00026463 | 8.247e-05 | 1.7934e-05 | 2.9412e-06 | 3.5224e-07 | 0.13112 | 30.5473 | 20.2775 | 15.9515 | 7.2945 | 3.064 | 1.1359 | 1.8846 | 0.90989 | 2.1273 | 8.7504 | 19.9534 | 28.6309 | 0 | 131.8699 | 87.643 | 73.3402 | 42.4121 | 28.57 | 17.5287 | 18.293 | 19.0407 | 29.7619 | 49.5863 | 86.2453 | 119.4992 | 0.41419
Retro5Med | Retro | ResWx | Residential | HVAC | 0.13178 | 0.15681 | 884.8494 | 86.4014 | Single Family | Attic - R0 to R38 - Heating Zone 1 (Heat Pump) | 0.015021 | 0.018401 | 0.022466 | 0.026021 | 0.029613 | 0.034542 | 0.037807 | 0.038535 | 0.036232 | 0.031074 | 0.023992 | 0.015842 | 0.0091778 | 0.0044089 | 0.0018611 | 0.00067521 | 0.00021043 | 4.576e-05 | 7.5045e-06 | 8.9875e-07 | 0.33455 | 28.662 | 20.6828 | 18.1528 | 7.6978 | 4.8466 | 1.9265 | 2.8127 | 1.5323 | 2.3646 | 10.3818 | 21.0656 | 26.3135 | 0 | 125.6906 | 91.0465 | 82.4843 | 49.0446 | 40.1925 | 24.3157 | 20.9983 | 17.9694 | 25.9579 | 53.3151 | 89.9291 | 117.4662 | 0.48197
Retro5Med | Retro | ResWx | Residential | HVAC | 0.14349 | 0.16074 | 930.3425 | 80.3075 | Single Family | Attic - R0 to R38 - Heating Zone 1 (Zonal or DHP) | 0.028495 | 0.034907 | 0.042619 | 0.049362 | 0.056176 | 0.065527 | 0.071721 | 0.073102 | 0.068733 | 0.058948 | 0.045513 | 0.030053 | 0.01741 | 0.0083638 | 0.0035305 | 0.0012809 | 0.00039919 | 8.6807e-05 | 1.4236e-05 | 1.705e-06 | 0.63465 | 30.0406 | 22.7796 | 20.3017 | 8.7271 | 5.1736 | 0.96749 | 1.3739 | 1.0504 | 2.656 | 12.1193 | 23.2859 | 28.6116 | 0 | 133.6526 | 100.3324 | 91.887 | 53.4536 | 43.8995 | 16.3507 | 8.2963 | 9.0694 | 25.8119 | 61.352 | 100.4615 | 128.6882 | 0.51058
Retro5Med | Retro | ResWx | Residential | HVAC | 0.29857 | 0.35719 | 1869.2587 | 43.7731 | Single Family | Wall - R0 to R11 - Heating Zone 2/3 (Electric FAF) | 0.003863 | 0.0047324 | 0.0057779 | 0.006692 | 0.0076158 | 0.0088836 | 0.0097233 | 0.0099105 | 0.0093182 | 0.0079916 | 0.0061702 | 0.0040743 | 0.0023603 | 0.0011339 | 0.00047863 | 0.00017365 | 5.4118e-05 | 1.1768e-05 | 1.93e-06 | 2.3114e-07 | 0.08604 | 59.0056 | 45.6633 | 39.9377 | 20.4434 | 8.4631 | 2.2842 | 2.7022 | 1.2821 | 6.0987 | 22.9617 | 46.4847 | 58.1829 | 0 | 257.1898 | 192.3146 | 172.3933 | 113.0969 | 76.2771 | 37.7678 | 27.0008 | 35.7384 | 75.367 | 127.0692 | 193.2922 | 248.2418 | 0.79054
Retro5Med | Retro | ResWx | Residential | HVAC | 0.19916 | 0.23701 | 1220.863 | 80.7243 | Single Family | Wall - R0 to R11 - Heating Zone 2/3 (Zonal or DHP) | 0.19242 | 0.23572 | 0.2878 | 0.33333 | 0.37935 | 0.4425 | 0.48432 | 0.49365 | 0.46415 | 0.39807 | 0.30734 | 0.20294 | 0.11757 | 0.056479 | 0.023841 | 0.0086497 | 0.0026956 | 0.00058619 | 9.6135e-05 | 1.1513e-05 | 4.2857 | 40.0929 | 30.45 | 26.1129 | 13.1756 | 5.3993 | 1.3612 | 1.6982 | 0.86551 | 3.7674 | 14.6164 | 30.2411 | 38.8166 | 0 | 178.8777 | 132.8832 | 116.1991 | 73.2862 | 46.8218 | 19.2602 | 10.3567 | 15.7263 | 43.3334 | 80.5926 | 128.8758 | 168.0527 | 0.51902
Retro5Med | Retro | ResWx | Residential | HVAC | 0.1335 | 0.15886 | 896.4292 | 107.2601 | Single Family | Attic - R0 to R49 - Heating Zone 1 (Heat Pump) | 0.11778 | 0.14429 | 0.17617 | 0.20404 | 0.2322 | 0.27086 | 0.29646 | 0.30216 | 0.28411 | 0.24366 | 0.18813 | 0.12422 | 0.071966 | 0.034571 | 0.014593 | 0.0052946 | 0.00165 | 0.00035881 | 5.8845e-05 | 7.0474e-06 | 2.6233 | 29.0371 | 20.9535 | 18.3904 | 7.7986 | 4.9101 | 1.9517 | 2.8495 | 1.5524 | 2.3955 | 10.5176 | 21.3413 | 26.6579 | 0 | 127.3355 | 92.238 | 83.5637 | 49.6864 | 40.7185 | 24.6339 | 21.2731 | 18.2046 | 26.2977 | 54.0128 | 91.106 | 119.0035 | 0.40599
Retro5Med | Retro | ResWx | Residential | HVAC | 0.14561 | 0.16311 | 944.049 | 99.9421 | Single Family | Attic - R0 to R49 - Heating Zone 1 (Zonal or DHP) | 0.2238 | 0.27416 | 0.33473 | 0.38769 | 0.44121 | 0.51465 | 0.5633 | 0.57415 | 0.53983 | 0.46298 | 0.35746 | 0.23604 | 0.13674 | 0.06569 | 0.027729 | 0.01006 | 0.0031352 | 0.00068179 | 0.00011181 | 1.3391e-05 | 4.9846 | 30.4832 | 23.1152 | 20.6008 | 8.8557 | 5.2498 | 0.98174 | 1.3942 | 1.0659 | 2.6952 | 12.2979 | 23.629 | 29.0331 | 0 | 135.6217 | 101.8106 | 93.2408 | 54.2411 | 44.5462 | 16.5916 | 8.4185 | 9.203 | 26.1922 | 62.2559 | 101.9416 | 130.5841 | 0.43079
Retro5Med | Retro | ResWx | Residential | HVAC | 0.093153 | 0.11086 | 571.0275 | 109.1967 | Single Family | Floor - R0 to R19 - Heating Zone 2/3 (Zonal or DHP) | 0.06301 | 0.07719 | 0.094244 | 0.10915 | 0.12422 | 0.1449 | 0.1586 | 0.16165 | 0.15199 | 0.13035 | 0.10064 | 0.066456 | 0.0385 | 0.018495 | 0.0078069 | 0.0028324 | 0.00088272 | 0.00019196 | 3.148e-05 | 3.7701e-06 | 1.4034 | 18.7524 | 14.2422 | 12.2137 | 6.1626 | 2.5254 | 0.63668 | 0.79429 | 0.40482 | 1.7621 | 6.8364 | 14.1445 | 18.1555 | 0 | 83.6655 | 62.1527 | 54.3492 | 34.2778 | 21.8997 | 9.0085 | 4.8441 | 7.3556 | 20.2681 | 37.6951 | 60.2784 | 78.6024 | 0.41066
Retro5Med | Retro | ResWx | Residential | HVAC | 0.10114 | 0.12036 | 619.9801 | 120.0772 | Single Family | Floor - R0 to R25 - Heating Zone 2/3 (Zonal or DHP) | 0.11232 | 0.1376 | 0.168 | 0.19458 | 0.22144 | 0.2583 | 0.28271 | 0.28816 | 0.27094 | 0.23236 | 0.1794 | 0.11846 | 0.068629 | 0.032969 | 0.013917 | 0.0050491 | 0.0015735 | 0.00034218 | 5.6117e-05 | 6.7206e-06 | 2.5017 | 20.36 | 15.4632 | 13.2607 | 6.6909 | 2.7419 | 0.69126 | 0.86238 | 0.43952 | 1.9131 | 7.4225 | 15.3571 | 19.7119 | 0 | 90.8379 | 67.4809 | 59.0084 | 37.2163 | 23.7771 | 9.7808 | 5.2593 | 7.9862 | 22.0056 | 40.9266 | 65.4458 | 85.3407 | 0.38032
Retro5Med | Retro | ResWx | Residential | HVAC | 0.095063 | 0.11313 | 582.7307 | 107.7476 | Single Family | Attic - R11 to R38 - Heating Zone 2/3 (Zonal or DHP) | 0.014795 | 0.018125 | 0.022129 | 0.02563 | 0.029168 | 0.034023 | 0.037239 | 0.037956 | 0.035688 | 0.030607 | 0.023631 | 0.015604 | 0.0090399 | 0.0043426 | 0.0018331 | 0.00066507 | 0.00020727 | 4.5072e-05 | 7.3917e-06 | 8.8524e-07 | 0.32952 | 19.1368 | 14.5341 | 12.464 | 6.2889 | 2.5771 | 0.64973 | 0.81056 | 0.41312 | 1.7982 | 6.9766 | 14.4344 | 18.5276 | 0 | 85.3802 | 63.4266 | 55.4631 | 34.9803 | 22.3485 | 9.1931 | 4.9434 | 7.5063 | 20.6835 | 38.4677 | 61.5138 | 80.2133 | 0.41507
Retro5Med | Retro | ResWx | Residential | HVAC | 0.10614 | 0.1263 | 650.6058 | 138.9322 | Single Family | Floor - R0 to R30 - Heating Zone 2/3 (Zonal or DHP) | 0.064408 | 0.078903 | 0.096335 | 0.11158 | 0.12698 | 0.14812 | 0.16212 | 0.16524 | 0.15536 | 0.13324 | 0.10288 | 0.067931 | 0.039354 | 0.018905 | 0.0079802 | 0.0028953 | 0.00090231 | 0.00019622 | 3.2179e-05 | 3.8538e-06 | 1.4345 | 21.3658 | 16.227 | 13.9157 | 7.0214 | 2.8773 | 0.72541 | 0.90498 | 0.46124 | 2.0077 | 7.7892 | 16.1157 | 20.6856 | 0 | 95.3251 | 70.8143 | 61.9233 | 39.0547 | 24.9516 | 10.2639 | 5.5191 | 8.3807 | 23.0927 | 42.9483 | 68.6787 | 89.5564 | 0.33715
Retro5Med | Retro | ResWx | Residential | HVAC | 0.13881 | 0.16259 | 891.3444 | 121.8009 | Single Family | Wall - R0 to R11 - Heating Zone 1 (Electric FAF) | 0.0094719 | 0.011604 | 0.014167 | 0.016408 | 0.018673 | 0.021782 | 0.023841 | 0.0243 | 0.022848 | 0.019595 | 0.015129 | 0.0099899 | 0.0057874 | 0.0027802 | 0.0011736 | 0.00042578 | 0.00013269 | 2.8856e-05 | 4.7323e-06 | 5.6674e-07 | 0.21096 | 29.5791 | 22.7568 | 20.2982 | 8.6862 | 5.1473 | 0.10627 | 0.12031 | 0.43583 | 2.6286 | 12.2541 | 23.3406 | 28.2772 | 0 | 127.3607 | 96.5749 | 88.9236 | 52.7522 | 43.5858 | 13.079 | 3.0593 | 5.1893 | 24.6563 | 61.1887 | 97.7227 | 123.6214 | 0.36749
Retro5Med | Retro | ResWx | Residential | HVAC | 0.099283 | 0.11815 | 608.6014 | 134.856 | Single Family | Attic - R11 to R49 - Heating Zone 2/3 (Zonal or DHP) | 0.1196 | 0.14651 | 0.17888 | 0.20718 | 0.23578 | 0.27503 | 0.30103 | 0.30682 | 0.28849 | 0.24741 | 0.19103 | 0.12614 | 0.073075 | 0.035104 | 0.014818 | 0.0053762 | 0.0016755 | 0.00036434 | 5.9752e-05 | 7.156e-06 | 2.6637 | 19.9864 | 15.1794 | 13.0173 | 6.5681 | 2.6916 | 0.67857 | 0.84655 | 0.43146 | 1.878 | 7.2863 | 15.0752 | 19.3501 | 0 | 89.1707 | 66.2424 | 57.9254 | 36.5332 | 23.3407 | 9.6012 | 5.1628 | 7.8396 | 21.6018 | 40.1755 | 64.2447 | 83.7745 | 0.34563
Retro5Med | Retro | ResWx | Residential | HVAC | 0.17489 | 0.20923 | 1094.9193 | 121.7861 | Single Family | Low-E storm window SP - Heating Zone 2/3 (Electric FAF) | 0.026464 | 0.03242 | 0.039583 | 0.045845 | 0.052173 | 0.060858 | 0.066611 | 0.067893 | 0.063836 | 0.054748 | 0.04227 | 0.027912 | 0.01617 | 0.0077679 | 0.0032789 | 0.0011896 | 0.00037074 | 8.0622e-05 | 1.3222e-05 | 1.5835e-06 | 0.58943 | 34.5625 | 26.7473 | 23.3935 | 11.9747 | 4.9573 | 1.338 | 1.5828 | 0.75099 | 3.5723 | 13.4498 | 27.2285 | 34.0807 | 0 | 150.6491 | 112.6484 | 100.9795 | 66.2466 | 44.6793 | 22.1225 | 15.8158 | 20.9338 | 44.1463 | 74.4309 | 113.221 | 145.4078 | 0.3752
Retro5Med | Retro | ResWx | Residential | HVAC | 0.069967 | 0.078376 | 453.6313 | 145.9772 | Single Family | Floor - R0 to R19 - Heating Zone 1 (Zonal or DHP) | 0.14633 | 0.17926 | 0.21887 | 0.25349 | 0.28848 | 0.33651 | 0.36831 | 0.37541 | 0.35297 | 0.30272 | 0.23373 | 0.15433 | 0.089409 | 0.042951 | 0.01813 | 0.0065779 | 0.00205 | 0.00044579 | 7.3108e-05 | 8.7556e-06 | 3.2592 | 14.6477 | 11.1072 | 9.899 | 4.2553 | 2.5226 | 0.47174 | 0.66992 | 0.51219 | 1.2951 | 5.9093 | 11.3541 | 13.9509 | 0 | 65.1685 | 48.9217 | 44.8037 | 26.0637 | 21.4052 | 7.9726 | 4.0452 | 4.4222 | 12.5858 | 29.915 | 48.9846 | 62.7478 | 0.31526
Retro5Med | Retro | ResWx | Residential | HVAC | 0.075921 | 0.085046 | 492.2377 | 159.7798 | Single Family | Floor - R0 to R25 - Heating Zone 1 (Zonal or DHP) | 0.2607 | 0.31937 | 0.38993 | 0.45162 | 0.51396 | 0.59951 | 0.65618 | 0.66881 | 0.62884 | 0.53932 | 0.4164 | 0.27496 | 0.15929 | 0.076521 | 0.032301 | 0.011719 | 0.0036522 | 0.0007942 | 0.00013025 | 1.5599e-05 | 5.8065 | 15.8943 | 12.0525 | 10.7415 | 4.6174 | 2.7373 | 0.51189 | 0.72694 | 0.55578 | 1.4053 | 6.4123 | 12.3204 | 15.1382 | 0 | 70.7147 | 53.0852 | 48.6168 | 28.2819 | 23.2269 | 8.6511 | 4.3895 | 4.7985 | 13.6569 | 32.4609 | 53.1535 | 68.088 | 0.2918
Retro5Med | Retro | ResWx | Residential | HVAC | 0.10511 | 0.12575 | 658.0829 | 91.6334 | Single Family | Floor - R0 to R19 - Heating Zone 2/3 (Electric FAF) | 0.0053766 | 0.0065866 | 0.0080418 | 0.0093141 | 0.0106 | 0.012364 | 0.013533 | 0.013794 | 0.012969 | 0.011123 | 0.0085878 | 0.0056707 | 0.0032852 | 0.0015782 | 0.00066616 | 0.00024169 | 7.5322e-05 | 1.638e-05 | 2.6862e-06 | 3.2171e-07 | 0.11975 | 20.7732 | 16.076 | 14.0603 | 7.1972 | 2.9795 | 0.80416 | 0.95133 | 0.45137 | 2.1471 | 8.0838 | 16.3652 | 20.4836 | 0 | 90.5451 | 67.7054 | 60.692 | 39.8164 | 26.8538 | 13.2964 | 9.5058 | 12.5819 | 26.5334 | 44.7354 | 68.0496 | 87.3949 | 0.47081
Retro5Med | Retro | ResWx | Residential | HVAC | 0.095971 | 0.11482 | 600.8543 | 104.155 | Single Family | Attic - R11 to R38 - Heating Zone 2/3 (Electric FAF) | 0.0035284 | 0.0043225 | 0.0052774 | 0.0061123 | 0.0069561 | 0.008114 | 0.008881 | 0.0090519 | 0.008511 | 0.0072993 | 0.0056357 | 0.0037214 | 0.0021559 | 0.0010357 | 0.00043717 | 0.00015861 | 4.943e-05 | 1.0749e-05 | 1.7628e-06 | 2.1112e-07 | 0.078587 | 18.9667 | 14.678 | 12.8376 | 6.5713 | 2.7204 | 0.73423 | 0.8686 | 0.41212 | 1.9604 | 7.3808 | 14.9421 | 18.7023 | 0 | 82.6711 | 61.8176 | 55.4141 | 36.3539 | 24.5185 | 12.1401 | 8.6791 | 11.4878 | 24.226 | 40.8451 | 62.1318 | 79.7948 | 0.42576
Retro5Med | Retro | ResWx | Residential | HVAC | 0.11309 | 0.12668 | 733.2078 | 153.9778 | Single Family | Wall - R0 to R11 - Heating Zone 1 (Zonal or DHP) | 0.34722 | 0.42537 | 0.51934 | 0.6015 | 0.68453 | 0.79849 | 0.87396 | 0.89079 | 0.83755 | 0.71831 | 0.5546 | 0.36621 | 0.21216 | 0.10192 | 0.043021 | 0.015608 | 0.0048643 | 0.0010578 | 0.00017348 | 2.0776e-05 | 7.7336 | 23.6752 | 17.9527 | 15.9999 | 6.8779 | 4.0773 | 0.76248 | 1.0828 | 0.82786 | 2.0932 | 9.5513 | 18.3518 | 22.5489 | 0 | 105.3323 | 79.0725 | 72.4167 | 42.127 | 34.5974 | 12.8861 | 6.5384 | 7.1476 | 20.3425 | 48.3518 | 79.1742 | 101.4198 | 0.30123
Retro5Med | Retro | ResWx | Residential | HVAC | 0.060126 | 0.074877 | 349.8119 | 196.1058 | Single Family | Attic - R11 to R38 - Heating Zone 2/3 (Heat Pump) | 0.0047913 | 0.0058696 | 0.0071663 | 0.0083001 | 0.0094458 | 0.011018 | 0.01206 | 0.012292 | 0.011557 | 0.0099119 | 0.0076528 | 0.0050533 | 0.0029275 | 0.0014063 | 0.00059364 | 0.00021538 | 6.7122e-05 | 1.4596e-05 | 2.3938e-06 | 2.8668e-07 | 0.10671 | 12.6561 | 8.4012 | 6.6089 | 3.0222 | 1.2695 | 0.47061 | 0.7808 | 0.37698 | 0.88136 | 3.6254 | 8.267 | 11.8622 | 0 | 54.6355 | 36.3117 | 30.3858 | 17.5719 | 11.8369 | 7.2624 | 7.579 | 7.8888 | 12.3307 | 20.5443 | 35.7326 | 49.5101 | 0.25886
Retro5Med | Retro | ResWx | Residential | HVAC | 0.079667 | 0.089242 | 516.5215 | 183.5407 | Single Family | Floor - R0 to R30 - Heating Zone 1 (Zonal or DHP) | 0.14948 | 0.18312 | 0.22358 | 0.25895 | 0.2947 | 0.34376 | 0.37625 | 0.38349 | 0.36058 | 0.30924 | 0.23876 | 0.15766 | 0.091335 | 0.043876 | 0.018521 | 0.0067196 | 0.0020941 | 0.00045539 | 7.4683e-05 | 8.9442e-06 | 3.3294 | 16.6784 | 12.6471 | 11.2714 | 4.8452 | 2.8723 | 0.53715 | 0.7628 | 0.5832 | 1.4746 | 6.7286 | 12.9282 | 15.885 | 0 | 74.2033 | 55.7041 | 51.0152 | 29.6772 | 24.3728 | 9.0779 | 4.6061 | 5.0353 | 14.3306 | 34.0623 | 55.7757 | 71.447 | 0.25866
Retro5Med | Retro | ResWx | Residential | HVAC | 0.1133 | 0.13554 | 709.3185 | 102.0077 | Single Family | Floor - R0 to R25 - Heating Zone 2/3 (Electric FAF) | 0.0095149 | 0.011656 | 0.014231 | 0.016483 | 0.018758 | 0.021881 | 0.023949 | 0.02441 | 0.022951 | 0.019684 | 0.015198 | 0.010035 | 0.0058137 | 0.0027928 | 0.0011789 | 0.00042771 | 0.0001333 | 2.8986e-05 | 4.7537e-06 | 5.6931e-07 | 0.21192 | 22.3906 | 17.3276 | 15.1549 | 7.7575 | 3.2115 | 0.86677 | 1.0254 | 0.48651 | 2.3142 | 8.7132 | 17.6393 | 22.0784 | 0 | 97.5946 | 72.9767 | 65.4173 | 42.9163 | 28.9445 | 14.3316 | 10.2459 | 13.5615 | 28.5991 | 48.2183 | 73.3476 | 94.1991 | 0.43286
Retro5Med | Retro | ResWx | Residential | HVAC | 0.12507 | 0.14963 | 783.0405 | 180.9272 | Single Family | Low-E storm window DP - Heating Zone 2/3 (Electric FAF) | 0.037422 | 0.045844 | 0.055973 | 0.064828 | 0.073777 | 0.086058 | 0.094193 | 0.096006 | 0.090269 | 0.077417 | 0.059773 | 0.039469 | 0.022865 | 0.010984 | 0.0046366 | 0.0016822 | 0.00052426 | 0.00011401 | 1.8697e-05 | 2.2391e-06 | 0.8335 | 24.7177 | 19.1286 | 16.7301 | 8.5638 | 3.5452 | 0.95685 | 1.132 | 0.53708 | 2.5548 | 9.6188 | 19.4727 | 24.3731 | 0 | 107.7379 | 80.5614 | 72.2163 | 47.3768 | 31.9528 | 15.8211 | 11.3108 | 14.971 | 31.5716 | 53.2298 | 80.9709 | 103.9896 | 0.26833
Retro5Med | Retro | ResWx | Residential | HVAC | 0.063433 | 0.074303 | 407.3347 | 167.0322 | Single Family | Attic - R11 to R38 - Heating Zone 1 (Electric FAF) | 0.010328 | 0.012652 | 0.015447 | 0.017891 | 0.020361 | 0.02375 | 0.025995 | 0.026496 | 0.024912 | 0.021366 | 0.016496 | 0.010893 | 0.0063104 | 0.0030314 | 0.0012796 | 0.00046426 | 0.00014468 | 3.1463e-05 | 5.1599e-06 | 6.1796e-07 | 0.23003 | 13.5173 | 10.3996 | 9.2761 | 3.9695 | 2.3523 | 0.048563 | 0.054982 | 0.19917 | 1.2012 | 5.6 | 10.6664 | 12.9224 | 0 | 58.2024 | 44.1337 | 40.6371 | 24.1072 | 19.9182 | 5.977 | 1.3981 | 2.3714 | 11.2677 | 27.9626 | 44.6582 | 56.4937 | 0.28138
Retro5Med | Retro | ResWx | Residential | HVAC | 0.058363 | 0.065378 | 378.3979 | 182.0945 | Single Family | Attic - R11 to R38 - Heating Zone 1 (Zonal or DHP) | 0.03733 | 0.045731 | 0.055834 | 0.064667 | 0.073594 | 0.085844 | 0.093959 | 0.095768 | 0.090045 | 0.077225 | 0.059624 | 0.039371 | 0.022809 | 0.010957 | 0.0046251 | 0.0016781 | 0.00052296 | 0.00011372 | 1.865e-05 | 2.2336e-06 | 0.83143 | 12.2184 | 9.2651 | 8.2573 | 3.5496 | 2.1042 | 0.39351 | 0.55882 | 0.42724 | 1.0803 | 4.9293 | 9.4711 | 11.6372 | 0 | 54.3605 | 40.8082 | 37.3732 | 21.7411 | 17.8552 | 6.6503 | 3.3744 | 3.6888 | 10.4985 | 24.9537 | 40.8607 | 52.3413 | 0.26047
Retro5Med | Retro | ResWx | Residential | HVAC | 0.10186 | 0.12186 | 637.7139 | 127.9361 | Single Family | Attic - R11 to R49 - Heating Zone 2/3 (Electric FAF) | 0.028985 | 0.035508 | 0.043353 | 0.050212 | 0.057143 | 0.066655 | 0.072956 | 0.07436 | 0.069916 | 0.059963 | 0.046296 | 0.03057 | 0.01771 | 0.0085077 | 0.0035913 | 0.0013029 | 0.00040606 | 8.8301e-05 | 1.4481e-05 | 1.7343e-06 | 0.64558 | 20.1303 | 15.5784 | 13.6251 | 6.9744 | 2.8873 | 0.77927 | 0.92189 | 0.4374 | 2.0806 | 7.8336 | 15.8587 | 19.8496 | 0 | 87.7426 | 65.6098 | 58.8135 | 38.584 | 26.0226 | 12.8848 | 9.2116 | 12.1925 | 25.7121 | 43.3508 | 65.9433 | 84.6899 | 0.36028
Retro5Med | Retro | ResWx | Residential | HVAC | 0.19007 | 0.22619 | 1165.1049 | 112.3641 | Single Family | Low-E storm window DP - Heating Zone 2/3 (Zonal or DHP) | 0.25385 | 0.31098 | 0.37968 | 0.43975 | 0.50045 | 0.58376 | 0.63894 | 0.65124 | 0.61232 | 0.52515 | 0.40546 | 0.26773 | 0.1551 | 0.07451 | 0.031452 | 0.011411 | 0.0035562 | 0.00077333 | 0.00012683 | 1.5189e-05 | 5.6539 | 38.2618 | 29.0593 | 24.9203 | 12.5739 | 5.1527 | 1.2991 | 1.6206 | 0.82598 | 3.5953 | 13.9488 | 28.86 | 37.0438 | 0 | 170.7082 | 126.8143 | 110.8922 | 69.9391 | 44.6834 | 18.3806 | 9.8837 | 15.0081 | 41.3544 | 76.9118 | 122.9899 | 160.3776 | 0.40134
Retro5Med | Retro | ResWx | Residential | HVAC | 0.11833 | 0.14156 | 740.8234 | 119.1805 | Single Family | Floor - R0 to R30 - Heating Zone 2/3 (Electric FAF) | 0.0054302 | 0.0066523 | 0.0081219 | 0.0094069 | 0.010705 | 0.012487 | 0.013668 | 0.013931 | 0.013098 | 0.011234 | 0.0086733 | 0.0057272 | 0.0033179 | 0.0015939 | 0.0006728 | 0.0002441 | 7.6073e-05 | 1.6543e-05 | 2.713e-06 | 3.2491e-07 | 0.12094 | 23.385 | 18.0973 | 15.8281 | 8.1021 | 3.3541 | 0.90526 | 1.0709 | 0.50812 | 2.417 | 9.1002 | 18.4228 | 23.059 | 0 | 101.9293 | 76.218 | 68.3228 | 44.8225 | 30.2301 | 14.9681 | 10.701 | 14.1638 | 29.8694 | 50.36 | 76.6054 | 98.3831 | 0.3819
Retro5Med | Retro | ResWx | Residential | HVAC | 0.06331 | 0.078843 | 368.3365 | 239.0698 | Single Family | Attic - R11 to R49 - Heating Zone 2/3 (Heat Pump) | 0.039048 | 0.047836 | 0.058405 | 0.067645 | 0.076982 | 0.089797 | 0.098285 | 0.10018 | 0.09419 | 0.080781 | 0.06237 | 0.041184 | 0.023859 | 0.011462 | 0.0048381 | 0.0017553 | 0.00054704 | 0.00011896 | 1.9509e-05 | 2.3364e-06 | 0.86971 | 13.3264 | 8.8461 | 6.9589 | 3.1822 | 1.3367 | 0.49554 | 0.82214 | 0.39694 | 0.92803 | 3.8174 | 8.7047 | 12.4903 | 0 | 57.5287 | 38.2346 | 31.9949 | 18.5024 | 12.4638 | 7.6469 | 7.9804 | 8.3066 | 12.9837 | 21.6322 | 37.6248 | 52.132 | 0.21732
Retro5Med | Retro | ResWx | Residential | HVAC | 0.10734 | 0.13368 | 624.5086 | 182.2816 | Single Family | Wall - R0 to R11 - Heating Zone 2/3 (Heat Pump) | 0.010264 | 0.012574 | 0.015352 | 0.017781 | 0.020236 | 0.023604 | 0.025836 | 0.026333 | 0.024759 | 0.021234 | 0.016395 | 0.010826 | 0.0062716 | 0.0030128 | 0.0012718 | 0.00046141 | 0.0001438 | 3.127e-05 | 5.1282e-06 | 6.1416e-07 | 0.22862 | 22.5946 | 14.9985 | 11.7987 | 5.3954 | 2.2663 | 0.84017 | 1.3939 | 0.67301 | 1.5735 | 6.4723 | 14.7588 | 21.1772 | 0 | 97.539 | 64.8261 | 54.2469 | 31.3705 | 21.1321 | 12.9653 | 13.5306 | 14.0836 | 22.0137 | 36.6771 | 63.7923 | 88.3889 | 0.27583
Retro5Med | Retro | ResWx | Residential | HVAC | 0.084896 | 0.10103 | 520.4091 | 285.2322 | Single Family | Low-E storm window SP - Heating Zone 2/3 (Zonal or DHP) | 0.048484 | 0.059395 | 0.072517 | 0.08399 | 0.095583 | 0.11149 | 0.12203 | 0.12438 | 0.11695 | 0.1003 | 0.07744 | 0.051135 | 0.029624 | 0.014231 | 0.0060071 | 0.0021794 | 0.00067922 | 0.0001477 | 2.4223e-05 | 2.901e-06 | 1.0799 | 17.0901 | 12.9797 | 11.131 | 5.6163 | 2.3015 | 0.58024 | 0.72388 | 0.36893 | 1.6059 | 6.2304 | 12.8907 | 16.5461 | 0 | 76.249 | 56.6432 | 49.5314 | 31.2392 | 19.9584 | 8.2099 | 4.4147 | 6.7035 | 18.4715 | 34.3537 | 54.935 | 71.6347 | 0.17926
Retro5Med | Retro | ResWx | Residential | HVAC | 0.06796 | 0.084634 | 395.3923 | 129.4017 | Single Family | Duct Insulation - R0 to R11 - Heating Zone 2/3 (Heat Pump) | 0.088139 | 0.10797 | 0.13183 | 0.15269 | 0.17376 | 0.20269 | 0.22185 | 0.22612 | 0.2126 | 0.18234 | 0.14078 | 0.092959 | 0.053854 | 0.025871 | 0.01092 | 0.0039621 | 0.0012348 | 0.00026851 | 4.4035e-05 | 5.2737e-06 | 1.9631 | 14.3052 | 9.4959 | 7.4701 | 3.416 | 1.4349 | 0.53194 | 0.88253 | 0.4261 | 0.9962 | 4.0978 | 9.3441 | 13.4078 | 0 | 61.7544 | 41.0431 | 34.3451 | 19.8615 | 13.3793 | 8.2086 | 8.5666 | 8.9167 | 13.9374 | 23.2212 | 40.3885 | 55.9613 | 0.3681
Retro5Med | Retro | ResWx | Residential | HVAC | 0.083447 | 0.097745 | 535.8498 | 277.4164 | Single Family | Low-E storm window DP - Heating Zone 1 (Electric FAF) | 0.063001 | 0.07718 | 0.094231 | 0.10914 | 0.1242 | 0.14488 | 0.15858 | 0.16163 | 0.15197 | 0.13033 | 0.10063 | 0.066447 | 0.038494 | 0.018492 | 0.0078059 | 0.0028321 | 0.0008826 | 0.00019193 | 3.1476e-05 | 3.7696e-06 | 1.4032 | 17.7821 | 13.6807 | 12.2027 | 5.2219 | 3.0944 | 0.063884 | 0.072329 | 0.26201 | 1.5802 | 7.3668 | 14.0317 | 16.9994 | 0 | 76.5655 | 58.058 | 53.4582 | 31.713 | 26.2025 | 7.8627 | 1.8391 | 3.1196 | 14.8226 | 36.7848 | 58.748 | 74.3175 | 0.17901
Retro5Med | Retro | ResWx | Residential | HVAC | 0.067141 | 0.078645 | 431.1412 | 202.7366 | Single Family | Attic - R11 to R49 - Heating Zone 1 (Electric FAF) | 0.08461 | 0.10365 | 0.12655 | 0.14657 | 0.1668 | 0.19457 | 0.21296 | 0.21706 | 0.20409 | 0.17503 | 0.13514 | 0.089237 | 0.051697 | 0.024835 | 0.010483 | 0.0038034 | 0.0011853 | 0.00025776 | 4.2272e-05 | 5.0625e-06 | 1.8845 | 14.3074 | 11.0074 | 9.8182 | 4.2015 | 2.4897 | 0.051401 | 0.058195 | 0.21081 | 1.2714 | 5.9273 | 11.2898 | 13.6776 | 0 | 61.6041 | 46.7131 | 43.0121 | 25.5161 | 21.0824 | 6.3263 | 1.4798 | 2.51 | 11.9262 | 29.5968 | 47.2682 | 59.7954 | 0.23745
Retro5Med | Retro | ResWx | Residential | HVAC | 0.061019 | 0.068353 | 395.619 | 223.5752 | Single Family | Attic - R11 to R49 - Heating Zone 1 (Zonal or DHP) | 0.30208 | 0.37007 | 0.45182 | 0.5233 | 0.59554 | 0.69468 | 0.76034 | 0.77498 | 0.72866 | 0.62493 | 0.4825 | 0.3186 | 0.18457 | 0.088667 | 0.037428 | 0.013579 | 0.0042319 | 0.00092027 | 0.00015092 | 1.8075e-05 | 6.7282 | 12.7745 | 9.6868 | 8.6331 | 3.7111 | 2.2 | 0.41142 | 0.58425 | 0.44669 | 1.1294 | 5.1536 | 9.9021 | 12.1668 | 0 | 56.8345 | 42.6654 | 39.0741 | 22.7306 | 18.6678 | 6.953 | 3.5279 | 3.8567 | 10.9763 | 26.0893 | 42.7203 | 54.7234 | 0.21712
Retro5Med | Retro | ResWx | Residential | HVAC | 0.091552 | 0.10256 | 593.583 | 248.2077 | Single Family | Low-E storm window DP - Heating Zone 1 (Zonal or DHP) | 0.4808 | 0.589 | 0.71913 | 0.8329 | 0.94787 | 1.1057 | 1.2102 | 1.2335 | 1.1598 | 0.99465 | 0.76795 | 0.50709 | 0.29377 | 0.14112 | 0.059571 | 0.021613 | 0.0067356 | 0.0014647 | 0.00024021 | 2.8768e-05 | 10.7087 | 19.1667 | 14.534 | 12.953 | 5.5681 | 3.3009 | 0.61728 | 0.87661 | 0.67021 | 1.6946 | 7.7325 | 14.857 | 18.2549 | 0 | 85.2739 | 64.0147 | 58.6263 | 34.1048 | 28.009 | 10.4322 | 5.2933 | 5.7865 | 16.4687 | 39.1442 | 64.0971 | 82.1065 | 0.19759
Retro5Med | Retro | ResWx | Residential | HVAC | 0.08532 | 0.095574 | 553.1726 | 268.2165 | Single Family | Low-E storm window SP - Heating Zone 1 (Zonal or DHP) | 0.27817 | 0.34078 | 0.41606 | 0.48189 | 0.54841 | 0.6397 | 0.70016 | 0.71364 | 0.671 | 0.57547 | 0.44431 | 0.29339 | 0.16997 | 0.08165 | 0.034466 | 0.012505 | 0.003897 | 0.00084744 | 0.00013898 | 1.6644e-05 | 6.1957 | 17.8619 | 13.5445 | 12.0712 | 5.189 | 3.0762 | 0.57526 | 0.81693 | 0.62458 | 1.5792 | 7.206 | 13.8456 | 17.0122 | 0 | 79.4685 | 59.6567 | 54.6351 | 31.783 | 26.1022 | 9.722 | 4.9329 | 5.3926 | 15.3475 | 36.4793 | 59.7334 | 76.5168 | 0.18414
Retro5Med | Retro | ResWx | Residential | HVAC | 0.11048 | 0.12942 | 709.4697 | 203.1671 | Single Family | Low-E storm window SP - Heating Zone 1 (Electric FAF) | 0.10073 | 0.1234 | 0.15066 | 0.17449 | 0.19858 | 0.23164 | 0.25353 | 0.25841 | 0.24297 | 0.20838 | 0.16089 | 0.10624 | 0.061546 | 0.029566 | 0.01248 | 0.0045279 | 0.0014111 | 0.00030686 | 5.0325e-05 | 6.027e-06 | 2.2435 | 23.5437 | 18.1134 | 16.1565 | 6.9138 | 4.097 | 0.084584 | 0.095764 | 0.3469 | 2.0922 | 9.7537 | 18.5781 | 22.5074 | 0 | 101.3733 | 76.8693 | 70.7791 | 41.9883 | 34.6923 | 10.4103 | 2.435 | 4.1304 | 19.6253 | 48.7034 | 77.7828 | 98.397 | 0.23701
Retro5Med | Retro | ResWx | Residential | HVAC | 0.026375 | 0.031385 | 177.1014 | 418.9102 | Single Family | Attic - R11 to R38 - Heating Zone 1 (Heat Pump) | 0.016397 | 0.020087 | 0.024525 | 0.028405 | 0.032326 | 0.037707 | 0.041271 | 0.042066 | 0.039552 | 0.033921 | 0.02619 | 0.017294 | 0.010019 | 0.0048129 | 0.0020316 | 0.00073708 | 0.00022971 | 4.9952e-05 | 8.1921e-06 | 9.811e-07 | 0.3652 | 5.7367 | 4.1396 | 3.6333 | 1.5407 | 0.97005 | 0.38559 | 0.56296 | 0.3067 | 0.47326 | 2.0779 | 4.2163 | 5.2666 | 0 | 25.1568 | 18.2228 | 16.5091 | 9.8162 | 8.0445 | 4.8667 | 4.2028 | 3.5966 | 5.1954 | 10.6709 | 17.9992 | 23.5107 | 0.12099
Retro5Med | Retro | ResWx | Residential | HVAC | 0.041978 | 0.049171 | 269.5617 | 262.8985 | Single Family | Floor - R0 to R19 - Heating Zone 1 (Electric FAF) | 0.0035217 | 0.0043142 | 0.0052673 | 0.0061007 | 0.0069428 | 0.0080985 | 0.008864 | 0.0090347 | 0.0084947 | 0.0072854 | 0.0056249 | 0.0037142 | 0.0021518 | 0.0010337 | 0.00043633 | 0.00015831 | 4.9335e-05 | 1.0728e-05 | 1.7595e-06 | 2.1072e-07 | 0.078437 | 8.9454 | 6.8822 | 6.1386 | 2.6269 | 1.5567 | 0.032137 | 0.036385 | 0.1318 | 0.79493 | 3.7059 | 7.0587 | 8.5516 | 0 | 38.5166 | 29.2063 | 26.8924 | 15.9534 | 13.1813 | 3.9554 | 0.92519 | 1.5693 | 7.4566 | 18.5048 | 29.5535 | 37.3858 | 0.188
Retro5Med | Retro | ResWx | Residential | HVAC | 0.074718 | 0.088911 | 501.7163 | 237.5206 | Single Family | Wall - R0 to R11 - Heating Zone 1 (Heat Pump) | 0.11566 | 0.14169 | 0.173 | 0.20037 | 0.22803 | 0.26598 | 0.29113 | 0.29673 | 0.279 | 0.23928 | 0.18474 | 0.12199 | 0.070671 | 0.03395 | 0.014331 | 0.0051993 | 0.0016203 | 0.00035236 | 5.7787e-05 | 6.9206e-06 | 2.5761 | 16.2516 | 11.7273 | 10.2928 | 4.3647 | 2.7481 | 1.0923 | 1.5948 | 0.86885 | 1.3407 | 5.8865 | 11.9444 | 14.92 | 0 | 71.2675 | 51.624 | 46.7692 | 27.8086 | 22.7895 | 13.7872 | 11.9062 | 10.1888 | 14.7184 | 30.2301 | 50.9905 | 66.6042 | 0.20458
Retro5Med | Retro | ResWx | Residential | HVAC | 0.053304 | 0.063433 | 326.7488 | 211.1509 | Single Family | Floor - R19 to R30 - Heating Zone 2/3 (Zonal or DHP) | 0.023435 | 0.028709 | 0.035051 | 0.040597 | 0.0462 | 0.053891 | 0.058985 | 0.060121 | 0.056528 | 0.04848 | 0.037431 | 0.024716 | 0.014319 | 0.0068786 | 0.0029036 | 0.0010534 | 0.0003283 | 7.1392e-05 | 1.1708e-05 | 1.4022e-06 | 0.52195 | 10.7304 | 8.1496 | 6.9888 | 3.5263 | 1.4451 | 0.36432 | 0.4545 | 0.23164 | 1.0083 | 3.9119 | 8.0937 | 10.3888 | 0 | 47.8744 | 35.5646 | 31.0993 | 19.6141 | 12.5313 | 5.1548 | 2.7718 | 4.209 | 11.5977 | 21.5696 | 34.492 | 44.9772 | 0.23499
Retro5Med | Retro | ResWx | Residential | HVAC | 0.059328 | 0.070978 | 371.4409 | 199.6522 | Single Family | Attic - R19 to R49 - Heating Zone 2/3 (Electric FAF) | 0.0058416 | 0.0071563 | 0.0087374 | 0.01012 | 0.011517 | 0.013434 | 0.014703 | 0.014987 | 0.014091 | 0.012085 | 0.0093305 | 0.0061611 | 0.0035693 | 0.0017146 | 0.00072378 | 0.0002626 | 8.1837e-05 | 1.7796e-05 | 2.9186e-06 | 3.4953e-07 | 0.13011 | 11.725 | 9.0738 | 7.936 | 4.0623 | 1.6817 | 0.45389 | 0.53696 | 0.25477 | 1.2119 | 4.5627 | 9.237 | 11.5615 | 0 | 51.1063 | 38.2149 | 34.2563 | 22.4735 | 15.157 | 7.5049 | 5.3653 | 7.1016 | 14.9762 | 25.25 | 38.4091 | 49.3282 | 0.24613
Retro5Med | Retro | ResWx | Residential | HVAC | 0.02817 | 0.033521 | 189.1538 | 305.3508 | Single Family | Duct Insulation - R0 to R11 - Heating Zone 1 (Heat Pump) | 0.20186 | 0.24729 | 0.30192 | 0.34968 | 0.39795 | 0.4642 | 0.50808 | 0.51786 | 0.48691 | 0.41759 | 0.32242 | 0.2129 | 0.12334 | 0.05925 | 0.02501 | 0.009074 | 0.0028279 | 0.00061495 | 0.00010085 | 1.2078e-05 | 4.4959 | 6.1271 | 4.4214 | 3.8805 | 1.6456 | 1.0361 | 0.41183 | 0.60127 | 0.32757 | 0.50547 | 2.2193 | 4.5032 | 5.625 | 0 | 26.8688 | 19.463 | 17.6326 | 10.4842 | 8.5919 | 5.1979 | 4.4888 | 3.8413 | 5.549 | 11.3971 | 19.2241 | 25.1107 | 0.16258
Retro5Med | Retro | ResWx | Residential | HVAC | 0.052241 | 0.062499 | 327.069 | 213.6927 | Single Family | Attic - R19 to R38 - Heating Zone 2/3 (Electric FAF) | 0.00066457 | 0.00081414 | 0.000994 | 0.0011513 | 0.0013102 | 0.0015283 | 0.0016727 | 0.0017049 | 0.0016031 | 0.0013748 | 0.0010615 | 0.00070092 | 0.00040606 | 0.00019507 | 8.2341e-05 | 2.9874e-05 | 9.3101e-06 | 2.0246e-06 | 3.3203e-07 | 3.9764e-08 | 0.014802 | 10.3244 | 7.9898 | 6.988 | 3.577 | 1.4808 | 0.39967 | 0.47281 | 0.22433 | 1.0671 | 4.0177 | 8.1336 | 10.1804 | 0 | 45.0012 | 33.6498 | 30.1641 | 19.7889 | 13.3464 | 6.6083 | 4.7244 | 6.2532 | 13.1872 | 22.2336 | 33.8208 | 43.4355 | 0.23176
Retro5Med | Retro | ResWx | Residential | HVAC | 0.04496 | 0.052664 | 288.7087 | 290.2278 | Single Family | Floor - R0 to R25 - Heating Zone 1 (Electric FAF) | 0.0061927 | 0.0075864 | 0.0092624 | 0.010728 | 0.012209 | 0.014241 | 0.015587 | 0.015887 | 0.014938 | 0.012811 | 0.0098912 | 0.0065314 | 0.0037838 | 0.0018177 | 0.00076728 | 0.00027838 | 8.6755e-05 | 1.8866e-05 | 3.0939e-06 | 3.7054e-07 | 0.13793 | 9.5808 | 7.371 | 6.5746 | 2.8135 | 1.6672 | 0.03442 | 0.03897 | 0.14117 | 0.8514 | 3.9691 | 7.5601 | 9.159 | 0 | 41.2524 | 31.2809 | 28.8026 | 17.0866 | 14.1176 | 4.2363 | 0.99091 | 1.6808 | 7.9862 | 19.8192 | 31.6526 | 40.0413 | 0.17176
Retro5Med | Retro | ResWx | Residential | HVAC | 0.027799 | 0.03308 | 186.6662 | 503.2453 | Single Family | Attic - R11 to R49 - Heating Zone 1 (Heat Pump) | 0.13377 | 0.16387 | 0.20008 | 0.23173 | 0.26372 | 0.30762 | 0.33669 | 0.34317 | 0.32267 | 0.27673 | 0.21366 | 0.14108 | 0.081733 | 0.039264 | 0.016574 | 0.0060131 | 0.001874 | 0.00040751 | 6.6832e-05 | 8.0038e-06 | 2.9794 | 6.0465 | 4.3632 | 3.8295 | 1.6239 | 1.0224 | 0.40641 | 0.59336 | 0.32326 | 0.49882 | 2.1901 | 4.444 | 5.551 | 0 | 26.5155 | 19.207 | 17.4007 | 10.3464 | 8.4789 | 5.1296 | 4.4298 | 3.7908 | 5.476 | 11.2473 | 18.9713 | 24.7805 | 0.10168
Retro5Med | Retro | ResWx | Residential | HVAC | 0.037445 | 0.043861 | 240.4533 | 323.6678 | Single Family | Attic - R19 to R49 - Heating Zone 1 (Electric FAF) | 0.010937 | 0.013398 | 0.016358 | 0.018947 | 0.021562 | 0.025151 | 0.027529 | 0.028058 | 0.026382 | 0.022626 | 0.017469 | 0.011535 | 0.0066826 | 0.0032102 | 0.0013551 | 0.00049164 | 0.00015322 | 3.3319e-05 | 5.4643e-06 | 6.5441e-07 | 0.2436 | 7.9794 | 6.139 | 5.4757 | 2.3432 | 1.3886 | 0.028667 | 0.032456 | 0.11757 | 0.70909 | 3.3057 | 6.2965 | 7.6282 | 0 | 34.3574 | 26.0525 | 23.9885 | 14.2307 | 11.7579 | 3.5283 | 0.82528 | 1.3999 | 6.6514 | 16.5065 | 26.3621 | 33.3487 | 0.15533
Retro5Med | Retro | ResWx | Residential | HVAC | 0.033468 | 0.039203 | 214.9126 | 339.856 | Single Family | Attic - R19 to R38 - Heating Zone 1 (Electric FAF) | 0.001263 | 0.0015472 | 0.001889 | 0.0021879 | 0.0024899 | 0.0029043 | 0.0031789 | 0.0032401 | 0.0030464 | 0.0026127 | 0.0020172 | 0.001332 | 0.00077168 | 0.0003707 | 0.00015648 | 5.6773e-05 | 1.7693e-05 | 3.8475e-06 | 6.3099e-07 | 7.5568e-08 | 0.028129 | 7.1318 | 5.4869 | 4.8941 | 2.0943 | 1.2411 | 0.025622 | 0.029009 | 0.10508 | 0.63377 | 2.9546 | 5.6277 | 6.8179 | 0 | 30.708 | 23.2852 | 21.4404 | 12.7191 | 10.509 | 3.1535 | 0.73762 | 1.2512 | 5.9449 | 14.7532 | 23.562 | 29.8064 | 0.14846
Retro5Med | Retro | ResWx | Residential | HVAC | 0.046785 | 0.054801 | 300.427 | 333.7374 | Single Family | Floor - R0 to R30 - Heating Zone 1 (Electric FAF) | 0.0035213 | 0.0043137 | 0.0052668 | 0.0061 | 0.006942 | 0.0080976 | 0.008863 | 0.0090337 | 0.0084938 | 0.0072846 | 0.0056243 | 0.0037138 | 0.0021515 | 0.0010336 | 0.00043628 | 0.00015829 | 4.933e-05 | 1.0727e-05 | 1.7593e-06 | 2.1069e-07 | 0.078428 | 9.9696 | 7.6702 | 6.8415 | 2.9277 | 1.7349 | 0.035817 | 0.040551 | 0.1469 | 0.88596 | 4.1302 | 7.8669 | 9.5308 | 0 | 42.9268 | 32.5505 | 29.9716 | 17.7801 | 14.6906 | 4.4083 | 1.0311 | 1.749 | 8.3104 | 20.6236 | 32.9374 | 41.6665 | 0.15098
Retro5Med | Retro | ResWx | Residential | HVAC | 0.031367 | 0.035138 | 203.3724 | 492.5926 | Single Family | Infiltration Reduction - CFM50 reduction - Heating Zone 1 (Zonal or DHP) | 0.5221 | 0.6396 | 0.78091 | 0.90445 | 1.0293 | 1.2006 | 1.3141 | 1.3394 | 1.2594 | 1.0801 | 0.83392 | 0.55066 | 0.31901 | 0.15325 | 0.064689 | 0.02347 | 0.0073142 | 0.0015905 | 0.00026085 | 3.124e-05 | 11.6286 | 6.5669 | 4.9796 | 4.4379 | 1.9077 | 1.1309 | 0.21149 | 0.30034 | 0.22963 | 0.58061 | 2.6493 | 5.0903 | 6.2545 | 0 | 29.2164 | 21.9326 | 20.0865 | 11.6849 | 9.5964 | 3.5743 | 1.8136 | 1.9826 | 5.6425 | 13.4115 | 21.9608 | 28.1312 | 0.10775
Retro5Med | Retro | ResWx | Residential | HVAC | 0.029743 | 0.03704 | 173.0448 | 457.2083 | Single Family | Attic - R19 to R49 - Heating Zone 2/3 (Heat Pump) | 0.027561 | 0.033764 | 0.041223 | 0.047745 | 0.054336 | 0.063381 | 0.069372 | 0.070707 | 0.066482 | 0.057017 | 0.044022 | 0.029068 | 0.01684 | 0.0080898 | 0.0034148 | 0.0012389 | 0.00038611 | 8.3963e-05 | 1.377e-05 | 1.6491e-06 | 0.61386 | 6.2607 | 4.1559 | 3.2693 | 1.495 | 0.62797 | 0.2328 | 0.38624 | 0.18648 | 0.43599 | 1.7934 | 4.0895 | 5.868 | 0 | 27.027 | 17.9626 | 15.0313 | 8.6925 | 5.8555 | 3.5925 | 3.7492 | 3.9024 | 6.0998 | 10.1628 | 17.6762 | 24.4916 | 0.11975
Retro5Med | Retro | ResWx | Residential | HVAC | 0.026805 | 0.033381 | 155.9508 | 475.5083 | Single Family | Attic - R19 to R38 - Heating Zone 2/3 (Heat Pump) | 0.0032091 | 0.0039313 | 0.0047999 | 0.0055593 | 0.0063266 | 0.0073798 | 0.0080774 | 0.0082329 | 0.0077409 | 0.0066388 | 0.0051257 | 0.0033846 | 0.0019608 | 0.00094195 | 0.00039761 | 0.00014426 | 4.4957e-05 | 9.7764e-06 | 1.6033e-06 | 1.9202e-07 | 0.071476 | 5.6423 | 3.7454 | 2.9463 | 1.3473 | 0.56594 | 0.20981 | 0.34809 | 0.16806 | 0.39292 | 1.6163 | 3.6855 | 5.2883 | 0 | 24.3572 | 16.1882 | 13.5464 | 7.8338 | 5.2771 | 3.2377 | 3.3788 | 3.5169 | 5.4972 | 9.1589 | 15.9301 | 22.0723 | 0.1154
Retro5Med | Retro | ResWx | Residential | HVAC | 0.033508 | 0.039875 | 205.4011 | 485.9843 | Single Family | Infiltration Reduction - CFM50 reduction - Heating Zone 2/3 (Zonal or DHP) | 0.1723 | 0.21108 | 0.25771 | 0.29848 | 0.33968 | 0.39623 | 0.43368 | 0.44203 | 0.41561 | 0.35644 | 0.2752 | 0.18172 | 0.10528 | 0.050574 | 0.021348 | 0.0077452 | 0.0024138 | 0.0005249 | 8.6083e-05 | 1.0309e-05 | 3.8376 | 6.7453 | 5.123 | 4.3933 | 2.2167 | 0.90839 | 0.22902 | 0.28571 | 0.14562 | 0.63383 | 2.4591 | 5.0878 | 6.5306 | 0 | 30.0948 | 22.3566 | 19.5496 | 12.3299 | 7.8774 | 3.2404 | 1.7424 | 2.6458 | 7.2905 | 13.5591 | 21.6824 | 28.2736 | 0.11249
Retro5Med | Retro | ResWx | Residential | HVAC | 0.04011 | 0.047732 | 245.8719 | 314.7754 | Single Family | Attic - R19 to R49 - Heating Zone 2/3 (Zonal or DHP) | 0.045373 | 0.055585 | 0.067865 | 0.078602 | 0.089452 | 0.10434 | 0.11421 | 0.1164 | 0.10945 | 0.093866 | 0.072472 | 0.047855 | 0.027724 | 0.013318 | 0.0056218 | 0.0020396 | 0.00063564 | 0.00013823 | 2.2669e-05 | 2.7149e-06 | 1.0106 | 8.0744 | 6.1324 | 5.2589 | 2.6535 | 1.0874 | 0.27414 | 0.342 | 0.17431 | 0.75872 | 2.9436 | 6.0903 | 7.8173 | 0 | 36.0245 | 26.7616 | 23.4016 | 14.7593 | 9.4295 | 3.8789 | 2.0858 | 3.1672 | 8.727 | 16.2307 | 25.9545 | 33.8445 | 0.16378
Retro5Med | Retro | ResWx | Residential | HVAC | 0.02468 | 0.027647 | 160.0153 | 460.9738 | Single Family | Floor - R19 to R30 - Heating Zone 1 (Zonal or DHP) | 0.065556 | 0.08031 | 0.098052 | 0.11356 | 0.12924 | 0.15075 | 0.165 | 0.16818 | 0.15813 | 0.13562 | 0.10471 | 0.069141 | 0.040055 | 0.019242 | 0.0081224 | 0.0029469 | 0.00091839 | 0.00019971 | 3.2753e-05 | 3.9225e-06 | 1.4601 | 5.1669 | 3.918 | 3.4918 | 1.501 | 0.88984 | 0.1664 | 0.23631 | 0.18067 | 0.45683 | 2.0845 | 4.0051 | 4.9211 | 0 | 22.9877 | 17.2568 | 15.8042 | 9.1938 | 7.5505 | 2.8123 | 1.4269 | 1.5599 | 4.4395 | 10.5523 | 17.279 | 22.1339 | 0.11121
Retro5Med | Retro | ResWx | Residential | HVAC | 0.053345 | 0.066433 | 310.3631 | 495.183 | Single Family | Low-E storm window DP - Heating Zone 2/3 (Heat Pump) | 0.050234 | 0.06154 | 0.075135 | 0.087022 | 0.099035 | 0.11552 | 0.12644 | 0.12887 | 0.12117 | 0.10392 | 0.080236 | 0.052981 | 0.030694 | 0.014745 | 0.006224 | 0.0022581 | 0.00070374 | 0.00015304 | 2.5098e-05 | 3.0057e-06 | 1.1189 | 11.2289 | 7.4538 | 5.8636 | 2.6814 | 1.1263 | 0.41754 | 0.69274 | 0.33447 | 0.78197 | 3.2166 | 7.3347 | 10.5245 | 0 | 48.4741 | 32.2167 | 26.9592 | 15.5903 | 10.5021 | 6.4434 | 6.7243 | 6.9992 | 10.9402 | 18.2275 | 31.703 | 43.9268 | 0.11107
Retro5Med | Retro | ResWx | Residential | HVAC | 0.050618 | 0.063036 | 294.4925 | 523.4135 | Single Family | Low-E storm window SP - Heating Zone 2/3 (Heat Pump) | 0.0087229 | 0.010686 | 0.013047 | 0.015111 | 0.017197 | 0.02006 | 0.021956 | 0.022378 | 0.021041 | 0.018045 | 0.013933 | 0.0092 | 0.0053298 | 0.0025604 | 0.0010808 | 0.00039212 | 0.0001222 | 2.6574e-05 | 4.3581e-06 | 5.2193e-07 | 0.19428 | 10.6547 | 7.0727 | 5.5638 | 2.5443 | 1.0687 | 0.39619 | 0.65732 | 0.31736 | 0.74198 | 3.0521 | 6.9596 | 9.9863 | 0 | 45.9954 | 30.5693 | 25.5806 | 14.7931 | 9.965 | 6.1139 | 6.3805 | 6.6413 | 10.3808 | 17.2954 | 30.0818 | 41.6806 | 0.10539
Retro5Med | Retro | ResWx | Residential | HVAC | 0.034879 | 0.041507 | 213.8079 | 340.5598 | Single Family | Attic - R19 to R38 - Heating Zone 2/3 (Zonal or DHP) | 0.0050977 | 0.0062449 | 0.0076246 | 0.0088309 | 0.01005 | 0.011723 | 0.012831 | 0.013078 | 0.012296 | 0.010546 | 0.0081423 | 0.0053765 | 0.0031147 | 0.0014963 | 0.00063161 | 0.00022915 | 7.1415e-05 | 1.553e-05 | 2.5469e-06 | 3.0502e-07 | 0.11354 | 7.0214 | 5.3327 | 4.5731 | 2.3074 | 0.94557 | 0.23839 | 0.2974 | 0.15158 | 0.65977 | 2.5597 | 5.2961 | 6.7979 | 0 | 31.3266 | 23.2716 | 20.3498 | 12.8345 | 8.1998 | 3.373 | 1.8138 | 2.7541 | 7.5889 | 14.1141 | 22.5698 | 29.4308 | 0.15229
Retro5Med | Retro | ResWx | Residential | HVAC | 0.02597 | 0.029091 | 168.3768 | 473.6468 | Single Family | Attic - R19 to R49 - Heating Zone 1 (Zonal or DHP) | 0.028743 | 0.035211 | 0.04299 | 0.049792 | 0.056665 | 0.066098 | 0.072345 | 0.073738 | 0.069332 | 0.059461 | 0.045909 | 0.030315 | 0.017562 | 0.0084366 | 0.0035612 | 0.001292 | 0.00040266 | 8.7563e-05 | 1.436e-05 | 1.7198e-06 | 0.64018 | 5.4369 | 4.1227 | 3.6743 | 1.5795 | 0.93633 | 0.1751 | 0.24866 | 0.19011 | 0.4807 | 2.1934 | 4.2144 | 5.1782 | 0 | 24.1889 | 18.1585 | 16.6301 | 9.6742 | 7.9451 | 2.9592 | 1.5015 | 1.6414 | 4.6715 | 11.1037 | 18.1819 | 23.2905 | 0.10838
Retro5Med | Retro | ResWx | Residential | HVAC | 0.022951 | 0.025709 | 148.8013 | 502.7008 | Single Family | Attic - R19 to R38 - Heating Zone 1 (Zonal or DHP) | 0.0032818 | 0.0040204 | 0.0049086 | 0.0056851 | 0.0064699 | 0.0075469 | 0.0082603 | 0.0084193 | 0.0079162 | 0.0067891 | 0.0052418 | 0.0034613 | 0.0020052 | 0.00096327 | 0.00040661 | 0.00014752 | 4.5975e-05 | 9.9977e-06 | 1.6396e-06 | 1.9636e-07 | 0.073094 | 4.8048 | 3.6434 | 3.2471 | 1.3958 | 0.82747 | 0.15474 | 0.21975 | 0.16801 | 0.42481 | 1.9384 | 3.7244 | 4.5762 | 0 | 21.3767 | 16.0474 | 14.6966 | 8.5495 | 7.0214 | 2.6152 | 1.3269 | 1.4506 | 4.1284 | 9.8128 | 16.0681 | 20.5827 | 0.10243
Retro5Med | Retro | ResWx | Residential | HVAC | 0.017111 | 0.020471 | 107.1268 | 396.1977 | Single Family | Attic - R30 to R38 - Heating Zone 2/3 (Electric FAF) | 9.2092e-05 | 0.00011282 | 0.00013774 | 0.00015953 | 0.00018156 | 0.00021178 | 0.0002318 | 0.00023626 | 0.00022214 | 0.00019051 | 0.00014709 | 9.7129e-05 | 5.6269e-05 | 2.7031e-05 | 1.141e-05 | 4.1398e-06 | 1.2901e-06 | 2.8055e-07 | 4.601e-08 | 5.5103e-09 | 0.0020511 | 3.3816 | 2.617 | 2.2888 | 1.1716 | 0.48502 | 0.13091 | 0.15486 | 0.073477 | 0.34951 | 1.3159 | 2.664 | 3.3345 | 0 | 14.7395 | 11.0215 | 9.8798 | 6.4816 | 4.3714 | 2.1645 | 1.5474 | 2.0482 | 4.3193 | 7.2823 | 11.0775 | 14.2267 | 0.13174
Retro5Med | Retro | ResWx | Residential | HVAC | 0.01496 | 0.017802 | 100.4525 | 811.9343 | Single Family | Attic - R19 to R49 - Heating Zone 1 (Heat Pump) | 0.017597 | 0.021557 | 0.026319 | 0.030483 | 0.034691 | 0.040466 | 0.044291 | 0.045144 | 0.042446 | 0.036403 | 0.028106 | 0.018559 | 0.010752 | 0.005165 | 0.0021802 | 0.00079101 | 0.00024652 | 5.3607e-05 | 8.7915e-06 | 1.0529e-06 | 0.39193 | 3.2539 | 2.348 | 2.0608 | 0.8739 | 0.55021 | 0.21871 | 0.31931 | 0.17396 | 0.26844 | 1.1786 | 2.3915 | 2.9872 | 0 | 14.269 | 10.336 | 9.364 | 5.5678 | 4.5629 | 2.7604 | 2.3838 | 2.04 | 2.9469 | 6.0526 | 10.2092 | 13.3353 | 0.064177
Retro5Med | Retro | ResWx | Residential | HVAC | 0.04201 | 0.04999 | 282.0883 | 551.3021 | Single Family | Low-E storm window SP - Heating Zone 1 (Heat Pump) | 0.065268 | 0.079957 | 0.097622 | 0.11307 | 0.12867 | 0.15009 | 0.16428 | 0.16744 | 0.15744 | 0.13502 | 0.10425 | 0.068837 | 0.039879 | 0.019158 | 0.0080867 | 0.0029339 | 0.00091435 | 0.00019883 | 3.2609e-05 | 3.9053e-06 | 1.4537 | 9.1374 | 6.5936 | 5.7871 | 2.4541 | 1.5451 | 0.61417 | 0.89668 | 0.48851 | 0.75382 | 3.3097 | 6.7157 | 8.3887 | 0 | 40.0699 | 29.0254 | 26.2958 | 15.6353 | 12.8133 | 7.7518 | 6.6942 | 5.7286 | 8.2753 | 16.9968 | 28.6692 | 37.448 | 0.093198
Retro5Med | Retro | ResWx | Residential | HVAC | 0.013493 | 0.016056 | 90.602 | 842.7634 | Single Family | Attic - R19 to R38 - Heating Zone 1 (Heat Pump) | 0.0020505 | 0.002512 | 0.003067 | 0.0035522 | 0.0040425 | 0.0047155 | 0.0051612 | 0.0052606 | 0.0049462 | 0.004242 | 0.0032752 | 0.0021627 | 0.0012529 | 0.00060188 | 0.00025406 | 9.2176e-05 | 2.8726e-05 | 6.2468e-06 | 1.0245e-06 | 1.2269e-07 | 0.045671 | 2.9348 | 2.1178 | 1.8587 | 0.7882 | 0.49626 | 0.19726 | 0.288 | 0.1569 | 0.24211 | 1.063 | 2.157 | 2.6943 | 0 | 12.8698 | 9.3225 | 8.4458 | 5.0218 | 4.1154 | 2.4897 | 2.1501 | 1.8399 | 2.6579 | 5.4591 | 9.2081 | 12.0277 | 0.061897
Retro5Med | Retro | ResWx | Residential | HVAC | 0.02374 | 0.028402 | 148.6324 | 416.2625 | Single Family | Attic - R30 to R49 - Heating Zone 2/3 (Electric FAF) | 0.00098896 | 0.0012115 | 0.0014792 | 0.0017132 | 0.0019497 | 0.0022743 | 0.0024892 | 0.0025371 | 0.0023855 | 0.0020459 | 0.0015796 | 0.001043 | 0.00060427 | 0.00029028 | 0.00012253 | 4.4456e-05 | 1.3855e-05 | 3.0128e-06 | 4.941e-07 | 5.9174e-08 | 0.022027 | 4.6918 | 3.6309 | 3.1756 | 1.6255 | 0.67294 | 0.18162 | 0.21486 | 0.10194 | 0.48493 | 1.8258 | 3.6962 | 4.6264 | 0 | 20.4502 | 15.2917 | 13.7077 | 8.9928 | 6.0651 | 3.0031 | 2.1469 | 2.8417 | 5.9927 | 10.1038 | 15.3695 | 19.7387 | 0.12577
Retro5Med | Retro | ResWx | Residential | HVAC | 0.026561 | 0.031777 | 166.2957 | 441.5836 | Single Family | Floor - R19 to R30 - Heating Zone 2/3 (Electric FAF) | 0.0035234 | 0.0043163 | 0.0052699 | 0.0061037 | 0.0069462 | 0.0081025 | 0.0088684 | 0.0090391 | 0.0084989 | 0.0072889 | 0.0056277 | 0.0037161 | 0.0021528 | 0.0010342 | 0.00043655 | 0.00015838 | 4.936e-05 | 1.0734e-05 | 1.7603e-06 | 2.1082e-07 | 0.078475 | 5.2493 | 4.0624 | 3.553 | 1.8187 | 0.75291 | 0.20321 | 0.2404 | 0.11406 | 0.54256 | 2.0428 | 4.1354 | 5.1762 | 0 | 22.8805 | 17.109 | 15.3367 | 10.0615 | 6.7859 | 3.36 | 2.4021 | 3.1794 | 6.7049 | 11.3045 | 17.1959 | 22.0844 | 0.11897
Retro5Med | Retro | ResWx | Residential | HVAC | 0.025009 | 0.029919 | 156.5744 | 646.541 | Single Family | Infiltration Reduction - CFM50 reduction - Heating Zone 2/3 (Electric FAF) | 0.019851 | 0.024318 | 0.029691 | 0.034388 | 0.039135 | 0.04565 | 0.049965 | 0.050927 | 0.047883 | 0.041066 | 0.031707 | 0.020937 | 0.012129 | 0.0058267 | 0.0024595 | 0.00089235 | 0.0002781 | 6.0475e-05 | 9.9178e-06 | 1.1878e-06 | 0.44213 | 4.9425 | 3.8249 | 3.3453 | 1.7124 | 0.70889 | 0.19133 | 0.22635 | 0.10739 | 0.51084 | 1.9233 | 3.8937 | 4.8736 | 0 | 21.5429 | 16.1088 | 14.4401 | 9.4733 | 6.3892 | 3.1635 | 2.2617 | 2.9936 | 6.313 | 10.6437 | 16.1907 | 20.7934 | 0.085254
Retro5Med | Retro | ResWx | Residential | HVAC | 0.032399 | 0.038553 | 217.5497 | 722.2825 | Single Family | Low-E storm window DP - Heating Zone 1 (Heat Pump) | 0.20405 | 0.24997 | 0.30519 | 0.35348 | 0.40227 | 0.46923 | 0.51359 | 0.52347 | 0.49219 | 0.42212 | 0.32591 | 0.21521 | 0.12467 | 0.059892 | 0.025281 | 0.0091724 | 0.0028585 | 0.00062161 | 0.00010194 | 1.2209e-05 | 4.5447 | 7.0469 | 5.0851 | 4.4631 | 1.8926 | 1.1916 | 0.47365 | 0.69153 | 0.37674 | 0.58135 | 2.5525 | 5.1792 | 6.4695 | 0 | 30.9024 | 22.3847 | 20.2796 | 12.0581 | 9.8818 | 5.9783 | 5.1627 | 4.418 | 6.382 | 13.1081 | 22.11 | 28.8803 | 0.071875
Retro5Med | Retro | ResWx | Residential | HVAC | 0.012734 | 0.015858 | 74.0861 | 582.843 | Single Family | Attic - R30 to R38 - Heating Zone 2/3 (Heat Pump) | 0.00019851 | 0.00024318 | 0.00029691 | 0.00034388 | 0.00039135 | 0.00045649 | 0.00049964 | 0.00050926 | 0.00047883 | 0.00041066 | 0.00031706 | 0.00020936 | 0.00012129 | 5.8266e-05 | 2.4595e-05 | 8.9233e-06 | 2.7809e-06 | 6.0474e-07 | 9.9176e-08 | 1.1877e-08 | 0.0044213 | 2.6804 | 1.7793 | 1.3997 | 0.64007 | 0.26886 | 0.099671 | 0.16536 | 0.07984 | 0.18666 | 0.76782 | 1.7508 | 2.5123 | 0 | 11.5712 | 7.6904 | 6.4354 | 3.7215 | 2.5069 | 1.5381 | 1.6052 | 1.6708 | 2.6115 | 4.351 | 7.5677 | 10.4857 | 0.095147
Retro5Med | Retro | ResWx | Residential | HVAC | 0.011261 | 0.013191 | 72.312 | 600.5131 | Single Family | Attic - R30 to R38 - Heating Zone 1 (Electric FAF) | 0.00073916 | 0.00090551 | 0.0011056 | 0.0012805 | 0.0014572 | 0.0016998 | 0.0018605 | 0.0018963 | 0.001783 | 0.0015291 | 0.0011806 | 0.00077958 | 0.00045163 | 0.00021696 | 9.1582e-05 | 3.3227e-05 | 1.0355e-05 | 2.2518e-06 | 3.6929e-07 | 4.4227e-08 | 0.016463 | 2.3997 | 1.8462 | 1.6467 | 0.70468 | 0.41758 | 0.0086211 | 0.0097606 | 0.035357 | 0.21325 | 0.99414 | 1.8936 | 2.294 | 0 | 10.3324 | 7.8348 | 7.2141 | 4.2796 | 3.536 | 1.0611 | 0.24819 | 0.42099 | 2.0003 | 4.964 | 7.9279 | 10.029 | 0.086691
Retro5Med | Retro | ResWx | Residential | HVAC | 0.015658 | 0.018341 | 100.5483 | 628.8056 | Single Family | Attic - R30 to R49 - Heating Zone 1 (Electric FAF) | 0.0079551 | 0.0097454 | 0.011898 | 0.013781 | 0.015683 | 0.018294 | 0.020023 | 0.020408 | 0.019189 | 0.016457 | 0.012706 | 0.0083901 | 0.0048606 | 0.002335 | 0.00098564 | 0.0003576 | 0.00011144 | 2.4235e-05 | 3.9745e-06 | 4.7599e-07 | 0.17718 | 3.3367 | 2.5671 | 2.2897 | 0.97985 | 0.58064 | 0.011987 | 0.013572 | 0.049164 | 0.29652 | 1.3823 | 2.6329 | 3.1898 | 0 | 14.3669 | 10.8942 | 10.031 | 5.9507 | 4.9167 | 1.4754 | 0.3451 | 0.58538 | 2.7814 | 6.9024 | 11.0236 | 13.9451 | 0.082945
Retro5Med | Retro | ResWx | Residential | HVAC | 0.014401 | 0.016869 | 92.4775 | 1113.9791 | Single Family | Infiltration Reduction - CFM50 reduction - Heating Zone 1 (Electric FAF) | 0.039842 | 0.048808 | 0.059591 | 0.069019 | 0.078546 | 0.091622 | 0.10028 | 0.10221 | 0.096104 | 0.082422 | 0.063637 | 0.042021 | 0.024344 | 0.011694 | 0.0049364 | 0.001791 | 0.00055815 | 0.00012138 | 1.9905e-05 | 2.3839e-06 | 0.88738 | 3.0689 | 2.361 | 2.106 | 0.9012 | 0.53404 | 0.011025 | 0.012483 | 0.045217 | 0.27272 | 1.2714 | 2.4216 | 2.9338 | 0 | 13.2138 | 10.0197 | 9.2259 | 5.4731 | 4.5221 | 1.357 | 0.3174 | 0.53839 | 2.5581 | 6.3484 | 10.1388 | 12.8258 | 0.049189
Retro5Med | Retro | ResWx | Residential | HVAC | 0.034732 | 0.04133 | 233.2198 | 308.8609 | Single Family | Floor - R0 to R19 - Heating Zone 1 (Heat Pump) | 0.056078 | 0.068698 | 0.083875 | 0.097145 | 0.11055 | 0.12896 | 0.14115 | 0.14386 | 0.13527 | 0.11601 | 0.08957 | 0.059144 | 0.034264 | 0.01646 | 0.006948 | 0.0025208 | 0.0007856 | 0.00017084 | 2.8017e-05 | 3.3554e-06 | 1.249 | 7.5544 | 5.4514 | 4.7845 | 2.0289 | 1.2774 | 0.50777 | 0.74134 | 0.40388 | 0.62323 | 2.7363 | 5.5523 | 6.9355 | 0 | 33.1283 | 23.9971 | 21.7404 | 12.9267 | 10.5935 | 6.4089 | 5.5345 | 4.7362 | 6.8417 | 14.0523 | 23.7026 | 30.9606 | 0.16087
Retro5Med | Retro | ResWx | Residential | HVAC | 0.0097304 | 0.0109 | 63.0875 | 692.4203 | Single Family | Attic - R30 to R38 - Heating Zone 1 (Zonal or DHP) | 0.0020239 | 0.0024793 | 0.0030271 | 0.003506 | 0.00399 | 0.0046542 | 0.0050941 | 0.0051922 | 0.0048819 | 0.0041869 | 0.0032326 | 0.0021346 | 0.0012366 | 0.00059405 | 0.00025076 | 9.0978e-05 | 2.8353e-05 | 6.1656e-06 | 1.0111e-06 | 1.211e-07 | 0.045077 | 2.0371 | 1.5447 | 1.3767 | 0.59179 | 0.35083 | 0.065606 | 0.093168 | 0.071231 | 0.18011 | 0.82182 | 1.579 | 1.9402 | 0 | 9.0631 | 6.8036 | 6.231 | 3.6247 | 2.9769 | 1.1088 | 0.56258 | 0.615 | 1.7503 | 4.1603 | 6.8124 | 8.7265 | 0.075365
Retro5Med | Retro | ResWx | Residential | HVAC | 0.016678 | 0.02077 | 97.0345 | 649.85 | Single Family | Attic - R30 to R49 - Heating Zone 2/3 (Heat Pump) | 0.0020124 | 0.0024652 | 0.0030099 | 0.0034861 | 0.0039673 | 0.0046277 | 0.0050651 | 0.0051626 | 0.0048541 | 0.004163 | 0.0032142 | 0.0021224 | 0.0012296 | 0.00059067 | 0.00024933 | 9.046e-05 | 2.8191e-05 | 6.1305e-06 | 1.0054e-06 | 1.2041e-07 | 0.044821 | 3.5107 | 2.3304 | 1.8332 | 0.83833 | 0.35213 | 0.13054 | 0.21659 | 0.10457 | 0.24448 | 1.0057 | 2.2932 | 3.2905 | 0 | 15.1554 | 10.0725 | 8.4287 | 4.8743 | 3.2835 | 2.0145 | 2.1024 | 2.1883 | 3.4204 | 5.6988 | 9.9119 | 13.7336 | 0.085751
Retro5Med | Retro | ResWx | Residential | HVAC | 0.037662 | 0.044816 | 252.8904 | 335.9613 | Single Family | Floor - R0 to R25 - Heating Zone 1 (Heat Pump) | 0.099836 | 0.1223 | 0.14933 | 0.17295 | 0.19682 | 0.22959 | 0.25129 | 0.25613 | 0.24082 | 0.20654 | 0.15946 | 0.1053 | 0.061001 | 0.029304 | 0.01237 | 0.0044879 | 0.0013986 | 0.00030414 | 4.9879e-05 | 5.9736e-06 | 2.2236 | 8.1916 | 5.9112 | 5.1881 | 2.2 | 1.3852 | 0.5506 | 0.80387 | 0.43794 | 0.67579 | 2.9671 | 6.0206 | 7.5204 | 0 | 35.9224 | 26.0211 | 23.574 | 14.017 | 11.487 | 6.9494 | 6.0013 | 5.1357 | 7.4188 | 15.2375 | 25.7018 | 33.5719 | 0.14879
Retro5Med | Retro | ResWx | Residential | HVAC | 0.013309 | 0.014909 | 86.2905 | 737.2993 | Single Family | Attic - R30 to R49 - Heating Zone 1 (Zonal or DHP) | 0.021426 | 0.026248 | 0.032047 | 0.037117 | 0.042241 | 0.049272 | 0.05393 | 0.054968 | 0.051683 | 0.044325 | 0.034223 | 0.022598 | 0.013092 | 0.006289 | 0.0026547 | 0.00096315 | 0.00030016 | 6.5273e-05 | 1.0705e-05 | 1.282e-06 | 0.47722 | 2.7863 | 2.1128 | 1.883 | 0.80945 | 0.47986 | 0.089736 | 0.12743 | 0.097429 | 0.24635 | 1.1241 | 2.1598 | 2.6538 | 0 | 12.3965 | 9.306 | 8.5226 | 4.9579 | 4.0717 | 1.5166 | 0.76949 | 0.8412 | 2.3941 | 5.6905 | 9.3179 | 11.936 | 0.070932
Retro5Med | Retro | ResWx | Residential | HVAC | 0.039498 | 0.047001 | 265.2181 | 382.4384 | Single Family | Floor - R0 to R30 - Heating Zone 1 (Heat Pump) | 0.057214 | 0.07009 | 0.085574 | 0.099113 | 0.11279 | 0.13157 | 0.14401 | 0.14678 | 0.13801 | 0.11836 | 0.091384 | 0.060342 | 0.034958 | 0.016793 | 0.0070888 | 0.0025719 | 0.00080152 | 0.0001743 | 2.8585e-05 | 3.4233e-06 | 1.2743 | 8.5909 | 6.1993 | 5.441 | 2.3073 | 1.4527 | 0.57744 | 0.84306 | 0.45929 | 0.70874 | 3.1118 | 6.314 | 7.887 | 0 | 37.6736 | 27.2896 | 24.7232 | 14.7003 | 12.047 | 7.2882 | 6.2939 | 5.386 | 7.7804 | 15.9803 | 26.9547 | 35.2084 | 0.13182
Retro5Med | Retro | ResWx | Residential | HVAC | 0.012823 | 0.01502 | 82.339 | 919.7773 | Single Family | Floor - R19 to R30 - Heating Zone 1 (Electric FAF) | 0.0077653 | 0.0095129 | 0.011615 | 0.013452 | 0.015309 | 0.017857 | 0.019545 | 0.019922 | 0.018731 | 0.016064 | 0.012403 | 0.00819 | 0.0047447 | 0.0022793 | 0.00096212 | 0.00034907 | 0.00010879 | 2.3657e-05 | 3.8796e-06 | 4.6463e-07 | 0.17295 | 2.7324 | 2.1022 | 1.8751 | 0.8024 | 0.47549 | 0.0098165 | 0.011114 | 0.04026 | 0.24282 | 1.132 | 2.1561 | 2.6121 | 0 | 11.7651 | 8.9212 | 8.2144 | 4.873 | 4.0263 | 1.2082 | 0.2826 | 0.47936 | 2.2777 | 5.6524 | 9.0273 | 11.4197 | 0.057427
Retro5Med | Retro | ResWx | Residential | HVAC | 0.014504 | 0.018062 | 84.3842 | 1220.6742 | Single Family | Infiltration Reduction - CFM50 reduction - Heating Zone 2/3 (Heat Pump) | 0.027393 | 0.033558 | 0.040972 | 0.047454 | 0.054005 | 0.062995 | 0.068949 | 0.070276 | 0.066077 | 0.05667 | 0.043754 | 0.028891 | 0.016738 | 0.0080405 | 0.003394 | 0.0012314 | 0.00038376 | 8.3452e-05 | 1.3686e-05 | 1.6391e-06 | 0.61012 | 3.053 | 2.0266 | 1.5943 | 0.72904 | 0.30623 | 0.11353 | 0.18835 | 0.090938 | 0.21261 | 0.87455 | 1.9942 | 2.8615 | 0 | 13.1796 | 8.7594 | 7.3299 | 4.2388 | 2.8554 | 1.7519 | 1.8283 | 1.903 | 2.9745 | 4.9558 | 8.6197 | 11.9432 | 0.047877
Retro5Med | Retro | ResWx | Residential | HVAC | 0.0081944 | 0.0097516 | 50.2316 | 1283.5262 | Single Family | Attic - R30 to R49 - Heating Zone 2/3 (Zonal or DHP) | 0.0031801 | 0.0038958 | 0.0047565 | 0.0055091 | 0.0062695 | 0.0073132 | 0.0080044 | 0.0081585 | 0.007671 | 0.0065789 | 0.0050795 | 0.0033541 | 0.0019431 | 0.00093344 | 0.00039402 | 0.00014295 | 4.4551e-05 | 9.6881e-06 | 1.5888e-06 | 1.9028e-07 | 0.07083 | 1.6496 | 1.2528 | 1.0744 | 0.5421 | 0.22215 | 0.056007 | 0.069871 | 0.035611 | 0.15501 | 0.60138 | 1.2443 | 1.5971 | 0 | 7.3598 | 5.4674 | 4.7809 | 3.0153 | 1.9264 | 0.79245 | 0.42612 | 0.64705 | 1.7829 | 3.3159 | 5.3025 | 6.9144 | 0.042728
Retro5Med | Retro | ResWx | Residential | HVAC | 0.0045013 | 0.0053564 | 30.2253 | 1473.8256 | Single Family | Attic - R30 to R38 - Heating Zone 1 (Heat Pump) | 0.0010525 | 0.0012893 | 0.0015742 | 0.0018232 | 0.0020749 | 0.0024203 | 0.002649 | 0.0027 | 0.0025387 | 0.0021772 | 0.001681 | 0.00111 | 0.00064306 | 0.00030892 | 0.0001304 | 4.731e-05 | 1.4744e-05 | 3.2062e-06 | 5.2582e-07 | 6.2973e-08 | 0.023441 | 0.97905 | 0.7065 | 0.62008 | 0.26295 | 0.16555 | 0.065807 | 0.096078 | 0.052343 | 0.08077 | 0.35463 | 0.71957 | 0.89883 | 0 | 4.2934 | 3.11 | 2.8176 | 1.6753 | 1.3729 | 0.83059 | 0.71727 | 0.61381 | 0.88669 | 1.8212 | 3.0719 | 4.0125 | 0.035837
Retro5Med | Retro | ResWx | Residential | HVAC | 0.0053983 | 0.0064242 | 33.0916 | 1341.8628 | Single Family | Attic - R30 to R38 - Heating Zone 2/3 (Zonal or DHP) | 0.00027067 | 0.00033159 | 0.00040485 | 0.0004689 | 0.00053362 | 0.00062245 | 0.00068129 | 0.0006944 | 0.00065291 | 0.00055995 | 0.00043233 | 0.00028548 | 0.00016538 | 7.9449e-05 | 3.3537e-05 | 1.2167e-05 | 3.7919e-06 | 8.2459e-07 | 1.3523e-07 | 1.6196e-08 | 0.0060286 | 1.0867 | 0.82535 | 0.70779 | 0.35713 | 0.14635 | 0.036896 | 0.04603 | 0.02346 | 0.10211 | 0.39618 | 0.81969 | 1.0521 | 0 | 4.8485 | 3.6018 | 3.1496 | 1.9864 | 1.2691 | 0.52205 | 0.28072 | 0.42626 | 1.1746 | 2.1845 | 3.4932 | 4.5551 | 0.040907
Retro5Med | Retro | ResWx | Residential | HVAC | 0.0061863 | 0.0073615 | 41.5399 | 1559.9036 | Single Family | Attic - R30 to R49 - Heating Zone 1 (Heat Pump) | 0.011195 | 0.013715 | 0.016745 | 0.019394 | 0.022071 | 0.025745 | 0.028179 | 0.028721 | 0.027005 | 0.02316 | 0.017882 | 0.011808 | 0.0068405 | 0.0032861 | 0.0013871 | 0.00050326 | 0.00015684 | 3.4106e-05 | 5.5933e-06 | 6.6987e-07 | 0.24935 | 1.3456 | 0.97097 | 0.8522 | 0.36138 | 0.22753 | 0.090442 | 0.13204 | 0.071937 | 0.11101 | 0.48738 | 0.98894 | 1.2353 | 0 | 5.9006 | 4.2742 | 3.8723 | 2.3024 | 1.8869 | 1.1415 | 0.98578 | 0.84359 | 1.2186 | 2.5029 | 4.2218 | 5.5145 | 0.03389
Retro5Med | Retro | ResWx | Residential | HVAC | 0.011475 | 0.013655 | 77.0529 | 1343.1685 | Single Family | Infiltration Reduction - CFM50 reduction - Heating Zone 1 (Heat Pump) | 0.14213 | 0.17411 | 0.21258 | 0.24621 | 0.28019 | 0.32684 | 0.35773 | 0.36462 | 0.34283 | 0.29402 | 0.22701 | 0.1499 | 0.08684 | 0.041717 | 0.017609 | 0.0063889 | 0.0019911 | 0.00043298 | 7.1008e-05 | 8.504e-06 | 3.1655 | 2.4959 | 1.8011 | 1.5808 | 0.67033 | 0.42205 | 0.16776 | 0.24493 | 0.13344 | 0.20591 | 0.90405 | 1.8344 | 2.2914 | 0 | 10.9452 | 7.9284 | 7.1828 | 4.2708 | 3.5 | 2.1174 | 1.8285 | 1.5648 | 2.2604 | 4.6427 | 7.8311 | 10.229 | 0.040468
Retro5Med | Retro | ResWx | Residential | HVAC | 0.0094797 | 0.01128 | 63.6544 | 1198.3359 | Single Family | Floor - R19 to R30 - Heating Zone 1 (Heat Pump) | 0.015409 | 0.018876 | 0.023047 | 0.026693 | 0.030377 | 0.035434 | 0.038783 | 0.03953 | 0.037168 | 0.031876 | 0.024611 | 0.016251 | 0.0094147 | 0.0045227 | 0.0019091 | 0.00069265 | 0.00021586 | 4.6941e-05 | 7.6983e-06 | 9.2196e-07 | 0.34319 | 2.0619 | 1.4879 | 1.3059 | 0.55377 | 0.34866 | 0.13859 | 0.20234 | 0.11023 | 0.1701 | 0.74685 | 1.5154 | 1.8929 | 0 | 9.042 | 6.5497 | 5.9338 | 3.5282 | 2.8914 | 1.7492 | 1.5106 | 1.2927 | 1.8674 | 3.8354 | 6.4693 | 8.4503 | 0.043907
Retro5Med | Retro | ResWx | Residential | HVAC | 0.028033 | 0.034911 | 163.0953 | 448.8148 | Single Family | Floor - R0 to R19 - Heating Zone 2/3 (Heat Pump) | 0.0002916 | 0.00035723 | 0.00043615 | 0.00050515 | 0.00057488 | 0.00067058 | 0.00073396 | 0.00074809 | 0.00070339 | 0.00060325 | 0.00046576 | 0.00030755 | 0.00017817 | 8.5591e-05 | 3.613e-05 | 1.3108e-05 | 4.0851e-06 | 8.8835e-07 | 1.4569e-07 | 1.7448e-08 | 0.0064948 | 5.9008 | 3.917 | 3.0813 | 1.4091 | 0.59187 | 0.21942 | 0.36404 | 0.17576 | 0.41092 | 1.6903 | 3.8544 | 5.5306 | 0 | 25.4731 | 16.9298 | 14.167 | 8.1927 | 5.5188 | 3.386 | 3.5336 | 3.6781 | 5.7491 | 9.5785 | 16.6599 | 23.0835 | 0.12186
Retro5Med | Retro | ResWx | Residential | HVAC | 0.030444 | 0.037913 | 177.1219 | 486.7789 | Single Family | Floor - R0 to R25 - Heating Zone 2/3 (Heat Pump) | 0.00051994 | 0.00063695 | 0.00077767 | 0.00090071 | 0.001025 | 0.0011957 | 0.0013087 | 0.0013339 | 0.0012542 | 0.0010756 | 0.00083047 | 0.00054837 | 0.00031769 | 0.00015261 | 6.4421e-05 | 2.3372e-05 | 7.2839e-06 | 1.584e-06 | 2.5977e-07 | 3.111e-08 | 0.01158 | 6.4082 | 4.2538 | 3.3463 | 1.5302 | 0.64277 | 0.23829 | 0.39534 | 0.19088 | 0.44626 | 1.8357 | 4.1859 | 6.0062 | 0 | 27.6638 | 18.3859 | 15.3854 | 8.8973 | 5.9935 | 3.6772 | 3.8375 | 3.9944 | 6.2435 | 10.4023 | 18.0927 | 25.0687 | 0.11288
Retro5Med | Retro | ResWx | Residential | HVAC | 0.032007 | 0.03986 | 186.2179 | 551.6952 | Single Family | Floor - R0 to R30 - Heating Zone 2/3 (Heat Pump) | 0.0002987 | 0.00036593 | 0.00044677 | 0.00051745 | 0.00058888 | 0.00068691 | 0.00075184 | 0.00076631 | 0.00072052 | 0.00061794 | 0.0004771 | 0.00031504 | 0.00018251 | 8.7676e-05 | 3.701e-05 | 1.3427e-05 | 4.1846e-06 | 9.0998e-07 | 1.4924e-07 | 1.7873e-08 | 0.0066529 | 6.7373 | 4.4723 | 3.5182 | 1.6088 | 0.67578 | 0.25053 | 0.41565 | 0.20068 | 0.46918 | 1.9299 | 4.4008 | 6.3147 | 0 | 29.0845 | 19.33 | 16.1755 | 9.3542 | 6.3012 | 3.866 | 4.0346 | 4.1995 | 6.5641 | 10.9365 | 19.0218 | 26.3561 | 0.10025
Retro5Med | Retro | ResWx | Residential | HVAC | 0.013843 | 0.01724 | 80.5403 | 938.2327 | Single Family | Floor - R19 to R30 - Heating Zone 2/3 (Heat Pump) | 0.0053542 | 0.0065592 | 0.0080083 | 0.0092753 | 0.010556 | 0.012313 | 0.013477 | 0.013736 | 0.012915 | 0.011076 | 0.008552 | 0.005647 | 0.0032715 | 0.0015716 | 0.00066339 | 0.00024068 | 7.5008e-05 | 1.6311e-05 | 2.675e-06 | 3.2037e-07 | 0.11925 | 2.9139 | 1.9343 | 1.5216 | 0.69583 | 0.29228 | 0.10835 | 0.17977 | 0.086795 | 0.20292 | 0.83471 | 1.9034 | 2.7311 | 0 | 12.5792 | 8.3604 | 6.996 | 4.0457 | 2.7253 | 1.6721 | 1.745 | 1.8163 | 2.839 | 4.7301 | 8.227 | 11.3991 | 0.060175
LO12Med | New | Showerheads | Residential | Water Heating | 0.0010431 | 0.00074336 | 9.9989 | -108.5097 | Single Family | Showerhead_SF_ERWH_2_00 GPM | 0.00044829 | 0.00087353 | 0.0012845 | 0.0016926 | 0.002058 | 0.0023334 | 0.0025626 | 0.0027486 | 0.0029155 | 0.0030513 | 0.0030669 | 0.003123 | 0.0031827 | 0.0032238 | 0.003186 | 0.0031788 | 0.0031262 | 0.0030531 | 0.0030078 | 0.0029522 | 0.051069 | 0.18359 | 0.16693 | 0.18428 | 0.17713 | 0.16929 | 0.15341 | 0.1392 | 0.13162 | 0.13148 | 0.14482 | 0.15605 | 0.17155 | 0 | 0.81577 | 0.7204 | 0.77494 | 0.6989 | 0.68317 | 0.64717 | 0.56889 | 0.54749 | 0.55332 | 0.63286 | 0.66844 | 0.77823 | 942.9787
LO12Med | New | Showerheads | Residential | Water Heating | 0.0072802 | 0.0051884 | 69.7883 | -108.6357 | Single Family | Showerhead_SF_ERWH_1_8 GPM | 0.0031289 | 0.0060969 | 0.0089654 | 0.011814 | 0.014364 | 0.016286 | 0.017886 | 0.019184 | 0.020349 | 0.021297 | 0.021406 | 0.021797 | 0.022214 | 0.022501 | 0.022237 | 0.022187 | 0.02182 | 0.02131 | 0.020993 | 0.020605 | 0.35644 | 1.2814 | 1.1651 | 1.2862 | 1.2363 | 1.1816 | 1.0708 | 0.97153 | 0.91863 | 0.91767 | 1.0108 | 1.0892 | 1.1974 | 0 | 5.6937 | 5.0281 | 5.4087 | 4.878 | 4.7683 | 4.517 | 3.9706 | 3.8212 | 3.862 | 4.4171 | 4.6654 | 5.4317 | 6581.6064
LO12Med | New | Showerheads | Residential | Water Heating | 0.01092 | 0.0077825 | 104.6825 | -108.6428 | Single Family | Showerhead_SF_ERWH_1_50 GPM | 0.0046933 | 0.0091453 | 0.013448 | 0.017721 | 0.021546 | 0.024429 | 0.026829 | 0.028776 | 0.030524 | 0.031945 | 0.032108 | 0.032696 | 0.033321 | 0.033751 | 0.033356 | 0.03328 | 0.03273 | 0.031964 | 0.03149 | 0.030907 | 0.53466 | 1.9221 | 1.7477 | 1.9293 | 1.8544 | 1.7724 | 1.6061 | 1.4573 | 1.3779 | 1.3765 | 1.5162 | 1.6337 | 1.7961 | 0 | 8.5406 | 7.5421 | 8.1131 | 7.317 | 7.1524 | 6.7755 | 5.9559 | 5.7319 | 5.793 | 6.6257 | 6.9981 | 8.1476 | 9872.4097
LO12Med | New | Showerheads | Residential | Water Heating | 0.0010431 | 0.00074336 | 9.9989 | -108.5097 | Manufactured | Showerhead_MH_ERWH_2_00 GPM | 0.00010099 | 0.00020552 | 0.00031526 | 0.00043285 | 0.00054779 | 0.00064609 | 0.00073744 | 0.00082125 | 0.00090349 | 0.00098022 | 0.0010208 | 0.001076 | 0.0011343 | 0.0011877 | 0.0012128 | 0.0012497 | 0.0012689 | 0.0012789 | 0.0012996 | 0.0013156 | 0.017735 | 0.18359 | 0.16693 | 0.18428 | 0.17713 | 0.16929 | 0.15341 | 0.1392 | 0.13162 | 0.13148 | 0.14482 | 0.15605 | 0.17155 | 0 | 0.81577 | 0.7204 | 0.77494 | 0.6989 | 0.68317 | 0.64717 | 0.56889 | 0.54749 | 0.55332 | 0.63286 | 0.66844 | 0.77823 | 942.9787
LO12Med | New | Showerheads | Residential | Water Heating | 0.0072802 | 0.0051884 | 69.7883 | -108.6357 | Manufactured | Showerhead_MH_ERWH_1_8 GPM | 0.00070489 | 0.0014344 | 0.0022004 | 0.0030211 | 0.0038234 | 0.0045095 | 0.005147 | 0.005732 | 0.006306 | 0.0068415 | 0.0071246 | 0.0075102 | 0.0079168 | 0.0082897 | 0.0084649 | 0.0087227 | 0.0088567 | 0.0089265 | 0.0090707 | 0.0091824 | 0.12379 | 1.2814 | 1.1651 | 1.2862 | 1.2363 | 1.1816 | 1.0708 | 0.97153 | 0.91863 | 0.91767 | 1.0108 | 1.0892 | 1.1974 | 0 | 5.6937 | 5.0281 | 5.4087 | 4.878 | 4.7683 | 4.517 | 3.9706 | 3.8212 | 3.862 | 4.4171 | 4.6654 | 5.4317 | 6581.6064
LO12Med | New | Showerheads | Residential | Water Heating | 0.01092 | 0.0077825 | 104.6825 | -108.6427 | Manufactured | Showerhead_MH_ERWH_1_50 GPM | 0.0010573 | 0.0021516 | 0.0033006 | 0.0045317 | 0.0057351 | 0.0067642 | 0.0077206 | 0.008598 | 0.009459 | 0.010262 | 0.010687 | 0.011265 | 0.011875 | 0.012435 | 0.012697 | 0.013084 | 0.013285 | 0.01339 | 0.013606 | 0.013774 | 0.18568 | 1.9221 | 1.7477 | 1.9293 | 1.8544 | 1.7724 | 1.6061 | 1.4573 | 1.3779 | 1.3765 | 1.5162 | 1.6337 | 1.7961 | 0 | 8.5406 | 7.5421 | 8.1131 | 7.317 | 7.1524 | 6.7755 | 5.9559 | 5.7319 | 5.793 | 6.6257 | 6.9981 | 8.1476 | 9872.4097
LO12Med | New | Showerheads | Residential | Water Heating | 0.0010431 | 0.00074336 | 9.9989 | -108.5097 | Multifamily | Showerhead_MF_ERWH_2_00 GPM | 0.00028752 | 0.00056835 | 0.00084848 | 0.0011351 | 0.0014011 | 0.001614 | 0.0017999 | 0.001959 | 0.0021079 | 0.0022388 | 0.0022847 | 0.0023609 | 0.0024413 | 0.0025103 | 0.0025187 | 0.002552 | 0.0025472 | 0.0025264 | 0.0025264 | 0.0025193 | 0.038747 | 0.18359 | 0.16693 | 0.18428 | 0.17713 | 0.16929 | 0.15341 | 0.1392 | 0.13162 | 0.13148 | 0.14482 | 0.15605 | 0.17155 | 0 | 0.81577 | 0.7204 | 0.77494 | 0.6989 | 0.68317 | 0.64717 | 0.56889 | 0.54749 | 0.55332 | 0.63286 | 0.66844 | 0.77823 | 942.9787
LO12Med | New | Showerheads | Residential | Water Heating | 0.0072802 | 0.0051884 | 69.7883 | -108.6357 | Multifamily | Showerhead_MF_ERWH_1_8 GPM | 0.0020068 | 0.0039668 | 0.0059221 | 0.0079225 | 0.0097791 | 0.011265 | 0.012563 | 0.013673 | 0.014712 | 0.015626 | 0.015946 | 0.016478 | 0.017039 | 0.017521 | 0.017579 | 0.017812 | 0.017778 | 0.017633 | 0.017634 | 0.017583 | 0.27044 | 1.2814 | 1.1651 | 1.2862 | 1.2363 | 1.1816 | 1.0708 | 0.97153 | 0.91863 | 0.91767 | 1.0108 | 1.0892 | 1.1974 | 0 | 5.6937 | 5.0281 | 5.4087 | 4.878 | 4.7683 | 4.517 | 3.9706 | 3.8212 | 3.862 | 4.4171 | 4.6654 | 5.4317 | 6581.6064
LO12Med | New | Showerheads | Residential | Water Heating | 0.01092 | 0.0077825 | 104.6825 | -108.6428 | Multifamily | Showerhead_MF_ERWH_1_50 GPM | 0.0030101 | 0.0059502 | 0.0088831 | 0.011884 | 0.014669 | 0.016897 | 0.018844 | 0.02051 | 0.022068 | 0.023439 | 0.023919 | 0.024717 | 0.025559 | 0.026282 | 0.026369 | 0.026718 | 0.026668 | 0.02645 | 0.02645 | 0.026375 | 0.40566 | 1.9221 | 1.7477 | 1.9293 | 1.8544 | 1.7724 | 1.6061 | 1.4573 | 1.3779 | 1.3765 | 1.5162 | 1.6337 | 1.7961 | 0 | 8.5406 | 7.5421 | 8.1131 | 7.317 | 7.1524 | 6.7755 | 5.9559 | 5.7319 | 5.793 | 6.6257 | 6.9981 | 8.1476 | 9872.4097
LO12Med | New | Showerheads | Residential | Water Heating | 0.00053241 | 0.0003793 | 5.1115 | -194.7333 | Single Family | Showerhead_SF_HPWH_2_00 GPM | 0.0012986 | 0.0025305 | 0.003721 | 0.0049032 | 0.0059617 | 0.0067594 | 0.0074234 | 0.0079622 | 0.0084458 | 0.0088391 | 0.0088843 | 0.0090467 | 0.0092197 | 0.0093387 | 0.0092294 | 0.0092084 | 0.0090561 | 0.0088444 | 0.0087132 | 0.0085519 | 0.14794 | 0.093013 | 0.08461 | 0.093509 | 0.089824 | 0.086061 | 0.078413 | 0.071529 | 0.067795 | 0.067475 | 0.073883 | 0.079269 | 0.087002 | 0 | 0.41451 | 0.3663 | 0.39454 | 0.35668 | 0.34962 | 0.33246 | 0.29422 | 0.28381 | 0.28576 | 0.32472 | 0.34075 | 0.39575 | 782.2962
LO12Med | New | Showerheads | Residential | Water Heating | 0.003716 | 0.0026474 | 35.6762 | -194.9798 | Single Family | Showerhead_SF_HPWH_1_8 GPM | 0.0090638 | 0.017662 | 0.025971 | 0.034223 | 0.04161 | 0.047178 | 0.051813 | 0.055573 | 0.058948 | 0.061694 | 0.062009 | 0.063143 | 0.06435 | 0.06518 | 0.064418 | 0.064271 | 0.063208 | 0.06173 | 0.060815 | 0.059689 | 1.0325 | 0.64919 | 0.59055 | 0.65266 | 0.62693 | 0.60067 | 0.54729 | 0.49925 | 0.47318 | 0.47095 | 0.51567 | 0.55326 | 0.60724 | 0 | 2.8931 | 2.5566 | 2.7537 | 2.4895 | 2.4402 | 2.3205 | 2.0535 | 1.9809 | 1.9945 | 2.2664 | 2.3783 | 2.7622 | 5460.1082
LO12Med | New | Showerheads | Residential | Water Heating | 0.0055741 | 0.0039711 | 53.5143 | -194.9936 | Single Family | Showerhead_SF_HPWH_1_50 GPM | 0.013596 | 0.026492 | 0.038957 | 0.051334 | 0.062415 | 0.070767 | 0.077719 | 0.083359 | 0.088422 | 0.09254 | 0.093013 | 0.094714 | 0.096525 | 0.09777 | 0.096627 | 0.096406 | 0.094812 | 0.092595 | 0.091222 | 0.089534 | 1.5488 | 0.97378 | 0.88582 | 0.97899 | 0.9404 | 0.90101 | 0.82094 | 0.74887 | 0.70977 | 0.70642 | 0.77351 | 0.8299 | 0.91085 | 0 | 4.3397 | 3.8349 | 4.1306 | 3.7343 | 3.6603 | 3.4807 | 3.0803 | 2.9713 | 2.9917 | 3.3997 | 3.5674 | 4.1433 | 8190.1623
LO12Med | New | Showerheads | Residential | Water Heating | 0.00053241 | 0.0003793 | 5.1115 | -194.7333 | Manufactured | Showerhead_MH_HPWH_2_00 GPM | 0.00015489 | 0.00031519 | 0.00048349 | 0.00066382 | 0.00084011 | 0.00099086 | 0.001131 | 0.0012595 | 0.0013856 | 0.0015033 | 0.0015655 | 0.0016502 | 0.0017395 | 0.0018215 | 0.00186 | 0.0019166 | 0.0019461 | 0.0019614 | 0.0019931 | 0.0020176 | 0.027199 | 0.093013 | 0.08461 | 0.093509 | 0.089824 | 0.086061 | 0.078413 | 0.071529 | 0.067795 | 0.067475 | 0.073883 | 0.079269 | 0.087002 | 0 | 0.41451 | 0.3663 | 0.39454 | 0.35668 | 0.34962 | 0.33246 | 0.29422 | 0.28381 | 0.28576 | 0.32472 | 0.34075 | 0.39575 | 782.2962
LO12Med | New | Showerheads | Residential | Water Heating | 0.003716 | 0.0026474 | 35.6762 | -194.9798 | Manufactured | Showerhead_MH_HPWH_1_8 GPM | 0.001081 | 0.0021999 | 0.0033746 | 0.0046332 | 0.0058636 | 0.0069158 | 0.0078936 | 0.0087907 | 0.009671 | 0.010492 | 0.010926 | 0.011518 | 0.012141 | 0.012713 | 0.012982 | 0.013377 | 0.013583 | 0.01369 | 0.013911 | 0.014082 | 0.18984 | 0.64919 | 0.59055 | 0.65266 | 0.62693 | 0.60067 | 0.54729 | 0.49925 | 0.47318 | 0.47095 | 0.51567 | 0.55326 | 0.60724 | 0 | 2.8931 | 2.5566 | 2.7537 | 2.4895 | 2.4402 | 2.3205 | 2.0535 | 1.9809 | 1.9945 | 2.2664 | 2.3783 | 2.7622 | 5460.1082
LO12Med | New | Showerheads | Residential | Water Heating | 0.0055741 | 0.0039711 | 53.5143 | -194.9936 | Manufactured | Showerhead_MH_HPWH_1_50 GPM | 0.0016216 | 0.0032998 | 0.0050619 | 0.0069498 | 0.0087954 | 0.010374 | 0.01184 | 0.013186 | 0.014507 | 0.015738 | 0.01639 | 0.017277 | 0.018212 | 0.01907 | 0.019473 | 0.020066 | 0.020374 | 0.020535 | 0.020866 | 0.021123 | 0.28476 | 0.97378 | 0.88582 | 0.97899 | 0.9404 | 0.90101 | 0.82094 | 0.74887 | 0.70977 | 0.70642 | 0.77351 | 0.8299 | 0.91085 | 0 | 4.3397 | 3.8349 | 4.1306 | 3.7343 | 3.6603 | 3.4807 | 3.0803 | 2.9713 | 2.9917 | 3.3997 | 3.5674 | 4.1433 | 8190.1623
LO12Med | New | Showerheads | Residential | Water Heating | 0.00053241 | 0.0003793 | 5.1115 | -194.7333 | Multifamily | Showerhead_MF_HPWH_2_00 GPM | 0.00044094 | 0.00087163 | 0.0013013 | 0.0017408 | 0.0021488 | 0.0024752 | 0.0027604 | 0.0030044 | 0.0032327 | 0.0034334 | 0.0035038 | 0.0036208 | 0.003744 | 0.0038499 | 0.0038627 | 0.0039138 | 0.0039064 | 0.0038746 | 0.0038746 | 0.0038636 | 0.059424 | 0.093013 | 0.08461 | 0.093509 | 0.089824 | 0.086061 | 0.078413 | 0.071529 | 0.067795 | 0.067475 | 0.073883 | 0.079269 | 0.087002 | 0 | 0.41451 | 0.3663 | 0.39454 | 0.35668 | 0.34962 | 0.33246 | 0.29422 | 0.28381 | 0.28576 | 0.32472 | 0.34075 | 0.39575 | 782.2962
LO12Med | New | Showerheads | Residential | Water Heating | 0.003716 | 0.0026474 | 35.6762 | -194.9798 | Multifamily | Showerhead_MF_HPWH_1_8 GPM | 0.0030776 | 0.0060836 | 0.0090822 | 0.01215 | 0.014997 | 0.017276 | 0.019267 | 0.02097 | 0.022563 | 0.023964 | 0.024455 | 0.025271 | 0.026131 | 0.026871 | 0.02696 | 0.027317 | 0.027265 | 0.027043 | 0.027043 | 0.026966 | 0.41475 | 0.64919 | 0.59055 | 0.65266 | 0.62693 | 0.60067 | 0.54729 | 0.49925 | 0.47318 | 0.47095 | 0.51567 | 0.55326 | 0.60724 | 0 | 2.8931 | 2.5566 | 2.7537 | 2.4895 | 2.4402 | 2.3205 | 2.0535 | 1.9809 | 1.9945 | 2.2664 | 2.3783 | 2.7622 | 5460.1082
LO12Med | New | Showerheads | Residential | Water Heating | 0.0055741 | 0.0039711 | 53.5143 | -194.9936 | Multifamily | Showerhead_MF_HPWH_1_50 GPM | 0.0046164 | 0.0091254 | 0.013623 | 0.018225 | 0.022496 | 0.025914 | 0.0289 | 0.031454 | 0.033845 | 0.035946 | 0.036683 | 0.037907 | 0.039197 | 0.040306 | 0.04044 | 0.040975 | 0.040898 | 0.040564 | 0.040565 | 0.04045 | 0.62213 | 0.97378 | 0.88582 | 0.97899 | 0.9404 | 0.90101 | 0.82094 | 0.74887 | 0.70977 | 0.70642 | 0.77351 | 0.8299 | 0.91085 | 0 | 4.3397 | 3.8349 | 4.1306 | 3.7343 | 3.6603 | 3.4807 | 3.0803 | 2.9713 | 2.9917 | 3.3997 | 3.5674 | 4.1433 | 8190.1623
LO12Med | NR | Showerheads | Residential | Water Heating | 0.0010431 | 0.00074336 | 9.9989 | -108.5097 | Single Family | Showerhead_SF_ERWH_2_00 GPM | 0.0033255 | 0.0066359 | 0.0099312 | 0.013212 | 0.016477 | 0.019399 | 0.021716 | 0.023552 | 0.025004 | 0.026148 | 0.03039 | 0.030712 | 0.030876 | 0.030922 | 0.030829 | 0.030685 | 0.030327 | 0.030039 | 0.029804 | 0.029604 | 0.30947 | 0.18359 | 0.16693 | 0.18428 | 0.17713 | 0.16929 | 0.15341 | 0.1392 | 0.13162 | 0.13148 | 0.14482 | 0.15605 | 0.17155 | 0 | 0.81577 | 0.7204 | 0.77494 | 0.6989 | 0.68317 | 0.64717 | 0.56889 | 0.54749 | 0.55332 | 0.63286 | 0.66844 | 0.77823 | 942.9787
LO12Med | NR | Showerheads | Residential | Water Heating | 0.0072802 | 0.0051884 | 69.7883 | -108.6357 | Single Family | Showerhead_SF_ERWH_1_8 GPM | 0.023211 | 0.046316 | 0.069316 | 0.092211 | 0.115 | 0.13539 | 0.15157 | 0.16439 | 0.17452 | 0.1825 | 0.21211 | 0.21435 | 0.2155 | 0.21582 | 0.21517 | 0.21417 | 0.21167 | 0.20966 | 0.20802 | 0.20663 | 2.1599 | 1.2814 | 1.1651 | 1.2862 | 1.2363 | 1.1816 | 1.0708 | 0.97153 | 0.91863 | 0.91767 | 1.0108 | 1.0892 | 1.1974 | 0 | 5.6937 | 5.0281 | 5.4087 | 4.878 | 4.7683 | 4.517 | 3.9706 | 3.8212 | 3.862 | 4.4171 | 4.6654 | 5.4317 | 6581.6064
LO12Med | NR | Showerheads | Residential | Water Heating | 0.01092 | 0.0077825 | 104.6825 | -108.6428 | Single Family | Showerhead_SF_ERWH_1_50 GPM | 0.034816 | 0.069473 | 0.10397 | 0.13832 | 0.1725 | 0.20309 | 0.22736 | 0.24658 | 0.26177 | 0.27375 | 0.31816 | 0.32153 | 0.32325 | 0.32373 | 0.32276 | 0.32126 | 0.31751 | 0.31449 | 0.31203 | 0.30994 | 3.2399 | 1.9221 | 1.7477 | 1.9293 | 1.8544 | 1.7724 | 1.6061 | 1.4573 | 1.3779 | 1.3765 | 1.5162 | 1.6337 | 1.7961 | 0 | 8.5406 | 7.5421 | 8.1131 | 7.317 | 7.1524 | 6.7755 | 5.9559 | 5.7319 | 5.793 | 6.6257 | 6.9981 | 8.1476 | 9872.4097
LO12Med | NR | Showerheads | Residential | Water Heating | 0.0010431 | 0.00074336 | 9.9989 | -108.5097 | Manufactured | Showerhead_MH_ERWH_2_00 GPM | 0.0013953 | 0.0027608 | 0.0040969 | 0.0054042 | 0.0066831 | 0.0078017 | 0.0086602 | 0.0093132 | 0.0098036 | 0.010166 | 0.01118 | 0.011304 | 0.011358 | 0.011357 | 0.011299 | 0.011209 | 0.011025 | 0.010857 | 0.010701 | 0.010554 | 0.10868 | 0.18359 | 0.16693 | 0.18428 | 0.17713 | 0.16929 | 0.15341 | 0.1392 | 0.13162 | 0.13148 | 0.14482 | 0.15605 | 0.17155 | 0 | 0.81577 | 0.7204 | 0.77494 | 0.6989 | 0.68317 | 0.64717 | 0.56889 | 0.54749 | 0.55332 | 0.63286 | 0.66844 | 0.77823 | 942.9787
LO12Med | NR | Showerheads | Residential | Water Heating | 0.0072802 | 0.0051884 | 69.7883 | -108.6357 | Manufactured | Showerhead_MH_ERWH_1_8 GPM | 0.0097387 | 0.019269 | 0.028595 | 0.037719 | 0.046645 | 0.054453 | 0.060445 | 0.065002 | 0.068425 | 0.070953 | 0.07803 | 0.0789 | 0.079278 | 0.079268 | 0.078861 | 0.078237 | 0.076952 | 0.075775 | 0.074688 | 0.073663 | 0.75855 | 1.2814 | 1.1651 | 1.2862 | 1.2363 | 1.1816 | 1.0708 | 0.97153 | 0.91863 | 0.91767 | 1.0108 | 1.0892 | 1.1974 | 0 | 5.6937 | 5.0281 | 5.4087 | 4.878 | 4.7683 | 4.517 | 3.9706 | 3.8212 | 3.862 | 4.4171 | 4.6654 | 5.4317 | 6581.6064
LO12Med | NR | Showerheads | Residential | Water Heating | 0.01092 | 0.0077825 | 104.6825 | -108.6427 | Manufactured | Showerhead_MH_ERWH_1_50 GPM | 0.014608 | 0.028904 | 0.042892 | 0.056579 | 0.069967 | 0.081679 | 0.090667 | 0.097503 | 0.10264 | 0.10643 | 0.11705 | 0.11835 | 0.11892 | 0.1189 | 0.11829 | 0.11736 | 0.11543 | 0.11366 | 0.11203 | 0.11049 | 1.1378 | 1.9221 | 1.7477 | 1.9293 | 1.8544 | 1.7724 | 1.6061 | 1.4573 | 1.3779 | 1.3765 | 1.5162 | 1.6337 | 1.7961 | 0 | 8.5406 | 7.5421 | 8.1131 | 7.317 | 7.1524 | 6.7755 | 5.9559 | 5.7319 | 5.793 | 6.6257 | 6.9981 | 8.1476 | 9872.4097
LO12Med | NR | Showerheads | Residential | Water Heating | 0.0010431 | 0.00074336 | 9.9989 | -108.5097 | Multifamily | Showerhead_MF_ERWH_2_00 GPM | 0.001438 | 0.0028695 | 0.0042944 | 0.0057129 | 0.0071249 | 0.0083883 | 0.0093905 | 0.010184 | 0.010812 | 0.011307 | 0.013839 | 0.013926 | 0.013939 | 0.013895 | 0.013774 | 0.01363 | 0.013411 | 0.013236 | 0.013094 | 0.012975 | 0.13817 | 0.18359 | 0.16693 | 0.18428 | 0.17713 | 0.16929 | 0.15341 | 0.1392 | 0.13162 | 0.13148 | 0.14482 | 0.15605 | 0.17155 | 0 | 0.81577 | 0.7204 | 0.77494 | 0.6989 | 0.68317 | 0.64717 | 0.56889 | 0.54749 | 0.55332 | 0.63286 | 0.66844 | 0.77823 | 942.9787
LO12Med | NR | Showerheads | Residential | Water Heating | 0.0072802 | 0.0051884 | 69.7883 | -108.6357 | Multifamily | Showerhead_MF_ERWH_1_8 GPM | 0.010037 | 0.020028 | 0.029973 | 0.039874 | 0.049729 | 0.058547 | 0.065542 | 0.071083 | 0.075463 | 0.078917 | 0.096593 | 0.097199 | 0.09729 | 0.096982 | 0.096136 | 0.095135 | 0.093606 | 0.092378 | 0.09139 | 0.090559 | 0.96435 | 1.2814 | 1.1651 | 1.2862 | 1.2363 | 1.1816 | 1.0708 | 0.97153 | 0.91863 | 0.91767 | 1.0108 | 1.0892 | 1.1974 | 0 | 5.6937 | 5.0281 | 5.4087 | 4.878 | 4.7683 | 4.517 | 3.9706 | 3.8212 | 3.862 | 4.4171 | 4.6654 | 5.4317 | 6581.6064
LO12Med | NR | Showerheads | Residential | Water Heating | 0.01092 | 0.0077825 | 104.6825 | -108.6427 | Multifamily | Showerhead_MF_ERWH_1_50 GPM | 0.015055 | 0.030041 | 0.04496 | 0.05981 | 0.074593 | 0.08782 | 0.098313 | 0.10662 | 0.11319 | 0.11838 | 0.14489 | 0.1458 | 0.14594 | 0.14547 | 0.1442 | 0.1427 | 0.14041 | 0.13857 | 0.13708 | 0.13584 | 1.4465 | 1.9221 | 1.7477 | 1.9293 | 1.8544 | 1.7724 | 1.6061 | 1.4573 | 1.3779 | 1.3765 | 1.5162 | 1.6337 | 1.7961 | 0 | 8.5406 | 7.5421 | 8.1131 | 7.317 | 7.1524 | 6.7755 | 5.9559 | 5.7319 | 5.793 | 6.6257 | 6.9981 | 8.1476 | 9872.4097
LO12Med | NR | Showerheads | Residential | Water Heating | 0.00053241 | 0.0003793 | 5.1115 | -194.7333 | Single Family | Showerhead_SF_HPWH_2_00 GPM | 0.0096334 | 0.019223 | 0.028769 | 0.038272 | 0.047731 | 0.056195 | 0.062909 | 0.068227 | 0.072431 | 0.075746 | 0.088034 | 0.088966 | 0.089443 | 0.089576 | 0.089307 | 0.08889 | 0.087854 | 0.087018 | 0.086337 | 0.085759 | 0.89647 | 0.093013 | 0.08461 | 0.093509 | 0.089824 | 0.086061 | 0.078413 | 0.071529 | 0.067795 | 0.067475 | 0.073883 | 0.079269 | 0.087002 | 0 | 0.41451 | 0.3663 | 0.39454 | 0.35668 | 0.34962 | 0.33246 | 0.29422 | 0.28381 | 0.28576 | 0.32472 | 0.34075 | 0.39575 | 782.2962
LO12Med | NR | Showerheads | Residential | Water Heating | 0.003716 | 0.0026474 | 35.6762 | -194.9798 | Single Family | Showerhead_SF_HPWH_1_8 GPM | 0.067237 | 0.13417 | 0.2008 | 0.26712 | 0.33314 | 0.39221 | 0.43908 | 0.4762 | 0.50554 | 0.52868 | 0.61444 | 0.62095 | 0.62427 | 0.6252 | 0.62333 | 0.62042 | 0.61318 | 0.60735 | 0.6026 | 0.59856 | 6.257 | 0.64919 | 0.59055 | 0.65266 | 0.62693 | 0.60067 | 0.54729 | 0.49925 | 0.47318 | 0.47095 | 0.51567 | 0.55326 | 0.60724 | 0 | 2.8931 | 2.5566 | 2.7537 | 2.4895 | 2.4402 | 2.3205 | 2.0535 | 1.9809 | 1.9945 | 2.2664 | 2.3783 | 2.7622 | 5460.1082
LO12Med | NR | Showerheads | Residential | Water Heating | 0.0055741 | 0.0039711 | 53.5143 | -194.9936 | Single Family | Showerhead_SF_HPWH_1_50 GPM | 0.10086 | 0.20125 | 0.30119 | 0.40068 | 0.49971 | 0.58832 | 0.65862 | 0.7143 | 0.75831 | 0.79302 | 0.92166 | 0.93142 | 0.93641 | 0.9378 | 0.93499 | 0.93063 | 0.91977 | 0.91102 | 0.9039 | 0.89784 | 9.3855 | 0.97378 | 0.88582 | 0.97899 | 0.9404 | 0.90101 | 0.82094 | 0.74887 | 0.70977 | 0.70642 | 0.77351 | 0.8299 | 0.91085 | 0 | 4.3397 | 3.8349 | 4.1306 | 3.7343 | 3.6603 | 3.4807 | 3.0803 | 2.9713 | 2.9917 | 3.3997 | 3.5674 | 4.1433 | 8190.1623
LO12Med | NR | Showerheads | Residential | Water Heating | 0.00053241 | 0.0003793 | 5.1115 | -194.7333 | Manufactured | Showerhead_MH_HPWH_2_00 GPM | 0.0021399 | 0.004234 | 0.0062831 | 0.008288 | 0.010249 | 0.011965 | 0.013282 | 0.014283 | 0.015035 | 0.01559 | 0.017145 | 0.017337 | 0.01742 | 0.017417 | 0.017328 | 0.017191 | 0.016909 | 0.01665 | 0.016411 | 0.016186 | 0.16668 | 0.093013 | 0.08461 | 0.093509 | 0.089824 | 0.086061 | 0.078413 | 0.071529 | 0.067795 | 0.067475 | 0.073883 | 0.079269 | 0.087002 | 0 | 0.41451 | 0.3663 | 0.39454 | 0.35668 | 0.34962 | 0.33246 | 0.29422 | 0.28381 | 0.28576 | 0.32472 | 0.34075 | 0.39575 | 782.2962
LO12Med | NR | Showerheads | Residential | Water Heating | 0.003716 | 0.0026474 | 35.6762 | -194.9798 | Manufactured | Showerhead_MH_HPWH_1_8 GPM | 0.014935 | 0.029552 | 0.043854 | 0.057847 | 0.071536 | 0.08351 | 0.0927 | 0.099688 | 0.10494 | 0.10882 | 0.11967 | 0.121 | 0.12158 | 0.12157 | 0.12094 | 0.11999 | 0.11802 | 0.11621 | 0.11454 | 0.11297 | 1.1633 | 0.64919 | 0.59055 | 0.65266 | 0.62693 | 0.60067 | 0.54729 | 0.49925 | 0.47318 | 0.47095 | 0.51567 | 0.55326 | 0.60724 | 0 | 2.8931 | 2.5566 | 2.7537 | 2.4895 | 2.4402 | 2.3205 | 2.0535 | 1.9809 | 1.9945 | 2.2664 | 2.3783 | 2.7622 | 5460.1082
LO12Med | NR | Showerheads | Residential | Water Heating | 0.0055741 | 0.0039711 | 53.5143 | -194.9936 | Manufactured | Showerhead_MH_HPWH_1_50 GPM | 0.022403 | 0.044327 | 0.06578 | 0.08677 | 0.1073 | 0.12526 | 0.13905 | 0.14953 | 0.15741 | 0.16322 | 0.1795 | 0.1815 | 0.18237 | 0.18235 | 0.18141 | 0.17998 | 0.17702 | 0.17431 | 0.17181 | 0.16946 | 1.745 | 0.97378 | 0.88582 | 0.97899 | 0.9404 | 0.90101 | 0.82094 | 0.74887 | 0.70977 | 0.70642 | 0.77351 | 0.8299 | 0.91085 | 0 | 4.3397 | 3.8349 | 4.1306 | 3.7343 | 3.6603 | 3.4807 | 3.0803 | 2.9713 | 2.9917 | 3.3997 | 3.5674 | 4.1433 | 8190.1623
LO12Med | NR | Showerheads | Residential | Water Heating | 0.00053241 | 0.0003793 | 5.1115 | -194.7333 | Multifamily | Showerhead_MF_HPWH_2_00 GPM | 0.0022053 | 0.0044006 | 0.006586 | 0.0087614 | 0.010927 | 0.012864 | 0.014402 | 0.015619 | 0.016581 | 0.01734 | 0.021224 | 0.021357 | 0.021377 | 0.02131 | 0.021124 | 0.020904 | 0.020568 | 0.020298 | 0.020081 | 0.019898 | 0.21189 | 0.093013 | 0.08461 | 0.093509 | 0.089824 | 0.086061 | 0.078413 | 0.071529 | 0.067795 | 0.067475 | 0.073883 | 0.079269 | 0.087002 | 0 | 0.41451 | 0.3663 | 0.39454 | 0.35668 | 0.34962 | 0.33246 | 0.29422 | 0.28381 | 0.28576 | 0.32472 | 0.34075 | 0.39575 | 782.2962
LO12Med | NR | Showerheads | Residential | Water Heating | 0.003716 | 0.0026474 | 35.6762 | -194.9798 | Multifamily | Showerhead_MF_HPWH_1_8 GPM | 0.015392 | 0.030715 | 0.045967 | 0.061151 | 0.076265 | 0.089788 | 0.10052 | 0.10901 | 0.11573 | 0.12103 | 0.14814 | 0.14907 | 0.14921 | 0.14873 | 0.14744 | 0.1459 | 0.14356 | 0.14167 | 0.14016 | 0.13888 | 1.4789 | 0.64919 | 0.59055 | 0.65266 | 0.62693 | 0.60067 | 0.54729 | 0.49925 | 0.47318 | 0.47095 | 0.51567 | 0.55326 | 0.60724 | 0 | 2.8931 | 2.5566 | 2.7537 | 2.4895 | 2.4402 | 2.3205 | 2.0535 | 1.9809 | 1.9945 | 2.2664 | 2.3783 | 2.7622 | 5460.1082
LO12Med | NR | Showerheads | Residential | Water Heating | 0.0055741 | 0.0039711 | 53.5143 | -194.9936 | Multifamily | Showerhead_MF_HPWH_1_50 GPM | 0.023088 | 0.046072 | 0.068951 | 0.091726 | 0.1144 | 0.13468 | 0.15077 | 0.16352 | 0.1736 | 0.18154 | 0.22221 | 0.2236 | 0.22381 | 0.2231 | 0.22115 | 0.21885 | 0.21533 | 0.21251 | 0.21024 | 0.20832 | 2.2184 | 0.97378 | 0.88582 | 0.97899 | 0.9404 | 0.90101 | 0.82094 | 0.74887 | 0.70977 | 0.70642 | 0.77351 | 0.8299 | 0.91085 | 0 | 4.3397 | 3.8349 | 4.1306 | 3.7343 | 3.6603 | 3.4807 | 3.0803 | 2.9713 | 2.9917 | 3.3997 | 3.5674 | 4.1433 | 8190.1623
LO3Slow | New | TSRV | Residential | Water Heating | 0.0038201 | 0.0027226 | 36.6129 | -11.8409 | Single Family | Res_Valve only_ERWH | 0.00013371 | 0.00033506 | 0.00072998 | 0.0014158 | 0.0024279 | 0.0037462 | 0.0054275 | 0.0073822 | 0.0095354 | 0.011694 | 0.013303 | 0.014876 | 0.016232 | 0.017246 | 0.017594 | 0.017906 | 0.017961 | 0.017759 | 0.017627 | 0.017394 | 0.21073 | 0.67299 | 0.61189 | 0.67539 | 0.64922 | 0.62033 | 0.56176 | 0.50936 | 0.48148 | 0.4812 | 0.53042 | 0.57185 | 0.6288 | 0 | 2.9893 | 2.6396 | 2.839 | 2.5597 | 2.5012 | 2.3683 | 2.08 | 2.0012 | 2.0235 | 2.3163 | 2.4485 | 2.8515 | 1.487
LO3Slow | New | TSRV | Residential | Water Heating | 0.0038201 | 0.0027226 | 36.6129 | -11.8409 | Multifamily | Res_Valve only_ERWH | 0.00058983 | 0.0014986 | 0.0033153 | 0.0065302 | 0.011373 | 0.017833 | 0.026243 | 0.036238 | 0.047493 | 0.059115 | 0.068268 | 0.077463 | 0.085763 | 0.092494 | 0.095784 | 0.098986 | 0.10076 | 0.10116 | 0.10187 | 0.1021 | 1.1349 | 0.67299 | 0.61189 | 0.67539 | 0.64922 | 0.62033 | 0.56176 | 0.50936 | 0.48148 | 0.4812 | 0.53042 | 0.57185 | 0.6288 | 0 | 2.9893 | 2.6396 | 2.839 | 2.5597 | 2.5012 | 2.3683 | 2.08 | 2.0012 | 2.0235 | 2.3163 | 2.4485 | 2.8515 | 1.487
LO3Slow | New | TSRV | Residential | Water Heating | 0.0038201 | 0.0027226 | 36.6129 | -11.8409 | Manufactured | Res_Valve only_ERWH | 1.8513e-05 | 4.8445e-05 | 0.0001101 | 0.00022251 | 0.00039715 | 0.00063747 | 0.00095985 | 0.0013555 | 0.001816 | 0.0023086 | 0.0027211 | 0.0031499 | 0.0035552 | 0.0039047 | 0.0041159 | 0.0043262 | 0.0044803 | 0.0045719 | 0.0046806 | 0.0047637 | 0.048144 | 0.67299 | 0.61189 | 0.67539 | 0.64922 | 0.62033 | 0.56176 | 0.50936 | 0.48148 | 0.4812 | 0.53042 | 0.57185 | 0.6288 | 0 | 2.9893 | 2.6396 | 2.839 | 2.5597 | 2.5012 | 2.3683 | 2.08 | 2.0012 | 2.0235 | 2.3163 | 2.4485 | 2.8515 | 1.487
LO3Slow | New | TSRV | Residential | Water Heating | 0.0023429 | 0.0016694 | 22.4743 | -7.757 | Single Family | Res_Valve only_HPWH | 0.00046511 | 0.0011655 | 0.0025392 | 0.0049248 | 0.0084451 | 0.013031 | 0.018879 | 0.025678 | 0.033168 | 0.040676 | 0.046273 | 0.051745 | 0.056462 | 0.059988 | 0.061199 | 0.062283 | 0.062475 | 0.061775 | 0.061315 | 0.060504 | 0.73299 | 0.41097 | 0.37375 | 0.41281 | 0.39667 | 0.37955 | 0.3448 | 0.31361 | 0.29685 | 0.29604 | 0.32521 | 0.34974 | 0.3842 | 0 | 1.8286 | 1.6153 | 1.7386 | 1.5697 | 1.5363 | 1.4579 | 1.2855 | 1.2384 | 1.2495 | 1.4249 | 1.5005 | 1.745 | 1.2699
LO3Slow | New | TSRV | Residential | Water Heating | 0.0023429 | 0.0016694 | 22.4743 | -7.757 | Multifamily | Res_Valve only_HPWH | 0.00012069 | 0.00030664 | 0.00067835 | 0.0013362 | 0.0023271 | 0.0036488 | 0.0053696 | 0.0074147 | 0.0097176 | 0.012096 | 0.013968 | 0.01585 | 0.017548 | 0.018925 | 0.019599 | 0.020254 | 0.020618 | 0.020698 | 0.020845 | 0.020891 | 0.23221 | 0.41097 | 0.37375 | 0.41281 | 0.39667 | 0.37955 | 0.3448 | 0.31361 | 0.29685 | 0.29604 | 0.32521 | 0.34974 | 0.3842 | 0 | 1.8286 | 1.6153 | 1.7386 | 1.5697 | 1.5363 | 1.4579 | 1.2855 | 1.2384 | 1.2495 | 1.4249 | 1.5005 | 1.745 | 1.2699
LO3Slow | New | TSRV | Residential | Water Heating | 0.0023429 | 0.0016694 | 22.4743 | -7.757 | Manufactured | Res_Valve only_HPWH | 3.4091e-05 | 8.9213e-05 | 0.00020276 | 0.00040975 | 0.00073135 | 0.0011739 | 0.0017676 | 0.0024963 | 0.0033441 | 0.0042514 | 0.0050109 | 0.0058006 | 0.0065469 | 0.0071906 | 0.0075795 | 0.0079667 | 0.0082505 | 0.0084192 | 0.0086194 | 0.0087725 | 0.088657 | 0.41097 | 0.37375 | 0.41281 | 0.39667 | 0.37955 | 0.3448 | 0.31361 | 0.29685 | 0.29604 | 0.32521 | 0.34974 | 0.3842 | 0 | 1.8286 | 1.6153 | 1.7386 | 1.5697 | 1.5363 | 1.4579 | 1.2855 | 1.2384 | 1.2495 | 1.4249 | 1.5005 | 1.745 | 1.2699
Retro3Slow | Retro | TSRV | Residential | Water Heating | 0.0038201 | 0.0027226 | 36.6129 | -11.8409 | Single Family | Res_Valve only_ERWH | 0.011366 | 0.018034 | 0.036392 | 0.064229 | 0.10072 | 0.14203 | 0.18191 | 0.21337 | 0.23082 | 0.23165 | 0.2168 | 0.19004 | 0.15668 | 0.12194 | 0.089862 | 0.062891 | 0.04191 | 0.026655 | 0.016213 | 0.010969 | 2.1939 | 0.67299 | 0.61189 | 0.67539 | 0.64922 | 0.62033 | 0.56176 | 0.50936 | 0.48148 | 0.4812 | 0.53042 | 0.57185 | 0.6288 | 0 | 2.9893 | 2.6396 | 2.839 | 2.5597 | 2.5012 | 2.3683 | 2.08 | 2.0012 | 2.0235 | 2.3163 | 2.4485 | 2.8515 | 1.487
Retro3Slow | Retro | TSRV | Residential | Water Heating | 0.0038201 | 0.0027226 | 36.6129 | -11.8409 | Multifamily | Res_Valve only_ERWH | 0.027666 | 0.044242 | 0.08997 | 0.16001 | 0.25283 | 0.3592 | 0.46329 | 0.5471 | 0.59565 | 0.60148 | 0.56625 | 0.4991 | 0.41366 | 0.32357 | 0.23965 | 0.16853 | 0.11285 | 0.072115 | 0.044074 | 0.029962 | 5.9924 | 0.67299 | 0.61189 | 0.67539 | 0.64922 | 0.62033 | 0.56176 | 0.50936 | 0.48148 | 0.4812 | 0.53042 | 0.57185 | 0.6288 | 0 | 2.9893 | 2.6396 | 2.839 | 2.5597 | 2.5012 | 2.3683 | 2.08 | 2.0012 | 2.0235 | 2.3163 | 2.4485 | 2.8515 | 1.487
Retro3Slow | Retro | TSRV | Residential | Water Heating | 0.0038201 | 0.0027226 | 36.6129 | -11.8409 | Manufactured | Res_Valve only_ERWH | 0.0026474 | 0.0041461 | 0.0082635 | 0.014415 | 0.022358 | 0.031217 | 0.039629 | 0.046125 | 0.049571 | 0.049488 | 0.04613 | 0.040318 | 0.033176 | 0.025793 | 0.019004 | 0.013304 | 0.0088733 | 0.0056504 | 0.0034422 | 0.0023332 | 0.46664 | 0.67299 | 0.61189 | 0.67539 | 0.64922 | 0.62033 | 0.56176 | 0.50936 | 0.48148 | 0.4812 | 0.53042 | 0.57185 | 0.6288 | 0 | 2.9893 | 2.6396 | 2.839 | 2.5597 | 2.5012 | 2.3683 | 2.08 | 2.0012 | 2.0235 | 2.3163 | 2.4485 | 2.8515 | 1.487
Retro3Slow | Retro | TSRV | Residential | Water Heating | 0.0023429 | 0.0016694 | 22.4743 | -11.8409 | Single Family | Res_Valve only_HPWH | 0.039534 | 0.062731 | 0.12659 | 0.22342 | 0.35033 | 0.49404 | 0.63274 | 0.74219 | 0.80287 | 0.80576 | 0.75411 | 0.66105 | 0.54501 | 0.42414 | 0.31258 | 0.21876 | 0.14578 | 0.092715 | 0.056396 | 0.038156 | 7.6312 | 0.41097 | 0.37375 | 0.41281 | 0.39667 | 0.37955 | 0.3448 | 0.31361 | 0.29685 | 0.29604 | 0.32521 | 0.34974 | 0.3842 | 0 | 1.8286 | 1.6153 | 1.7386 | 1.5697 | 1.5363 | 1.4579 | 1.2855 | 1.2384 | 1.2495 | 1.4249 | 1.5005 | 1.745 | 1.2699
Retro3Slow | Retro | TSRV | Residential | Water Heating | 0.0023429 | 0.0016694 | 22.4743 | -7.757 | Multifamily | Res_Valve only_HPWH | 0.0056607 | 0.0090524 | 0.018409 | 0.032741 | 0.051733 | 0.073496 | 0.094795 | 0.11194 | 0.12188 | 0.12307 | 0.11586 | 0.10212 | 0.084639 | 0.066205 | 0.049035 | 0.034484 | 0.02309 | 0.014756 | 0.0090181 | 0.0061306 | 1.2261 | 0.41097 | 0.37375 | 0.41281 | 0.39667 | 0.37955 | 0.3448 | 0.31361 | 0.29685 | 0.29604 | 0.32521 | 0.34974 | 0.3842 | 0 | 1.8286 | 1.6153 | 1.7386 | 1.5697 | 1.5363 | 1.4579 | 1.2855 | 1.2384 | 1.2495 | 1.4249 | 1.5005 | 1.745 | 1.2699
Retro3Slow | Retro | TSRV | Residential | Water Heating | 0.0023429 | 0.0016694 | 22.4743 | -7.757 | Manufactured | Res_Valve only_HPWH | 0.0048753 | 0.0076352 | 0.015217 | 0.026545 | 0.041173 | 0.057487 | 0.072976 | 0.084939 | 0.091285 | 0.091132 | 0.084948 | 0.074245 | 0.061094 | 0.047497 | 0.034996 | 0.0245 | 0.01634 | 0.010405 | 0.0063389 | 0.0042966 | 0.85933 | 0.41097 | 0.37375 | 0.41281 | 0.39667 | 0.37955 | 0.3448 | 0.31361 | 0.29685 | 0.29604 | 0.32521 | 0.34974 | 0.3842 | 0 | 1.8286 | 1.6153 | 1.7386 | 1.5697 | 1.5363 | 1.4579 | 1.2855 | 1.2384 | 1.2495 | 1.4249 | 1.5005 | 1.745 | 1.2699
LO5Med | New | UHD TV | Residential | Electronics | 0.0061382 | 0.005981 | 49.6102 | -21.6874 | Single Family | Efficient TV | 0.016666 | 0.036176 | 0.059382 | 0.086126 | 0.11422 | 0.14394 | 0.17761 | 0.21227 | 0.24639 | 0.27586 | 0.28984 | 0.30221 | 0.31042 | 0.31332 | 0.3055 | 0.30157 | 0.29657 | 0.28962 | 0.28533 | 0.28004 | 4.3431 | 1.5633 | 1.2878 | 1.4245 | 1.1819 | 1.2072 | 1.2042 | 1.1394 | 1.2313 | 1.2248 | 1.3742 | 1.3579 | 1.3911 | 0 | 3.426 | 2.8662 | 3.1521 | 2.493 | 2.7282 | 2.7568 | 2.7497 | 2.802 | 2.4676 | 2.7366 | 2.807 | 3.0374 | 1429.6612
LO5Med | New | UHD TV | Residential | Electronics | 0.0061382 | 0.005981 | 49.6102 | -21.6874 | Multifamily - Low Rise | Efficient TV | 0.0045644 | 0.010059 | 0.016759 | 0.024662 | 0.033175 | 0.042461 | 0.053174 | 0.064431 | 0.075822 | 0.086129 | 0.091905 | 0.097275 | 0.10137 | 0.10389 | 0.10287 | 0.10314 | 0.10295 | 0.10217 | 0.10225 | 0.10202 | 1.4211 | 1.5633 | 1.2878 | 1.4245 | 1.1819 | 1.2072 | 1.2042 | 1.1394 | 1.2313 | 1.2248 | 1.3742 | 1.3579 | 1.3911 | 0 | 3.426 | 2.8662 | 3.1521 | 2.493 | 2.7282 | 2.7568 | 2.7497 | 2.802 | 2.4676 | 2.7366 | 2.807 | 3.0374 | 1429.6612
LO5Med | New | UHD TV | Residential | Electronics | 0.0061382 | 0.005981 | 49.6102 | -21.6874 | Multifamily - High Rise | Efficient TV | 0.0013293 | 0.0029123 | 0.0048619 | 0.0071836 | 0.0097183 | 0.012471 | 0.015674 | 0.019103 | 0.022558 | 0.02567 | 0.027335 | 0.028884 | 0.030111 | 0.030822 | 0.030469 | 0.030514 | 0.030433 | 0.030086 | 0.029943 | 0.029756 | 0.41984 | 1.5633 | 1.2878 | 1.4245 | 1.1819 | 1.2072 | 1.2042 | 1.1394 | 1.2313 | 1.2248 | 1.3742 | 1.3579 | 1.3911 | 0 | 3.426 | 2.8662 | 3.1521 | 2.493 | 2.7282 | 2.7568 | 2.7497 | 2.802 | 2.4676 | 2.7366 | 2.807 | 3.0374 | 1429.6612
LO5Med | New | UHD TV | Residential | Electronics | 0.0061382 | 0.005981 | 49.6102 | -21.6875 | Manufactured | Efficient TV | 0.001208 | 0.0027382 | 0.0046888 | 0.0070857 | 0.0097809 | 0.012823 | 0.016444 | 0.020405 | 0.024564 | 0.028511 | 0.031036 | 0.0335 | 0.035592 | 0.037137 | 0.037414 | 0.038144 | 0.038727 | 0.039032 | 0.039662 | 0.04015 | 0.49864 | 1.5633 | 1.2878 | 1.4245 | 1.1819 | 1.2072 | 1.2042 | 1.1394 | 1.2313 | 1.2248 | 1.3742 | 1.3579 | 1.3911 | 0 | 3.426 | 2.8662 | 3.1521 | 2.493 | 2.7282 | 2.7568 | 2.7497 | 2.802 | 2.4676 | 2.7366 | 2.807 | 3.0374 | 1429.6612
LO5Med | NR | UHD TV | Residential | Electronics | 0.0061382 | 0.005981 | 49.6102 | -21.6875 | Single Family | Efficient TV | 0.20238 | 0.44984 | 0.75152 | 1.1004 | 1.4969 | 1.9589 | 2.4638 | 3.2164 | 3.7157 | 4.133 | 4.4424 | 4.6328 | 4.7205 | 4.7354 | 4.6876 | 4.6438 | 4.605 | 4.5714 | 4.5462 | 4.5273 | 33.8658 | 1.5633 | 1.2878 | 1.4245 | 1.1819 | 1.2072 | 1.2042 | 1.1394 | 1.2313 | 1.2248 | 1.3742 | 1.3579 | 1.3911 | 0 | 3.426 | 2.8662 | 3.1521 | 2.493 | 2.7282 | 2.7568 | 2.7497 | 2.802 | 2.4676 | 2.7366 | 2.807 | 3.0374 | 1429.6612
LO5Med | NR | UHD TV | Residential | Electronics | 0.0061382 | 0.005981 | 49.6102 | -21.6874 | Multifamily - Low Rise | Efficient TV | 0.030474 | 0.067738 | 0.11317 | 0.1657 | 0.2254 | 0.29497 | 0.37101 | 0.51379 | 0.59227 | 0.65701 | 0.70402 | 0.73075 | 0.74005 | 0.73775 | 0.72554 | 0.71423 | 0.7042 | 0.69559 | 0.68946 | 0.6852 | 5.4189 | 1.5633 | 1.2878 | 1.4245 | 1.1819 | 1.2072 | 1.2042 | 1.1394 | 1.2313 | 1.2248 | 1.3742 | 1.3579 | 1.3911 | 0 | 3.426 | 2.8662 | 3.1521 | 2.493 | 2.7282 | 2.7568 | 2.7497 | 2.802 | 2.4676 | 2.7366 | 2.807 | 3.0374 | 1429.6612
LO5Med | NR | UHD TV | Residential | Electronics | 0.0061382 | 0.005981 | 49.6102 | -21.6875 | Multifamily - High Rise | Efficient TV | 0.0090178 | 0.020045 | 0.033487 | 0.049033 | 0.066699 | 0.087286 | 0.10979 | 0.15173 | 0.1748 | 0.19399 | 0.20798 | 0.21603 | 0.21886 | 0.21825 | 0.21472 | 0.2114 | 0.20843 | 0.20585 | 0.20403 | 0.20277 | 1.6013 | 1.5633 | 1.2878 | 1.4245 | 1.1819 | 1.2072 | 1.2042 | 1.1394 | 1.2313 | 1.2248 | 1.3742 | 1.3579 | 1.3911 | 0 | 3.426 | 2.8662 | 3.1521 | 2.493 | 2.7282 | 2.7568 | 2.7497 | 2.802 | 2.4676 | 2.7366 | 2.807 | 3.0374 | 1429.6612
LO5Med | NR | UHD TV | Residential | Electronics | 0.0061382 | 0.005981 | 49.6102 | -21.6875 | Manufactured | Efficient TV | 0.024678 | 0.054391 | 0.090101 | 0.13082 | 0.17645 | 0.22896 | 0.28555 | 0.35948 | 0.41358 | 0.45802 | 0.49002 | 0.50863 | 0.51572 | 0.51445 | 0.50612 | 0.49797 | 0.49015 | 0.48274 | 0.47614 | 0.4702 | 3.4702 | 1.5633 | 1.2878 | 1.4245 | 1.1819 | 1.2072 | 1.2042 | 1.1394 | 1.2313 | 1.2248 | 1.3742 | 1.3579 | 1.3911 | 0 | 3.426 | 2.8662 | 3.1521 | 2.493 | 2.7282 | 2.7568 | 2.7497 | 2.802 | 2.4676 | 2.7366 | 2.807 | 3.0374 | 1429.6612
LO5Med | New | Smart tstats | Residential | HVAC | 0.15442 | 0.11371 | 929.2837 | 40.0638 | Single Family | SF_Thermostat_HZ1 | 0.028991 | 0.062927 | 0.10329 | 0.14981 | 0.19868 | 0.25039 | 0.30896 | 0.36924 | 0.42858 | 0.47986 | 0.50416 | 0.5257 | 0.53998 | 0.54501 | 0.53142 | 0.52458 | 0.51587 | 0.50379 | 0.49632 | 0.48713 | 7.5547 | 28.5948 | 20.2841 | 16.8043 | 13.611 | 4.9476 | 2.1703 | 7.9233 | 7.3974 | 5.187 | 9.5135 | 17.4455 | 33.4599 | 0 | 129.7465 | 96.3181 | 82.7443 | 68.5866 | 30.8432 | 9.7382 | 17.0209 | 15.3606 | 22.2295 | 51.5388 | 85.4347 | 152.3836 | 0.96108
LO5Med | New | Smart tstats | Residential | HVAC | 0.10439 | 0.077676 | 627.9381 | 72.7958 | Multifamily - Low Rise | MF_Thermostat_HZ1 | 0.0029437 | 0.0064874 | 0.010808 | 0.015905 | 0.021395 | 0.027384 | 0.034293 | 0.041553 | 0.048899 | 0.055546 | 0.059271 | 0.062734 | 0.065378 | 0.067002 | 0.06634 | 0.066517 | 0.066395 | 0.065889 | 0.065944 | 0.065797 | 0.91648 | 19.6635 | 13.9486 | 11.5557 | 9.3389 | 3.2629 | 1.2953 | 4.0754 | 3.7963 | 3.0858 | 6.462 | 11.9966 | 23.0091 | 0 | 89.2216 | 66.2342 | 56.9 | 47.0813 | 20.8295 | 6.3386 | 8.971 | 8.0526 | 14.0531 | 35.2278 | 58.7501 | 104.7883 | 0.64714
LO5Med | New | Smart tstats | Residential | HVAC | 0.10439 | 0.077676 | 627.9381 | 72.7958 | Multifamily - High Rise | MF_Thermostat_HZ1 | 0 | 0 | 0 | 0 | 0 | 0 | 0 | 0 | 0 | 0 | 0 | 0 | 0 | 0 | 0 | 0 | 0 | 0 | 0 | 0 | 0 | 19.6635 | 13.9486 | 11.5557 | 9.3389 | 3.2629 | 1.2953 | 4.0754 | 3.7963 | 3.0858 | 6.462 | 11.9966 | 23.0091 | 0 | 89.2216 | 66.2342 | 56.9 | 47.0813 | 20.8295 | 6.3386 | 8.971 | 8.0526 | 14.0531 | 35.2278 | 58.7501 | 104.7883 | 0.64714
LO5Med | New | Smart tstats | Residential | HVAC | 0.11721 | 0.08709 | 705.1015 | 61.7516 | Manufactured | MH_Thermostat_HZ1 | 0.0069323 | 0.015714 | 0.026908 | 0.040664 | 0.056131 | 0.073588 | 0.094368 | 0.1171 | 0.14097 | 0.16362 | 0.17811 | 0.19225 | 0.20426 | 0.21312 | 0.21471 | 0.2189 | 0.22225 | 0.224 | 0.22761 | 0.23042 | 2.8616 | 22.0266 | 15.6249 | 12.9444 | 10.4644 | 3.6764 | 1.4812 | 4.7757 | 4.4504 | 3.5303 | 7.2509 | 13.4383 | 25.7742 | 0 | 99.9438 | 74.1939 | 63.738 | 52.7521 | 23.3909 | 7.1552 | 10.4682 | 9.4051 | 15.931 | 39.494 | 65.8104 | 117.3812 | 0.72702
LO5Med | New | Smart tstats | Residential | HVAC | 0.22038 | 0.16364 | 1325.7497 | 19.6816 | Single Family | SF_Thermostat_HZ23 | 0.008635 | 0.018743 | 0.030766 | 0.044622 | 0.059177 | 0.074579 | 0.092023 | 0.10998 | 0.12765 | 0.14293 | 0.15017 | 0.15658 | 0.16083 | 0.16233 | 0.15828 | 0.15625 | 0.15365 | 0.15006 | 0.14783 | 0.14509 | 2.2502 | 41.3711 | 29.3472 | 24.3125 | 19.6572 | 6.9228 | 2.8069 | 9.1435 | 8.5221 | 6.6917 | 13.6289 | 25.2403 | 48.41 | 0 | 187.718 | 139.3536 | 119.7149 | 99.0913 | 43.9818 | 13.4845 | 20.0076 | 17.9826 | 30.0781 | 74.2061 | 123.6074 | 220.4695 | 1.3673
LO5Med | New | Smart tstats | Residential | HVAC | 0.13904 | 0.10365 | 836.2844 | 47.6587 | Multifamily - Low Rise | MF_Thermostat_HZ23 | 0.00062075 | 0.001368 | 0.0022792 | 0.003354 | 0.0045118 | 0.0057747 | 0.0072316 | 0.0087625 | 0.010312 | 0.011713 | 0.012499 | 0.013229 | 0.013787 | 0.014129 | 0.01399 | 0.014027 | 0.014001 | 0.013895 | 0.013906 | 0.013875 | 0.19326 | 26.2709 | 18.6357 | 15.4386 | 12.472 | 4.326 | 1.6833 | 5.1161 | 4.763 | 4.0075 | 8.6142 | 16.0277 | 30.7407 | 0 | 119.2022 | 88.4905 | 76.0198 | 62.8819 | 27.7376 | 8.3828 | 11.3311 | 10.1575 | 18.48 | 47.0141 | 78.4915 | 139.9996 | 0.8613
LO5Med | New | Smart tstats | Residential | HVAC | 0.13904 | 0.10365 | 836.2844 | 47.6587 | Multifamily - High Rise | MF_Thermostat_HZ23 | 0 | 0 | 0 | 0 | 0 | 0 | 0 | 0 | 0 | 0 | 0 | 0 | 0 | 0 | 0 | 0 | 0 | 0 | 0 | 0 | 0 | 26.2709 | 18.6357 | 15.4386 | 12.472 | 4.326 | 1.6833 | 5.1161 | 4.763 | 4.0075 | 8.6142 | 16.0277 | 30.7407 | 0 | 119.2022 | 88.4905 | 76.0198 | 62.8819 | 27.7376 | 8.3828 | 11.3311 | 10.1575 | 18.48 | 47.0141 | 78.4915 | 139.9996 | 0.8613
LO5Med | New | Smart tstats | Residential | HVAC | 0.15609 | 0.11621 | 938.9121 | 39.3756 | Manufactured | MH_Thermostat_HZ23 | 0.0028993 | 0.0065721 | 0.011254 | 0.017007 | 0.023476 | 0.030777 | 0.039468 | 0.048975 | 0.058958 | 0.068431 | 0.074491 | 0.080405 | 0.085428 | 0.089135 | 0.0898 | 0.091553 | 0.092953 | 0.093683 | 0.095195 | 0.096368 | 1.1968 | 29.428 | 20.8752 | 17.294 | 13.9748 | 4.8726 | 1.9234 | 5.9942 | 5.5828 | 4.5813 | 9.6648 | 17.9539 | 34.4349 | 0 | 133.5274 | 99.1248 | 85.1555 | 70.4547 | 31.1439 | 9.4589 | 13.217 | 11.8595 | 20.9373 | 52.7049 | 87.9243 | 156.8241 | 0.96745
Retro5Med | Retro | Smart tstats | Residential | HVAC | 0.15442 | 0.11371 | 929.2837 | 40.0638 | Single Family | SF_Thermostat_HZ1 | 1.9913 | 2.4737 | 3.0593 | 3.5853 | 4.1241 | 4.8561 | 5.3577 | 5.4975 | 5.1973 | 4.4771 | 3.4688 | 2.2968 | 1.3336 | 0.64194 | 0.27148 | 0.098674 | 0.030807 | 0.0067113 | 0.0011026 | 0.00013228 | 49.2381 | 28.5948 | 20.2841 | 16.8043 | 13.611 | 4.9476 | 2.1703 | 7.9233 | 7.3974 | 5.187 | 9.5135 | 17.4455 | 33.4599 | 0 | 129.7465 | 96.3181 | 82.7443 | 68.5866 | 30.8432 | 9.7382 | 17.0209 | 15.3606 | 22.2295 | 51.5388 | 85.4347 | 152.3836 | 0.96108
Retro5Med | Retro | Smart tstats | Residential | HVAC | 0.10439 | 0.077676 | 627.9381 | 72.7958 | Multifamily - Low Rise | MF_Thermostat_HZ1 | 0.11117 | 0.13967 | 0.17456 | 0.20656 | 0.23973 | 0.28454 | 0.3161 | 0.32624 | 0.30993 | 0.26805 | 0.20836 | 0.13831 | 0.080486 | 0.038817 | 0.016447 | 0.0059891 | 0.0018734 | 0.00040891 | 6.7308e-05 | 8.0906e-06 | 3.0117 | 19.6635 | 13.9486 | 11.5557 | 9.3389 | 3.2629 | 1.2953 | 4.0754 | 3.7963 | 3.0858 | 6.462 | 11.9966 | 23.0091 | 0 | 89.2216 | 66.2342 | 56.9 | 47.0813 | 20.8295 | 6.3386 | 8.971 | 8.0526 | 14.0531 | 35.2278 | 58.7501 | 104.7883 | 0.64714
Retro5Med | Retro | Smart tstats | Residential | HVAC | 0.10439 | 0.077676 | 627.9381 | 72.7958 | Multifamily - High Rise | MF_Thermostat_HZ1 | 0 | 0 | 0 | 0 | 0 | 0 | 0 | 0 | 0 | 0 | 0 | 0 | 0 | 0 | 0 | 0 | 0 | 0 | 0 | 0 | 0 | 19.6635 | 13.9486 | 11.5557 | 9.3389 | 3.2629 | 1.2953 | 4.0754 | 3.7963 | 3.0858 | 6.462 | 11.9966 | 23.0091 | 0 | 89.2216 | 66.2342 | 56.9 | 47.0813 | 20.8295 | 6.3386 | 8.971 | 8.0526 | 14.0531 | 35.2278 | 58.7501 | 104.7883 | 0.64714
Retro5Med | Retro | Smart tstats | Residential | HVAC | 0.11721 | 0.08709 | 705.1015 | 61.7516 | Manufactured | MH_Thermostat_HZ1 | 0.8011 | 0.98131 | 1.1978 | 1.3868 | 1.5771 | 1.8375 | 2.0074 | 2.0407 | 1.9123 | 1.6334 | 1.2552 | 0.8245 | 0.47497 | 0.22685 | 0.095198 | 0.034339 | 0.010641 | 0.0023009 | 0.00037524 | 4.4693e-05 | 16.6365 | 22.0266 | 15.6249 | 12.9444 | 10.4644 | 3.6764 | 1.4812 | 4.7757 | 4.4504 | 3.5303 | 7.2509 | 13.4383 | 25.7742 | 0 | 99.9438 | 74.1939 | 63.738 | 52.7521 | 23.3909 | 7.1552 | 10.4682 | 9.4051 | 15.931 | 39.494 | 65.8104 | 117.3812 | 0.72702
Retro5Med | Retro | Smart tstats | Residential | HVAC | 0.22038 | 0.16364 | 1325.7497 | 19.6816 | Single Family | SF_Thermostat_HZ23 | 0.59311 | 0.73681 | 0.91123 | 1.0679 | 1.2284 | 1.4464 | 1.5958 | 1.6374 | 1.548 | 1.3335 | 1.0332 | 0.68411 | 0.39722 | 0.1912 | 0.08086 | 0.02939 | 0.0091759 | 0.001999 | 0.0003284 | 3.9398e-05 | 14.6656 | 41.3711 | 29.3472 | 24.3125 | 19.6572 | 6.9228 | 2.8069 | 9.1435 | 8.5221 | 6.6917 | 13.6289 | 25.2403 | 48.41 | 0 | 187.718 | 139.3536 | 119.7149 | 99.0913 | 43.9818 | 13.4845 | 20.0076 | 17.9826 | 30.0781 | 74.2061 | 123.6074 | 220.4695 | 1.3673
Retro5Med | Retro | Smart tstats | Residential | HVAC | 0.13904 | 0.10365 | 836.2844 | 47.6587 | Multifamily - Low Rise | MF_Thermostat_HZ23 | 0.023443 | 0.029454 | 0.036811 | 0.043559 | 0.050555 | 0.060004 | 0.066658 | 0.068797 | 0.065357 | 0.056525 | 0.043937 | 0.029167 | 0.016973 | 0.0081857 | 0.0034682 | 0.001263 | 0.00039506 | 8.6229e-05 | 1.4194e-05 | 1.7061e-06 | 0.63509 | 26.2709 | 18.6357 | 15.4386 | 12.472 | 4.326 | 1.6833 | 5.1161 | 4.763 | 4.0075 | 8.6142 | 16.0277 | 30.7407 | 0 | 119.2022 | 88.4905 | 76.0198 | 62.8819 | 27.7376 | 8.3828 | 11.3311 | 10.1575 | 18.48 | 47.0141 | 78.4915 | 139.9996 | 0.8613
Retro5Med | Retro | Smart tstats | Residential | HVAC | 0.13904 | 0.10365 | 836.2844 | 47.6587 | Multifamily - High Rise | MF_Thermostat_HZ23 | 0 | 0 | 0 | 0 | 0 | 0 | 0 | 0 | 0 | 0 | 0 | 0 | 0 | 0 | 0 | 0 | 0 | 0 | 0 | 0 | 0 | 26.2709 | 18.6357 | 15.4386 | 12.472 | 4.326 | 1.6833 | 5.1161 | 4.763 | 4.0075 | 8.6142 | 16.0277 | 30.7407 | 0 | 119.2022 | 88.4905 | 76.0198 | 62.8819 | 27.7376 | 8.3828 | 11.3311 | 10.1575 | 18.48 | 47.0141 | 78.4915 | 139.9996 | 0.8613
Retro5Med | Retro | Smart tstats | Residential | HVAC | 0.15609 | 0.11621 | 938.9121 | 39.3756 | Manufactured | MH_Thermostat_HZ23 | 0.33505 | 0.41042 | 0.50098 | 0.57999 | 0.6596 | 0.76849 | 0.83954 | 0.85347 | 0.79979 | 0.68315 | 0.52498 | 0.34483 | 0.19865 | 0.094876 | 0.039815 | 0.014362 | 0.0044503 | 0.00096232 | 0.00015694 | 1.8692e-05 | 6.958 | 29.428 | 20.8752 | 17.294 | 13.9748 | 4.8726 | 1.9234 | 5.9942 | 5.5828 | 4.5813 | 9.6648 | 17.9539 | 34.4349 | 0 | 133.5274 | 99.1248 | 85.1555 | 70.4547 | 31.1439 | 9.4589 | 13.217 | 11.8595 | 20.9373 | 52.7049 | 87.9243 | 156.8241 | 0.96745
LO1Slow | New | Well Pump | Residential | Other | 0.0010615 | 0.0010943 | 8.6442 | 4545.5303 | Single Family | SF_Well Pump | 5.6328e-06 | 8.4411e-06 | 1.8069e-05 | 3.3601e-05 | 5.5927e-05 | 8.5725e-05 | 0.0001265 | 0.00017929 | 0.00024591 | 0.00032463 | 0.00040075 | 0.00048745 | 0.00057678 | 0.00065948 | 0.00071604 | 0.0007655 | 0.00079592 | 0.00080815 | 0.00081274 | 0.00081072 | 0.0079172 | 0.13882 | 0.12486 | 0.1336 | 0.1233 | 0.12279 | 0.11912 | 0.12461 | 0.12466 | 0.12074 | 0.125 | 0.12715 | 0.13942 | 0 | 0.64669 | 0.58258 | 0.62485 | 0.5778 | 0.57542 | 0.55822 | 0.58176 | 0.58222 | 0.5636 | 0.58443 | 0.59245 | 0.6501 | 0.011004
LO1Slow | New | Well Pump | Residential | Other | 0.00099621 | 0.001027 | 8.1122 | 4844.9744 | Manufactured | MH_Well Pump | 8.3184e-07 | 1.3018e-06 | 2.9069e-06 | 5.6324e-06 | 9.7582e-06 | 1.5559e-05 | 2.3862e-05 | 3.5116e-05 | 4.9952e-05 | 6.836e-05 | 8.7434e-05 | 0.00011009 | 0.00013474 | 0.00015927 | 0.00017867 | 0.00019728 | 0.00021177 | 0.00022191 | 0.00023019 | 0.00023683 | 0.0019815 | 0.13028 | 0.11718 | 0.12538 | 0.11571 | 0.11523 | 0.11179 | 0.11694 | 0.11699 | 0.11331 | 0.11731 | 0.11932 | 0.13084 | 0 | 0.60689 | 0.54673 | 0.58639 | 0.54224 | 0.54001 | 0.52387 | 0.54596 | 0.54639 | 0.52892 | 0.54846 | 0.55599 | 0.61009 | 0.010327
LO1Slow | NR | Well Pump | Residential | Other | 0.0010615 | 0.0010943 | 8.6442 | 4545.5303 | Single Family | SF_Well Pump | 2.394e-05 | 3.6738e-05 | 8.0034e-05 | 0.00015026 | 0.00025653 | 0.00040831 | 0.00061415 | 0.0008802 | 0.0012082 | 0.0015938 | 0.0020248 | 0.0024816 | 0.0029382 | 0.0033662 | 0.0037399 | 0.0040412 | 0.004263 | 0.0044222 | 0.004504 | 0.0045672 | 0.09171 | 0.13882 | 0.12486 | 0.1336 | 0.1233 | 0.12279 | 0.11912 | 0.12461 | 0.12466 | 0.12074 | 0.125 | 0.12715 | 0.13942 | 0 | 0.64669 | 0.58258 | 0.62485 | 0.5778 | 0.57542 | 0.55822 | 0.58176 | 0.58222 | 0.5636 | 0.58443 | 0.59245 | 0.6501 | 0.011004
LO1Slow | NR | Well Pump | Residential | Other | 0.00099621 | 0.001027 | 8.1122 | 4844.9744 | Manufactured | MH_Well Pump | 5.9479e-06 | 9.0506e-06 | 1.9551e-05 | 3.6395e-05 | 6.1613e-05 | 9.7238e-05 | 0.00014503 | 0.0002061 | 0.00028052 | 0.00036692 | 0.00046222 | 0.0005617 | 0.00065944 | 0.00074914 | 0.00082529 | 0.00088424 | 0.0009249 | 0.00095134 | 0.00096078 | 0.00096604 | 0.019398 | 0.13028 | 0.11718 | 0.12538 | 0.11571 | 0.11523 | 0.11179 | 0.11694 | 0.11699 | 0.11331 | 0.11731 | 0.11932 | 0.13084 | 0 | 0.60689 | 0.54673 | 0.58639 | 0.54224 | 0.54001 | 0.52387 | 0.54596 | 0.54639 | 0.52892 | 0.54846 | 0.55599 | 0.61009 | 0.010327
LO1Slow | New | Whole House Fan | Residential | HVAC | 0.02118 | 0.0061035 | 130.9803 | 805.226 | Single Family | Retro_SingleFamily_WHF_CZ3 | 0.00031298 | 0.00046902 | 0.001004 | 0.001867 | 0.0031075 | 0.0047632 | 0.0070286 | 0.0099623 | 0.013664 | 0.018038 | 0.022267 | 0.027085 | 0.032048 | 0.036643 | 0.039786 | 0.042535 | 0.044224 | 0.044904 | 0.045159 | 0.045047 | 0.43991 | 0 | 0 | 0 | 0.2459 | 1.6448 | 2.3281 | 16.2122 | 15.2376 | 5.6805 | 0.94507 | 0 | 0 | 0 | 0 | 0 | 0 | 0.97972 | 4.4888 | 4.2262 | 32.2737 | 29.6372 | 14.5604 | 2.5202 | 0 | 0 | 0.082458
LO1Slow | New | Whole House Fan | Residential | HVAC | 0.0094797 | 0.0027318 | 58.6251 | 1833.3677 | Single Family | Retro_SingleFamily_WHF_CZ2 | 0.0002679 | 0.00040146 | 0.00085935 | 0.0015981 | 0.0026599 | 0.0040771 | 0.0060162 | 0.0085273 | 0.011696 | 0.01544 | 0.01906 | 0.023183 | 0.027432 | 0.031365 | 0.034056 | 0.036408 | 0.037854 | 0.038436 | 0.038654 | 0.038558 | 0.37655 | 0 | 0 | 0 | 0.11006 | 0.7362 | 1.042 | 7.2564 | 6.8202 | 2.5425 | 0.423 | 0 | 0 | 0 | 0 | 0 | 0 | 0.43851 | 2.0091 | 1.8916 | 14.4453 | 13.2652 | 6.517 | 1.128 | 0 | 0 | 0.036907
LO1Slow | New | Whole House Fan | Residential | HVAC | 0.0022849 | 0.00065844 | 14.1302 | 7694.0872 | Single Family | Retro_SingleFamily_WHF_CZ1 | 0.00012593 | 0.00018871 | 0.00040394 | 0.00075117 | 0.0012503 | 0.0019165 | 0.0028279 | 0.0040083 | 0.0054975 | 0.0072574 | 0.0089591 | 0.010897 | 0.012894 | 0.014743 | 0.016008 | 0.017114 | 0.017794 | 0.018067 | 0.01817 | 0.018124 | 0.177 | 0 | 0 | 0 | 0.026528 | 0.17744 | 0.25116 | 1.749 | 1.6438 | 0.61281 | 0.10195 | 0 | 0 | 0 | 0 | 0 | 0 | 0.10569 | 0.48425 | 0.45592 | 3.4817 | 3.1973 | 1.5708 | 0.27188 | 0 | 0 | 0.0088955
Retro1Slow | Retro | Whole House Fan | Residential | HVAC | 0.02118 | 0.0061035 | 130.9803 | 805.226 | Single Family | Retro_SingleFamily_WHF_CZ3 | 0.0090963 | 0.018461 | 0.033257 | 0.054851 | 0.084368 | 0.12234 | 0.16831 | 0.22047 | 0.27527 | 0.3274 | 0.37009 | 0.39615 | 0.39979 | 0.37834 | 0.33361 | 0.27641 | 0.21162 | 0.1466 | 0.09368 | 0.061095 | 4.7918 | 0 | 0 | 0 | 0.2459 | 1.6448 | 2.3281 | 16.2122 | 15.2376 | 5.6805 | 0.94507 | 0 | 0 | 0 | 0 | 0 | 0 | 0.97972 | 4.4888 | 4.2262 | 32.2737 | 29.6372 | 14.5604 | 2.5202 | 0 | 0 | 0.082458
Retro1Slow | Retro | Whole House Fan | Residential | HVAC | 0.0094797 | 0.0027318 | 58.6251 | 1833.3677 | Single Family | Retro_SingleFamily_WHF_CZ2 | 0.0077861 | 0.015802 | 0.028467 | 0.04695 | 0.072216 | 0.10472 | 0.14407 | 0.18871 | 0.23562 | 0.28024 | 0.31678 | 0.33908 | 0.34221 | 0.32385 | 0.28555 | 0.2366 | 0.18114 | 0.12548 | 0.080187 | 0.052295 | 4.1016 | 0 | 0 | 0 | 0.11006 | 0.7362 | 1.042 | 7.2564 | 6.8202 | 2.5425 | 0.423 | 0 | 0 | 0 | 0 | 0 | 0 | 0.43851 | 2.0091 | 1.8916 | 14.4453 | 13.2652 | 6.517 | 1.128 | 0 | 0 | 0.036907
Retro1Slow | Retro | Whole House Fan | Residential | HVAC | 0.0022849 | 0.00065844 | 14.1302 | 7694.0872 | Single Family | Retro_SingleFamily_WHF_CZ1 | 0.0036599 | 0.0074277 | 0.013381 | 0.022069 | 0.033945 | 0.049223 | 0.067718 | 0.088704 | 0.11075 | 0.13173 | 0.1489 | 0.15939 | 0.16085 | 0.15222 | 0.13422 | 0.11121 | 0.085145 | 0.058983 | 0.037692 | 0.024581 | 1.928 | 0 | 0 | 0 | 0.026528 | 0.17744 | 0.25116 | 1.749 | 1.6438 | 0.61281 | 0.10195 | 0 | 0 | 0 | 0 | 0 | 0 | 0.10569 | 0.48425 | 0.45592 | 3.4817 | 3.1973 | 1.5708 | 0.27188 | 0 | 0 | 0.0088955

## aMW-MAX
Ramp Rate | Resource Type | Measure Category | Sector | End Use | kW per unit | kW2 per unit | kWh per unit | TRC Net Levelized Cost (Net of All Benefits) | Lev Cost Bins | Lev Cost 3 Bins | segment | measure | aMW_2022 | aMW_2023 | aMW_2024 | aMW_2025 | aMW_2026 | aMW_2027 | aMW_2028 | aMW_2029 | aMW_2030 | aMW_2031 | aMW_2032 | aMW_2033 | aMW_2034 | aMW_2035 | aMW_2036 | aMW_2037 | aMW_2038 | aMW_2039 | aMW_2040 | aMW_2041 | MAX | MAX2 | SUM2036 | 2032 | 2027 | WT_max2*lvlcost | Measure Category without NULL measures | B/C value | NRC CE? | Resilience | Flexibility | Equity | Decarb | BCR w/Adders | NRC w adders CE? | Avoided LC (BC*LC) | Difference AC-AvAC |  | Keep this table for lookups. Enter the Adder values on CE+Adders page | Resilience | Flexibility | Equity | Decarb | Sample Calculation: | Avoided Cost: BCR*LC | Adders | AC + Adders | BCR Multiplier | New BCR
LO20Fast | NR | Lighting | Agriculture | Lighting | 0.034706 | 0.036994 | 159.302 | -15.9594 | <0 | <40 | Exterior LED Area Light w/ New Photocell 20 - 29W | Idaho | 0.0030702 | 0.0052222 | 0.006712 | 0.0078722 | 0.0088887 | 0.0097684 | 0.010522 | 0.011162 | 0.011702 | 0.012155 | 0.012533 | 0.012828 | 0.013057 | 0.013236 | 0.013375 | 0.00057523 | 0 | 0 | 0 | 0 | 0.15268 | 0.15268 | 0.1521 | 0.099609 | 0.041534 | -2.4367 | Lighting | 2.1184 | 1 |  |  |  | x | 2.1184 | 1 | 0 | -15.9594 |  | Value ($/MWh) | #REF! | #REF! | #REF! | #REF! | 2.1184 | -33.8091 | 0 | -33.8091 | 1 | 2.1184
LO20Fast | NR | Lighting | Agriculture | Lighting | 0.048115 | 0.051287 | 220.8505 | -19.1653 | <0 | <40 | Exterior LED Area Light w/ New Photocell 30 - 44W | Idaho | 0.0042565 | 0.0072399 | 0.0093053 | 0.010914 | 0.012323 | 0.013543 | 0.014587 | 0.015475 | 0.016224 | 0.016852 | 0.017376 | 0.017784 | 0.018102 | 0.018349 | 0.018542 | 0.00079748 | 0 | 0 | 0 | 0 | 0.21167 | 0.21167 | 0.21087 | 0.13809 | 0.057581 | -4.0567 | Lighting | 2.545 | 1 |  |  |  | x | 2.545 | 1 | 0 | -19.1653 |  |  | Enter values on CE pivot + adders worksheet
LO20Fast | NR | Lighting | Agriculture | Lighting | 0.069675 | 0.074269 | 319.8108 | -22.4222 | <0 | <40 | Exterior LED Area Light w/ New Photocell 45 - 59W | Idaho | 0.0061637 | 0.010484 | 0.013475 | 0.015804 | 0.017845 | 0.019611 | 0.021124 | 0.022409 | 0.023493 | 0.024403 | 0.025162 | 0.025753 | 0.026213 | 0.026572 | 0.026851 | 0.0011548 | 0 | 0 | 0 | 0 | 0.30652 | 0.30652 | 0.30536 | 0.19997 | 0.083382 | -6.8728 | Lighting | 3.2087 | 1 |  |  |  | x | 3.2087 | 1 | 0 | -22.4222
LO20Fast | NR | Lighting | Agriculture | Lighting | 0.090466 | 0.096431 | 415.2449 | -23.6642 | <0 | <40 | Exterior LED Area Light w/ New Photocell 60 - 75W | Idaho | 0.008003 | 0.013613 | 0.017496 | 0.02052 | 0.02317 | 0.025463 | 0.027427 | 0.029096 | 0.030504 | 0.031685 | 0.03267 | 0.033438 | 0.034035 | 0.034501 | 0.034863 | 0.0014994 | 0 | 0 | 0 | 0 | 0.39798 | 0.39798 | 0.39648 | 0.25965 | 0.10826 | -9.418 | Lighting | 3.7086 | 1 |  |  |  | x | 3.7086 | 1 | 0 | -23.6642
LO20Fast | NR | Lighting | Agriculture | Lighting | 0.034706 | 0.036994 | 159.302 | -15.9594 | <0 | <40 | Exterior LED Area Light w/ New Photocell 20 - 29W | Montana | 0.00063568 | 0.0010812 | 0.0013897 | 0.0016299 | 0.0018404 | 0.0020225 | 0.0021785 | 0.0023111 | 0.0024229 | 0.0025167 | 0.002595 | 0.0026559 | 0.0027034 | 0.0027404 | 0.0027692 | 0.0001191 | 0 | 0 | 0 | 0 | 0.031612 | 0.031612 | 0.031493 | 0.020624 | 0.0085994 | -0.50451 | Lighting | 2.1184 | 1 |  |  |  | x | 2.1184 | 1 | 0 | -15.9594
LO20Fast | NR | Lighting | Agriculture | Lighting | 0.048115 | 0.051287 | 220.8505 | -19.1653 | <0 | <40 | Exterior LED Area Light w/ New Photocell 30 - 44W | Montana | 0.00088128 | 0.001499 | 0.0019266 | 0.0022596 | 0.0025514 | 0.0028039 | 0.0030202 | 0.003204 | 0.0033591 | 0.0034891 | 0.0035976 | 0.0036821 | 0.0037479 | 0.0037992 | 0.0038391 | 0.00016512 | 0 | 0 | 0 | 0 | 0.043825 | 0.043825 | 0.04366 | 0.028592 | 0.011922 | -0.83993 | Lighting | 2.545 | 1 |  |  |  | x | 2.545 | 1 | 0 | -19.1653
LO20Fast | NR | Lighting | Agriculture | Lighting | 0.069675 | 0.074269 | 319.8108 | -22.4222 | <0 | <40 | Exterior LED Area Light w/ New Photocell 45 - 59W | Montana | 0.0012762 | 0.0021707 | 0.0027899 | 0.0032722 | 0.0036947 | 0.0040603 | 0.0043736 | 0.0046397 | 0.0048642 | 0.0050525 | 0.0052096 | 0.005332 | 0.0054273 | 0.0055015 | 0.0055594 | 0.0002391 | 0 | 0 | 0 | 0 | 0.063463 | 0.063463 | 0.063224 | 0.041404 | 0.017264 | -1.423 | Lighting | 3.2087 | 1 |  |  |  | x | 3.2087 | 1 | 0 | -22.4222
LO20Fast | NR | Lighting | Agriculture | Lighting | 0.090466 | 0.096431 | 415.2449 | -23.6642 | <0 | <40 | Exterior LED Area Light w/ New Photocell 60 - 75W | Montana | 0.001657 | 0.0028184 | 0.0036224 | 0.0042486 | 0.0047972 | 0.005272 | 0.0056787 | 0.0060242 | 0.0063157 | 0.0065602 | 0.0067642 | 0.0069231 | 0.0070469 | 0.0071433 | 0.0072183 | 0.00031045 | 0 | 0 | 0 | 0 | 0.082401 | 0.082401 | 0.08209 | 0.053759 | 0.022416 | -1.9499 | Lighting | 3.7086 | 1 |  |  |  | x | 3.7086 | 1 | 0 | -23.6642
LO20Fast | NR | Lighting | Agriculture | Lighting | 0.034706 | 0.036994 | 159.302 | -15.9594 | <0 | <40 | Exterior LED Area Light w/ New Photocell 20 - 29W | Washington | 0.0044221 | 0.0075216 | 0.0096673 | 0.011338 | 0.012802 | 0.014069 | 0.015155 | 0.016077 | 0.016855 | 0.017507 | 0.018052 | 0.018476 | 0.018806 | 0.019063 | 0.019264 | 0.00082851 | 0 | 0 | 0 | 0 | 0.2199 | 0.2199 | 0.21908 | 0.14347 | 0.059821 | -3.5095 | Lighting | 2.1184 | 1 |  |  |  | x | 2.1184 | 1 | 0 | -15.9594
LO20Fast | NR | Lighting | Agriculture | Lighting | 0.048115 | 0.051287 | 220.8505 | -19.1653 | <0 | <40 | Exterior LED Area Light w/ New Photocell 30 - 44W | Washington | 0.0061306 | 0.010428 | 0.013402 | 0.015719 | 0.017749 | 0.019505 | 0.02101 | 0.022288 | 0.023367 | 0.024272 | 0.025026 | 0.025614 | 0.026072 | 0.026429 | 0.026706 | 0.0011486 | 0 | 0 | 0 | 0 | 0.30487 | 0.30487 | 0.30372 | 0.1989 | 0.082934 | -5.8429 | Lighting | 2.545 | 1 |  |  |  | x | 2.545 | 1 | 0 | -19.1653
LO20Fast | NR | Lighting | Agriculture | Lighting | 0.069675 | 0.074269 | 319.8108 | -22.4222 | <0 | <40 | Exterior LED Area Light w/ New Photocell 45 - 59W | Washington | 0.0088776 | 0.0151 | 0.019408 | 0.022763 | 0.025702 | 0.028245 | 0.030424 | 0.032276 | 0.033837 | 0.035147 | 0.03624 | 0.037092 | 0.037755 | 0.038271 | 0.038673 | 0.0016633 | 0 | 0 | 0 | 0 | 0.44147 | 0.44147 | 0.43981 | 0.28802 | 0.1201 | -9.8988 | Lighting | 3.2087 | 1 |  |  |  | x | 3.2087 | 1 | 0 | -22.4222
LO20Fast | NR | Lighting | Agriculture | Lighting | 0.090466 | 0.096431 | 415.2449 | -23.6642 | <0 | <40 | Exterior LED Area Light w/ New Photocell 60 - 75W | Washington | 0.011527 | 0.019606 | 0.025199 | 0.029555 | 0.033371 | 0.036674 | 0.039503 | 0.041907 | 0.043935 | 0.045636 | 0.047055 | 0.04816 | 0.049021 | 0.049691 | 0.050214 | 0.0021596 | 0 | 0 | 0 | 0 | 0.57321 | 0.57321 | 0.57105 | 0.37397 | 0.15593 | -13.5647 | Lighting | 3.7086 | 1 |  |  |  | x | 3.7086 | 1 | 0 | -23.6642
LO20Fast | NR | Lighting | Agriculture | Lighting | 0.034706 | 0.036994 | 159.302 | -15.9594 | <0 | <40 | Exterior LED Area Light w/ New Photocell 20 - 29W | Oregon | 0.0046996 | 0.0079936 | 0.010274 | 0.01205 | 0.013606 | 0.014952 | 0.016106 | 0.017086 | 0.017913 | 0.018606 | 0.019185 | 0.019635 | 0.019986 | 0.02026 | 0.020473 | 0.0008805 | 0 | 0 | 0 | 0 | 0.2337 | 0.2337 | 0.23282 | 0.15247 | 0.063575 | -3.7298 | Lighting | 2.1184 | 1 |  |  |  | x | 2.1184 | 1 | 0 | -15.9594
LO20Fast | NR | Lighting | Agriculture | Lighting | 0.048115 | 0.051287 | 220.8505 | -19.1653 | <0 | <40 | Exterior LED Area Light w/ New Photocell 30 - 44W | Oregon | 0.0065153 | 0.011082 | 0.014243 | 0.016706 | 0.018863 | 0.020729 | 0.022329 | 0.023687 | 0.024833 | 0.025795 | 0.026597 | 0.027222 | 0.027708 | 0.028087 | 0.028382 | 0.0012207 | 0 | 0 | 0 | 0 | 0.324 | 0.324 | 0.32278 | 0.21138 | 0.088138 | -6.2096 | Lighting | 2.545 | 1 |  |  |  | x | 2.545 | 1 | 0 | -19.1653
LO20Fast | NR | Lighting | Agriculture | Lighting | 0.069675 | 0.074269 | 319.8108 | -22.4222 | <0 | <40 | Exterior LED Area Light w/ New Photocell 45 - 59W | Oregon | 0.0094348 | 0.016048 | 0.020626 | 0.024191 | 0.027315 | 0.030018 | 0.032334 | 0.034301 | 0.035961 | 0.037353 | 0.038515 | 0.03942 | 0.040124 | 0.040673 | 0.0411 | 0.0017677 | 0 | 0 | 0 | 0 | 0.46918 | 0.46918 | 0.46741 | 0.3061 | 0.12763 | -10.5201 | Lighting | 3.2087 | 1 |  |  |  | x | 3.2087 | 1 | 0 | -22.4222
LO20Fast | NR | Lighting | Agriculture | Lighting | 0.090466 | 0.096431 | 415.2449 | -23.6642 | <0 | <40 | Exterior LED Area Light w/ New Photocell 60 - 75W | Oregon | 0.01225 | 0.020837 | 0.026781 | 0.03141 | 0.035466 | 0.038976 | 0.041982 | 0.044537 | 0.046692 | 0.0485 | 0.050008 | 0.051183 | 0.052098 | 0.05281 | 0.053365 | 0.0022952 | 0 | 0 | 0 | 0 | 0.60919 | 0.60919 | 0.60689 | 0.39744 | 0.16572 | -14.4159 | Lighting | 3.7086 | 1 |  |  |  | x | 3.7086 | 1 | 0 | -23.6642
Retro5Med | Retro | Stationary Engine Block Heater | Agriculture | Process Loads | 0.9045 | 1.1447 | 5024.564 | -9.4335 | <0 | <40 | Stationary Engine Circulating Block Heater for Backup Generator (< 800 kW) - Idaho | Idaho | 0.0029972 | 0.00368 | 0.0045033 | 0.0052276 | 0.0059628 | 0.0069712 | 0.0076475 | 0.0078125 | 0.0073623 | 0.0063285 | 0.0048973 | 0.0032411 | 0.0018819 | 0.00090612 | 0.00028226 | 0 | 0 | 0 | 0 | 0 | 0.069702 | 0.069702 | 0.069702 | 0.06339 | 0.029342 | -0.65753 | Stationary Engine Block Heater | 2.9964 | 1 |  |  |  | x | 2.9964 | 1 | 0 | -9.4335
Retro5Med | Retro | Stationary Engine Block Heater | Agriculture | Process Loads | 1.1115 | 1.3261 | 5687.2089 | -14.0842 | <0 | <40 | Stationary Engine Circulating Block Heater for Backup Generator (< 800 kW) - Montana | Montana | 8.8361e-05 | 0.00010849 | 0.00013276 | 0.00015412 | 0.00017579 | 0.00020552 | 0.00022546 | 0.00023032 | 0.00021705 | 0.00018657 | 0.00014438 | 9.5553e-05 | 5.5482e-05 | 2.6714e-05 | 8.3213e-06 | 0 | 0 | 0 | 0 | 0 | 0.0020549 | 0.0020549 | 0.0020549 | 0.0018688 | 0.00086505 | -0.028942 | Stationary Engine Block Heater | 3.5615 | 1 |  |  |  | x | 3.5615 | 1 | 0 | -14.0842
Retro5Med | Retro | Stationary Engine Block Heater | Agriculture | Process Loads | 0.81953 | 1.2185 | 5030.6438 | -7.4519 | <0 | <40 | Stationary Engine Circulating Block Heater for Backup Generator (< 800 kW) - Oregon | Oregon | 0.0021728 | 0.0026679 | 0.0032647 | 0.0037898 | 0.0043227 | 0.0050538 | 0.0055441 | 0.0056637 | 0.0053373 | 0.0045879 | 0.0035503 | 0.0023497 | 0.0013643 | 0.0006569 | 0.00020462 | 0 | 0 | 0 | 0 | 0 | 0.050531 | 0.050531 | 0.050531 | 0.045955 | 0.021272 | -0.37655 | Stationary Engine Block Heater | 2.9729 | 1 |  |  |  | x | 2.9729 | 1 | 0 | -7.4519
Retro5Med | Retro | Stationary Engine Block Heater | Agriculture | Process Loads | 0.60979 | 0.90666 | 3743.1574 | -0.33278 | <0 | <40 | Stationary Engine Circulating Block Heater for Backup Generator (< 800 kW) - Washington | Washington | 0.0048628 | 0.0059708 | 0.0073065 | 0.0084817 | 0.0096744 | 0.011311 | 0.012408 | 0.012676 | 0.011945 | 0.010268 | 0.0079457 | 0.0052586 | 0.0030534 | 0.0014702 | 0.00045795 | 0 | 0 | 0 | 0 | 0 | 0.11309 | 0.11309 | 0.11309 | 0.10285 | 0.047607 | -0.037634 | Stationary Engine Block Heater | 2.212 | 1 |  |  |  | x | 2.212 | 1 | 0 | -0.33278
Retro3Slow | Retro | Dairy | Agriculture | Motors/Drives | 0.0015761 | 0.0001484 | 7.7584 | -19.5217 | <0 | <40 | VSD - Vacuum Pump - Free Stall - Idaho | VSD - Vacuum Pump - Free Stall - Idaho | 0.0001503 | 0.00024101 | 0.00049224 | 0.00088044 | 0.0014048 | 0.00201 | 0.0026175 | 0.0031112 | 0.0034155 | 0.0034836 | 0.0033101 | 0.0029441 | 0.0024692 | 0.0019441 | 0.0014325 | 0.0010028 | 0.0006685 | 0.00042541 | 0.00025895 | 0.00017533 | 0.035066 | 0.032438 | 0.029907 | 0.021117 | 0.0051789 | -0.63324 | Dairy | 4.754 | 1 |  |  |  | x | 4.754 | 1 | 0 | -19.5217
Retro3Slow | Retro | Dairy | Agriculture | Motors/Drives | 0.0015761 | 0.0001484 | 7.7584 | -19.5217 | <0 | <40 | VSD - Vacuum Pump - Free Stall - Montana | VSD - Vacuum Pump - Free Stall - Montana | 7.5757e-07 | 1.1918e-06 | 2.3788e-06 | 4.1623e-06 | 6.4748e-06 | 9.017e-06 | 1.1469e-05 | 1.3365e-05 | 1.4366e-05 | 1.4334e-05 | 1.3379e-05 | 1.1669e-05 | 9.5793e-06 | 7.4508e-06 | 5.4901e-06 | 3.8431e-06 | 2.562e-06 | 1.6304e-06 | 9.9241e-07 | 2.7643e-07 | 0.00013439 | 0.00013439 | 0.00012508 | 9.0896e-05 | 2.3982e-05 | -0.0026235 | Dairy | 4.754 | 1 |  |  |  | x | 4.754 | 1 | 0 | -19.5217
Retro3Slow | Retro | Dairy | Agriculture | Motors/Drives | 0.0015761 | 0.0001484 | 7.7584 | -19.5217 | <0 | <40 | VSD - Vacuum Pump - Free Stall - Oregon | VSD - Vacuum Pump - Free Stall - Oregon | 2.5172e-05 | 4.0156e-05 | 8.1555e-05 | 0.000145 | 0.00022934 | 0.00032616 | 0.00042157 | 0.00049925 | 0.00054669 | 0.00055406 | 0.00052458 | 0.00046632 | 0.00038929 | 0.0003073 | 0.00022643 | 0.0001585 | 0.00010567 | 6.7244e-05 | 4.0931e-05 | 2.7714e-05 | 0.0055427 | 0.0051829 | 0.0047829 | 0.0033935 | 0.00084738 | -0.10118 | Dairy | 4.754 | 1 |  |  |  | x | 4.754 | 1 | 0 | -19.5217
Retro3Slow | Retro | Dairy | Agriculture | Motors/Drives | 0.0015761 | 0.0001484 | 7.7584 | -19.5217 | <0 | <40 | VSD - Vacuum Pump - Free Stall - Washington | VSD - Vacuum Pump - Free Stall - Washington | 7.006e-05 | 0.00011149 | 0.0002263 | 0.00040266 | 0.00063769 | 0.00090972 | 0.0011778 | 0.001398 | 0.0015303 | 0.0015599 | 0.0014821 | 0.0013166 | 0.0011047 | 0.00087109 | 0.00064186 | 0.0004493 | 0.00029953 | 0.00019061 | 0.00011602 | 7.8558e-05 | 0.015712 | 0.014574 | 0.01344 | 0.009506 | 0.0023579 | -0.28451 | Dairy | 4.754 | 1 |  |  |  | x | 4.754 | 1 | 0 | -19.5217
Retro3Slow | Retro | Dairy | Agriculture | Motors/Drives | 0.0011049 | 0.00010403 | 5.4388 | -20.679 | <0 | <40 | VSD - Vacuum Pump - Tie Stall - Idaho | VSD - Vacuum Pump - Tie Stall - Idaho | 2.6445e-05 | 4.1569e-05 | 8.3138e-05 | 0.00014549 | 0.00022632 | 0.00031685 | 0.00040326 | 0.00047047 | 0.00050666 | 0.00050666 | 0.00047288 | 0.00041377 | 0.00034076 | 0.00026503 | 0.00019529 | 0.0001367 | 9.1134e-05 | 5.7994e-05 | 3.5301e-05 | 2.3902e-05 | 0.0047803 | 0.0047596 | 0.0044146 | 0.0031998 | 0.00083981 | -0.098424 | Dairy | 5.2054 | 1 |  |  |  | x | 5.2054 | 1 | 0 | -20.679
Retro3Slow | Retro | Dairy | Agriculture | Motors/Drives | 0.0011049 | 0.00010403 | 5.4388 | -20.679 | <0 | <40 | VSD - Vacuum Pump - Tie Stall - Montana | VSD - Vacuum Pump - Tie Stall - Montana | 1.3086e-06 | 2.057e-06 | 4.114e-06 | 7.1995e-06 | 1.1199e-05 | 1.5679e-05 | 1.9955e-05 | 2.3281e-05 | 2.5072e-05 | 2.5072e-05 | 2.34e-05 | 2.0475e-05 | 1.6862e-05 | 1.3115e-05 | 9.6635e-06 | 6.7645e-06 | 4.5096e-06 | 2.8698e-06 | 1.7468e-06 | 1.1827e-06 | 0.00023655 | 0.00023552 | 0.00021845 | 0.00015834 | 4.1557e-05 | -0.0048704 | Dairy | 5.2054 | 1 |  |  |  | x | 5.2054 | 1 | 0 | -20.679
Retro3Slow | Retro | Dairy | Agriculture | Motors/Drives | 0.0011049 | 0.00010403 | 5.4388 | -20.679 | <0 | <40 | VSD - Vacuum Pump - Tie Stall - Oregon | VSD - Vacuum Pump - Tie Stall - Oregon | 1.5708e-05 | 2.4692e-05 | 4.9383e-05 | 8.6421e-05 | 0.00013443 | 0.00018821 | 0.00023953 | 0.00027946 | 0.00030095 | 0.00030095 | 0.00028089 | 0.00024578 | 0.00020241 | 0.00015743 | 0.000116 | 8.1199e-05 | 5.4133e-05 | 3.4448e-05 | 2.0968e-05 | 1.4197e-05 | 0.0028395 | 0.0028272 | 0.0026222 | 0.0019006 | 0.00049884 | -0.058463 | Dairy | 5.2054 | 1 |  |  |  | x | 5.2054 | 1 | 0 | -20.679
Retro3Slow | Retro | Dairy | Agriculture | Motors/Drives | 0.0011049 | 0.00010403 | 5.4388 | -20.679 | <0 | <40 | VSD - Vacuum Pump - Tie Stall - Washington | VSD - Vacuum Pump - Tie Stall - Washington | 9.5767e-07 | 1.5054e-06 | 3.0107e-06 | 5.2688e-06 | 8.1959e-06 | 1.1474e-05 | 1.4604e-05 | 1.7038e-05 | 1.8348e-05 | 1.8348e-05 | 1.7125e-05 | 1.4984e-05 | 1.234e-05 | 9.5978e-06 | 7.0721e-06 | 4.9504e-06 | 3.3003e-06 | 2.1002e-06 | 1.2784e-06 | 8.6557e-07 | 0.00017311 | 0.00017236 | 0.00015987 | 0.00011588 | 3.0413e-05 | -0.0035643 | Dairy | 5.2054 | 1 |  |  |  | x | 5.2054 | 1 | 0 | -20.679
Retro3Slow | Retro | Dairy | Agriculture | Refrigeration | 0.00087197 | 8.2101e-05 | 4.2924 | -19.5225 | <0 | <40 | Plate Milk Pre-cooler - Free Stall - Idaho | Plate Milk Pre-cooler - Free Stall - Idaho | 0.00158 | 0.0025334 | 0.0051744 | 0.0092551 | 0.014767 | 0.021129 | 0.027515 | 0.032705 | 0.035903 | 0.03662 | 0.034796 | 0.030948 | 0.025956 | 0.020436 | 0.015058 | 0.010541 | 0.0070272 | 0.0044719 | 0.002722 | 0.001843 | 0.36861 | 0.34098 | 0.31438 | 0.22198 | 0.05444 | -6.6568 | Dairy | 4.7542 | 1 |  |  |  | x | 4.7542 | 1 | 0 | -19.5225
Retro3Slow | Retro | Dairy | Agriculture | Refrigeration | 0.00087197 | 8.2101e-05 | 4.2924 | -19.5225 | <0 | <40 | Plate Milk Pre-cooler - Free Stall - Montana | Plate Milk Pre-cooler - Free Stall - Montana | 7.9635e-06 | 1.2528e-05 | 2.5005e-05 | 4.3754e-05 | 6.8062e-05 | 9.4786e-05 | 0.00012056 | 0.00014049 | 0.00015102 | 0.00015068 | 0.00014064 | 0.00012266 | 0.0001007 | 7.8322e-05 | 5.7711e-05 | 4.0398e-05 | 2.6932e-05 | 1.7139e-05 | 1.0432e-05 | 2.9058e-06 | 0.0014127 | 0.0014127 | 0.0013149 | 0.00095549 | 0.0002521 | -0.027579 | Dairy | 4.7542 | 1 |  |  |  | x | 4.7542 | 1 | 0 | -19.5225
Retro3Slow | Retro | Dairy | Agriculture | Refrigeration | 0.00087197 | 8.2101e-05 | 4.2924 | -19.5225 | <0 | <40 | Plate Milk Pre-cooler - Free Stall - Oregon | Plate Milk Pre-cooler - Free Stall - Oregon | 0.00026461 | 0.00042212 | 0.0008573 | 0.0015242 | 0.0024108 | 0.0034285 | 0.0044314 | 0.0052481 | 0.0057467 | 0.0058243 | 0.0055144 | 0.0049019 | 0.0040921 | 0.0032303 | 0.0023802 | 0.0016662 | 0.0011108 | 0.00070686 | 0.00043026 | 0.00029132 | 0.058265 | 0.054482 | 0.050277 | 0.035672 | 0.0089076 | -1.0636 | Dairy | 4.7542 | 1 |  |  |  | x | 4.7542 | 1 | 0 | -19.5225
Retro3Slow | Retro | Dairy | Agriculture | Refrigeration | 0.00087197 | 8.2101e-05 | 4.2924 | -19.5225 | <0 | <40 | Plate Milk Pre-cooler - Free Stall - Washington | Plate Milk Pre-cooler - Free Stall - Washington | 0.00073646 | 0.001172 | 0.0023789 | 0.0042328 | 0.0067033 | 0.0095629 | 0.012381 | 0.014696 | 0.016086 | 0.016398 | 0.015579 | 0.01384 | 0.011613 | 0.0091568 | 0.0067471 | 0.004723 | 0.0031487 | 0.0020037 | 0.0012196 | 0.0008258 | 0.16516 | 0.1532 | 0.14128 | 0.099926 | 0.024786 | -2.9909 | Dairy | 4.7542 | 1 |  |  |  | x | 4.7542 | 1 | 0 | -19.5225
Retro3Slow | Retro | Dairy | Agriculture | Refrigeration | 0.00090402 | 8.5119e-05 | 4.4502 | -21.571 | <0 | <40 | Plate Milk Pre-Cooler - Tie Stall - Idaho | Plate Milk Pre-Cooler - Tie Stall - Idaho | 0.00012983 | 0.00020408 | 0.00040816 | 0.00071428 | 0.0011111 | 0.0015555 | 0.0019798 | 0.0023097 | 0.0024874 | 0.0024874 | 0.0023216 | 0.0020314 | 0.0016729 | 0.0013011 | 0.00095874 | 0.00067112 | 0.00044741 | 0.00028472 | 0.00017331 | 0.00011734 | 0.023468 | 0.023367 | 0.021673 | 0.015709 | 0.004123 | -0.50405 | Dairy | 5.6166 | 1 |  |  |  | x | 5.6166 | 1 | 0 | -21.571
Retro3Slow | Retro | Dairy | Agriculture | Refrigeration | 0.00090402 | 8.5119e-05 | 4.4502 | -21.571 | <0 | <40 | Plate Milk Pre-Cooler - Tie Stall - Montana | Plate Milk Pre-Cooler - Tie Stall - Montana | 6.4244e-06 | 1.0099e-05 | 2.0197e-05 | 3.5345e-05 | 5.4981e-05 | 7.6974e-05 | 9.7967e-05 | 0.00011429 | 0.00012309 | 0.00012309 | 0.00011488 | 0.00010052 | 8.2781e-05 | 6.4386e-05 | 4.7442e-05 | 3.3209e-05 | 2.214e-05 | 1.4089e-05 | 8.5758e-06 | 5.8065e-06 | 0.0011613 | 0.0011563 | 0.0010725 | 0.00077733 | 0.00020402 | -0.024942 | Dairy | 5.6166 | 1 |  |  |  | x | 5.6166 | 1 | 0 | -21.571
Retro3Slow | Retro | Dairy | Agriculture | Refrigeration | 0.00090402 | 8.5119e-05 | 4.4502 | -21.571 | <0 | <40 | Plate Milk Pre-Cooler - Tie Stall - Oregon | Plate Milk Pre-Cooler - Tie Stall - Oregon | 7.7117e-05 | 0.00012122 | 0.00024244 | 0.00042428 | 0.00065998 | 0.00092398 | 0.001176 | 0.001372 | 0.0014775 | 0.0014775 | 0.001379 | 0.0012066 | 0.00099369 | 0.00077287 | 0.00056948 | 0.00039864 | 0.00026576 | 0.00016912 | 0.00010294 | 6.9701e-05 | 0.01394 | 0.01388 | 0.012874 | 0.009331 | 0.002449 | -0.2994 | Dairy | 5.6166 | 1 |  |  |  | x | 5.6166 | 1 | 0 | -21.571
Retro3Slow | Retro | Dairy | Agriculture | Refrigeration | 0.00090402 | 8.5119e-05 | 4.4502 | -21.571 | <0 | <40 | Plate Milk Pre-Cooler - Tie Stall - Washington | Plate Milk Pre-Cooler - Tie Stall - Washington | 4.7016e-06 | 7.3905e-06 | 1.4781e-05 | 2.5867e-05 | 4.0237e-05 | 5.6332e-05 | 7.1695e-05 | 8.3644e-05 | 9.0078e-05 | 9.0078e-05 | 8.4073e-05 | 7.3564e-05 | 6.0582e-05 | 4.7119e-05 | 3.472e-05 | 2.4304e-05 | 1.6202e-05 | 1.0311e-05 | 6.276e-06 | 4.2494e-06 | 0.00084988 | 0.0008462 | 0.00078486 | 0.00056888 | 0.00014931 | -0.018253 | Dairy | 5.6166 | 1 |  |  |  | x | 5.6166 | 1 | 0 | -21.571
Retro3Slow | Retro | Dairy | Agriculture | Refrigeration | 0.00032436 | 3.054e-05 | 1.5967 | -4.9162 | <0 | <40 | Compressor Upgrade - Any - Idaho | Compressor Upgrade - Any - Idaho | 0.0047012 | 0.0075364 | 0.015388 | 0.027517 | 0.043892 | 0.062785 | 0.081738 | 0.097136 | 0.10661 | 0.10872 | 0.10328 | 0.091845 | 0.077015 | 0.06063 | 0.044675 | 0.031272 | 0.020848 | 0.013267 | 0.0080756 | 0.0054679 | 1.0936 | 1.0124 | 0.93347 | 0.65931 | 0.16182 | -4.9772 | Dairy | 2.2696 | 1 |  |  |  | x | 2.2696 | 1 | 0 | -4.9162
Retro3Slow | Retro | Dairy | Agriculture | Refrigeration | 0.00032436 | 3.054e-05 | 1.5967 | -4.9162 | <0 | <40 | Compressor Upgrade - Any - Montana | Compressor Upgrade - Any - Montana | 2.642e-05 | 4.1559e-05 | 8.2969e-05 | 0.00014518 | 0.00022584 | 0.0003147 | 0.00040031 | 0.00046654 | 0.00050161 | 0.00050062 | 0.00046724 | 0.00040767 | 0.0003348 | 0.00026041 | 0.00019188 | 0.00013432 | 8.9544e-05 | 5.6982e-05 | 3.4685e-05 | 1.3647e-05 | 0.0046969 | 0.0046969 | 0.0043677 | 0.003173 | 0.00083666 | -0.023091 | Dairy | 2.2696 | 1 |  |  |  | x | 2.2696 | 1 | 0 | -4.9162
Retro3Slow | Retro | Dairy | Agriculture | Refrigeration | 0.00032436 | 3.054e-05 | 1.5967 | -4.9162 | <0 | <40 | Compressor Upgrade - Any - Oregon | Compressor Upgrade - Any - Oregon | 0.00081348 | 0.0012969 | 0.0026321 | 0.0046766 | 0.0073914 | 0.010505 | 0.013569 | 0.01606 | 0.017574 | 0.017802 | 0.016845 | 0.014965 | 0.012487 | 0.0098514 | 0.007259 | 0.0050813 | 0.0033875 | 0.0021557 | 0.0013122 | 0.00088844 | 0.17769 | 0.16655 | 0.15373 | 0.10917 | 0.027315 | -0.8188 | Dairy | 2.2696 | 1 |  |  |  | x | 2.2696 | 1 | 0 | -4.9162
Retro3Slow | Retro | Dairy | Agriculture | Refrigeration | 0.00032436 | 3.054e-05 | 1.5967 | -4.9162 | <0 | <40 | Compressor Upgrade - Any - Washington | Compressor Upgrade - Any - Washington | 0.002165 | 0.0034454 | 0.0069931 | 0.012443 | 0.019705 | 0.02811 | 0.036394 | 0.043196 | 0.047283 | 0.048199 | 0.045791 | 0.040679 | 0.034132 | 0.026913 | 0.019831 | 0.013882 | 0.0092544 | 0.0058892 | 0.0035847 | 0.0024271 | 0.48543 | 0.45032 | 0.41528 | 0.29372 | 0.072861 | -2.2138 | Dairy | 2.2696 | 1 |  |  |  | x | 2.2696 | 1 | 0 | -4.9162
Retro3Slow | Retro | Dairy | Agriculture | Motors/Drives | 0.00019934 | 1.8769e-05 | 0.98129 | 68.2441 | 60-70 | 40-100 | VSD - Milk Transfer Pump - Any - Idaho | VSD - Milk Transfer Pump - Any - Idaho | 0.0021958 | 0.0035201 | 0.0071876 | 0.012853 | 0.020501 | 0.029326 | 0.038178 | 0.04537 | 0.049796 | 0.050779 | 0.04824 | 0.042899 | 0.035972 | 0.028319 | 0.020867 | 0.014607 | 0.0097378 | 0.0061968 | 0.0037719 | 0.0025539 | 0.51078 | 0.47287 | 0.436 | 0.30795 | 0.075583 | 32.2705 | Dairy | 0.62736 | 0 |  |  |  | x | #REF! | #REF! | 42.8136 | 25.4304
Retro3Slow | Retro | Dairy | Agriculture | Motors/Drives | 0.00019934 | 1.8769e-05 | 0.98129 | 68.2441 | 60-70 | 40-100 | VSD - Milk Transfer Pump - Any - Montana | VSD - Milk Transfer Pump - Any - Montana | 1.234e-05 | 1.9411e-05 | 3.8753e-05 | 6.781e-05 | 0.00010548 | 0.00014699 | 0.00018698 | 0.00021791 | 0.00023429 | 0.00023383 | 0.00021824 | 0.00019041 | 0.00015638 | 0.00012163 | 8.9622e-05 | 6.2736e-05 | 4.1824e-05 | 2.6615e-05 | 1.6201e-05 | 6.3743e-06 | 0.0021938 | 0.0021938 | 0.0020401 | 0.001482 | 0.00039078 | 0.14972 | Dairy | 0.62736 | 0 |  |  |  | x | #REF! | #REF! | 42.8136 | 25.4304
Retro3Slow | Retro | Dairy | Agriculture | Motors/Drives | 0.00019934 | 1.8769e-05 | 0.98129 | 68.2441 | 60-70 | 40-100 | VSD - Milk Transfer Pump - Any - Oregon | VSD - Milk Transfer Pump - Any - Oregon | 0.00037996 | 0.00060574 | 0.0012294 | 0.0021843 | 0.0034524 | 0.0049066 | 0.0063378 | 0.0075012 | 0.0082084 | 0.0083148 | 0.007868 | 0.00699 | 0.0058322 | 0.0046014 | 0.0033905 | 0.0023733 | 0.0015822 | 0.0010069 | 0.00061288 | 0.00041497 | 0.082994 | 0.077793 | 0.071803 | 0.050988 | 0.012758 | 5.3089 | Dairy | 0.62736 | 0 |  |  |  | x | #REF! | #REF! | 42.8136 | 25.4304
Retro3Slow | Retro | Dairy | Agriculture | Motors/Drives | 0.00019934 | 1.8769e-05 | 0.98129 | 68.2441 | 60-70 | 40-100 | VSD - Milk Transfer Pump - Any - Washington | VSD - Milk Transfer Pump - Any - Washington | 0.0010112 | 0.0016093 | 0.0032663 | 0.0058117 | 0.0092036 | 0.01313 | 0.016999 | 0.020176 | 0.022085 | 0.022512 | 0.021388 | 0.019 | 0.015942 | 0.012571 | 0.0092625 | 0.0064838 | 0.0043225 | 0.0027507 | 0.0016743 | 0.0011337 | 0.22673 | 0.21033 | 0.19397 | 0.13719 | 0.034032 | 14.3539 | Dairy | 0.62736 | 0 |  |  |  | x | #REF! | #REF! | 42.8136 | 25.4304
Retro3Slow | Retro | Dairy | Agriculture | Refrigeration | 0.00095321 | 8.975e-05 | 4.6923 | -7.7368 | <0 | <40 | Heat Recovery Refrigeration - Any - Idaho | Heat Recovery Refrigeration - Any - Idaho | 0.0069999 | 0.011221 | 0.022913 | 0.040972 | 0.065354 | 0.093484 | 0.1217 | 0.14463 | 0.15874 | 0.16187 | 0.15378 | 0.13675 | 0.11467 | 0.090276 | 0.066519 | 0.046563 | 0.031042 | 0.019754 | 0.012024 | 0.0081414 | 1.6283 | 1.5074 | 1.3899 | 0.98167 | 0.24094 | -11.6626 | Dairy | 2.5244 | 1 |  |  |  | x | 2.5244 | 1 | 0 | -7.7368
Retro3Slow | Retro | Dairy | Agriculture | Refrigeration | 0.00095321 | 8.975e-05 | 4.6923 | -7.7368 | <0 | <40 | Heat Recovery Refrigeration - Any - Montana | Heat Recovery Refrigeration - Any - Montana | 3.9338e-05 | 6.1879e-05 | 0.00012354 | 0.00021617 | 0.00033626 | 0.00046857 | 0.00059605 | 0.00069466 | 0.00074687 | 0.0007454 | 0.00069571 | 0.00060701 | 0.0004985 | 0.00038774 | 0.0002857 | 0.00019999 | 0.00013333 | 8.4844e-05 | 5.1644e-05 | 2.032e-05 | 0.0069935 | 0.0069935 | 0.0065034 | 0.0047244 | 0.0012458 | -0.054107 | Dairy | 2.5244 | 1 |  |  |  | x | 2.5244 | 1 | 0 | -7.7368
Retro3Slow | Retro | Dairy | Agriculture | Refrigeration | 0.00095321 | 8.975e-05 | 4.6923 | -7.7368 | <0 | <40 | Heat Recovery Refrigeration - Any - Oregon | Heat Recovery Refrigeration - Any - Oregon | 0.0012112 | 0.001931 | 0.0039191 | 0.0069632 | 0.011005 | 0.015641 | 0.020204 | 0.023912 | 0.026167 | 0.026506 | 0.025082 | 0.022283 | 0.018592 | 0.014668 | 0.010808 | 0.0075658 | 0.0050438 | 0.0032097 | 0.0019537 | 0.0013228 | 0.26457 | 0.24799 | 0.22889 | 0.16254 | 0.040671 | -1.9186 | Dairy | 2.5244 | 1 |  |  |  | x | 2.5244 | 1 | 0 | -7.7368
Retro3Slow | Retro | Dairy | Agriculture | Refrigeration | 0.00095321 | 8.975e-05 | 4.6923 | -7.7368 | <0 | <40 | Heat Recovery Refrigeration - Any - Washington | Heat Recovery Refrigeration - Any - Washington | 0.0032236 | 0.00513 | 0.010412 | 0.018527 | 0.02934 | 0.041855 | 0.054189 | 0.064317 | 0.070402 | 0.071765 | 0.068181 | 0.060569 | 0.050821 | 0.040073 | 0.029527 | 0.020669 | 0.013779 | 0.0087687 | 0.0053375 | 0.0036139 | 0.72278 | 0.6705 | 0.61833 | 0.43734 | 0.10849 | -5.1875 | Dairy | 2.5244 | 1 |  |  |  | x | 2.5244 | 1 | 0 | -7.7368
LO5Med | NR | Dairy | Agriculture | HVAC | 0.025334 | 0.0070249 | 201.8298 | 95.7884 | 90-100 | 40-100 | Efficient High Speed Fans - Free Stall - Idaho | Efficient High Speed Fans - Any - Idaho | 0.00081133 | 0.0018075 | 0.0030266 | 0.0044417 | 0.0060558 | 0.0079429 | 0.010013 | 0.012128 | 0.014121 | 0.015834 | 0.01716 | 0.018069 | 0.018614 | 0.018868 | 0.018868 | 0.018868 | 0.0020527 | 0 | 0 | 0 | 0.18868 | 0.18868 | 0.16776 | 0.093341 | 0.024086 | 18.0735 | Dairy | 0.47845 | 0 |  |  |  | x | #REF! | #REF! | 45.8303 | 49.9581
LO5Med | NR | Dairy | Agriculture | HVAC | 0.01928 | 0.0053463 | 153.6018 | 132.729 | 130-140 | >100 | Efficient High Speed Fans - Free Stall - Montana | Efficient High Speed Fans - Any - Montana | 1.1969e-05 | 2.6664e-05 | 4.4647e-05 | 6.5522e-05 | 8.9333e-05 | 0.00011717 | 0.00014771 | 0.00017891 | 0.00020831 | 0.00023358 | 0.00025313 | 0.00026656 | 0.00027459 | 0.00027834 | 0.00027834 | 0.00027834 | 3.0281e-05 | 0 | 0 | 0 | 0.0027834 | 0.0027834 | 0.0024748 | 0.0013769 | 0.00035531 | 0.36943 | Dairy | 0.36413 | 0 |  |  |  | x | #REF! | #REF! | 48.33 | 84.399
LO5Med | NR | Dairy | Agriculture | HVAC | 0.020559 | 0.005701 | 163.7933 | 123.1099 | 120-130 | >100 | Efficient High Speed Fans - Free Stall - Oregon | Efficient High Speed Fans - Any - Oregon | 6.8682e-05 | 0.00015301 | 0.00025621 | 0.000376 | 0.00051265 | 0.0006724 | 0.00084764 | 0.0010267 | 0.0011954 | 0.0013404 | 0.0014526 | 0.0015297 | 0.0015757 | 0.0015973 | 0.0015973 | 0.0015973 | 0.00017377 | 0 | 0 | 0 | 0.015973 | 0.015973 | 0.014202 | 0.0079017 | 0.002039 | 1.9664 | Dairy | 0.38829 | 0 |  |  |  | x | #REF! | #REF! | 47.8017 | 75.3081
LO5Med | NR | Dairy | Agriculture | HVAC | 0.021788 | 0.0060418 | 173.5845 | 114.9325 | 110-120 | >100 | Efficient High Speed Fans - Free Stall - Washington | Efficient High Speed Fans - Any - Washington | 0.00032461 | 0.00072319 | 0.0012109 | 0.0017771 | 0.0024229 | 0.0031779 | 0.0040062 | 0.0048524 | 0.0056497 | 0.0063352 | 0.0068656 | 0.0072296 | 0.0074474 | 0.0075491 | 0.0075491 | 0.0075491 | 0.00082128 | 0 | 0 | 0 | 0.075491 | 0.075491 | 0.067121 | 0.037346 | 0.0096367 | 8.6764 | Dairy | 0.4115 | 0 |  |  |  | x | #REF! | #REF! | 47.2943 | 67.6382
LO5Med | NR | Dairy | Agriculture | HVAC | 0.025334 | 0.0070249 | 201.8298 | 95.7884 | 90-100 | 40-100 | Efficient High Speed Fans - Tie Stall - Idaho | Efficient High Speed Fans - Any - Idaho | 7.0042e-05 | 0.00015604 | 0.00026128 | 0.00038345 | 0.0005228 | 0.00068571 | 0.00086443 | 0.001047 | 0.0012191 | 0.001367 | 0.0014814 | 0.0015599 | 0.0016069 | 0.0016289 | 0.0016289 | 0.0016289 | 0.00017721 | 0 | 0 | 0 | 0.016289 | 0.016289 | 0.014483 | 0.0080582 | 0.0020793 | 1.5603 | Dairy | 0.47845 | 0 |  |  |  | x | #REF! | #REF! | 45.8303 | 49.9581
LO5Med | NR | Dairy | Agriculture | HVAC | 0.01928 | 0.0053463 | 153.6018 | 132.729 | 130-140 | >100 | Efficient High Speed Fans - Tie Stall - Montana | Efficient High Speed Fans - Any - Montana | 1.9275e-05 | 4.2941e-05 | 7.1901e-05 | 0.00010552 | 0.00014387 | 0.0001887 | 0.00023788 | 0.00028812 | 0.00033547 | 0.00037616 | 0.00040766 | 0.00042927 | 0.00044221 | 0.00044825 | 0.00044825 | 0.00044825 | 4.8765e-05 | 0 | 0 | 0 | 0.0044825 | 0.0044825 | 0.0039855 | 0.0022175 | 0.0005722 | 0.59495 | Dairy | 0.36413 | 0 |  |  |  | x | #REF! | #REF! | 48.33 | 84.399
LO5Med | NR | Dairy | Agriculture | HVAC | 0.020559 | 0.005701 | 163.7933 | 123.1099 | 120-130 | >100 | Efficient High Speed Fans - Tie Stall - Oregon | Efficient High Speed Fans - Any - Oregon | 3.347e-05 | 7.4566e-05 | 0.00012485 | 0.00018323 | 0.00024982 | 0.00032767 | 0.00041307 | 0.00050031 | 0.00058253 | 0.0006532 | 0.00070789 | 0.00074542 | 0.00076788 | 0.00077837 | 0.00077837 | 0.00077837 | 8.4679e-05 | 0 | 0 | 0 | 0.0077837 | 0.0077837 | 0.0069206 | 0.0038506 | 0.00099361 | 0.95825 | Dairy | 0.38829 | 0 |  |  |  | x | #REF! | #REF! | 47.8017 | 75.3081
LO5Med | NR | Dairy | Agriculture | HVAC | 0.021788 | 0.0060418 | 173.5845 | 114.9325 | 110-120 | >100 | Efficient High Speed Fans - Tie Stall - Washington | Efficient High Speed Fans - Any - Washington | 2.9061e-05 | 6.4743e-05 | 0.00010841 | 0.0001591 | 0.00021691 | 0.0002845 | 0.00035866 | 0.00043441 | 0.00050579 | 0.00056715 | 0.00061464 | 0.00064723 | 0.00066673 | 0.00067584 | 0.00067584 | 0.00067584 | 7.3525e-05 | 0 | 0 | 0 | 0.0067584 | 0.0067584 | 0.006009 | 0.0033434 | 0.00086272 | 0.77675 | Dairy | 0.4115 | 0 |  |  |  | x | #REF! | #REF! | 47.2943 | 67.6382
LO5Med | NR | Dairy | Agriculture | HVAC | 0.35152 | 0.26026 | 3987.4868 | 51.701 | 50-60 | 40-100 | High Volume Low Speed Fans - Free Stall - Idaho | High Volume Low Speed Fans - Any - Idaho | 0.0032058 | 0.0071421 | 0.011959 | 0.017551 | 0.023928 | 0.031385 | 0.039565 | 0.047921 | 0.055796 | 0.062565 | 0.067804 | 0.071398 | 0.07355 | 0.074554 | 0.074554 | 0.074554 | 0.074554 | 0.074554 | 0.074554 | 0.074554 | 3.7277 | 1.0357 | 0.66288 | 0.36882 | 0.095171 | 53.5442 | Dairy | 0.68277 | 0 |  |  |  | x | #REF! | #REF! | 35.2997 | 16.4013
LO5Med | NR | Dairy | Agriculture | HVAC | 0.26752 | 0.19807 | 3034.6608 | 72.9448 | 70-80 | 40-100 | High Volume Low Speed Fans - Free Stall - Montana | High Volume Low Speed Fans - Any - Montana | 4.7292e-05 | 0.00010536 | 0.00017641 | 0.0002589 | 0.00035298 | 0.00046298 | 0.00058365 | 0.00070692 | 0.00082309 | 0.00092294 | 0.0010002 | 0.0010532 | 0.001085 | 0.0010998 | 0.0010998 | 0.0010998 | 0.0010998 | 0.0010998 | 0.0010998 | 0.0010998 | 0.05499 | 0.015278 | 0.0097786 | 0.0054408 | 0.0014039 | 1.1144 | Dairy | 0.51962 | 0 |  |  |  | x | #REF! | #REF! | 37.9034 | 35.0414
LO5Med | NR | Dairy | Agriculture | HVAC | 0.28527 | 0.21121 | 3236.0127 | 67.413 | 60-70 | 40-100 | High Volume Low Speed Fans - Free Stall - Oregon | High Volume Low Speed Fans - Any - Oregon | 0.00027139 | 0.00060461 | 0.0010124 | 0.0014857 | 0.0020256 | 0.0026569 | 0.0033493 | 0.0040567 | 0.0047234 | 0.0052964 | 0.0057398 | 0.0060442 | 0.0062263 | 0.0063113 | 0.0063113 | 0.0063113 | 0.0063113 | 0.0063113 | 0.0063113 | 0.0063113 | 0.31557 | 0.087672 | 0.056115 | 0.031222 | 0.0080566 | 5.9102 | Dairy | 0.55409 | 0 |  |  |  | x | #REF! | #REF! | 37.3532 | 30.0599
LO5Med | NR | Dairy | Agriculture | HVAC | 0.30233 | 0.22384 | 3429.4544 | 62.7104 | 60-70 | 40-100 | High Volume Low Speed Fans - Free Stall - Washington | High Volume Low Speed Fans - Any - Washington | 0.0012827 | 0.0028576 | 0.0047848 | 0.007022 | 0.0095738 | 0.012557 | 0.01583 | 0.019173 | 0.022324 | 0.025032 | 0.027128 | 0.028567 | 0.029427 | 0.029829 | 0.029829 | 0.029829 | 0.029829 | 0.029829 | 0.029829 | 0.029829 | 1.4915 | 0.41436 | 0.26522 | 0.14757 | 0.038078 | 25.9849 | Dairy | 0.58722 | 0 |  |  |  | x | #REF! | #REF! | 36.8246 | 25.8858
LO5Med | NR | Dairy | Agriculture | HVAC | 0.35152 | 0.26026 | 3987.4868 | 51.701 | 50-60 | 40-100 | High Volume Low Speed Fans - Tie Stall - Idaho | High Volume Low Speed Fans - Any - Idaho | 0 | 0 | 0 | 0 | 0 | 0 | 0 | 0 | 0 | 0 | 0 | 0 | 0 | 0 | 0 | 0 | 0 | 0 | 0 | 0 | 0.32182 | 0 | 0 | 0 | 0 | 0 | Dairy | 0.68277 | 0 |  |  |  | x | #REF! | #REF! | 35.2997 | 16.4013
LO5Med | NR | Dairy | Agriculture | HVAC | 0.26752 | 0.19807 | 3034.6608 | 72.9448 | 70-80 | 40-100 | High Volume Low Speed Fans - Tie Stall - Montana | High Volume Low Speed Fans - Any - Montana | 0 | 0 | 0 | 0 | 0 | 0 | 0 | 0 | 0 | 0 | 0 | 0 | 0 | 0 | 0 | 0 | 0 | 0 | 0 | 0 | 0.088559 | 0 | 0 | 0 | 0 | 0 | Dairy | 0.51962 | 0 |  |  |  | x | #REF! | #REF! | 37.9034 | 35.0415
LO5Med | NR | Dairy | Agriculture | HVAC | 0.28527 | 0.21121 | 3236.0127 | 67.413 | 60-70 | 40-100 | High Volume Low Speed Fans - Tie Stall - Oregon | High Volume Low Speed Fans - Any - Oregon | 0 | 0 | 0 | 0 | 0 | 0 | 0 | 0 | 0 | 0 | 0 | 0 | 0 | 0 | 0 | 0 | 0 | 0 | 0 | 0 | 0.15378 | 0 | 0 | 0 | 0 | 0 | Dairy | 0.55409 | 0 |  |  |  | x | #REF! | #REF! | 37.3532 | 30.0599
LO5Med | NR | Dairy | Agriculture | HVAC | 0.30233 | 0.22384 | 3429.4544 | 62.7104 | 60-70 | 40-100 | High Volume Low Speed Fans - Tie Stall - Washington | High Volume Low Speed Fans - Any - Washington | 0 | 0 | 0 | 0 | 0 | 0 | 0 | 0 | 0 | 0 | 0 | 0 | 0 | 0 | 0 | 0 | 0 | 0 | 0 | 0 | 0.13352 | 0 | 0 | 0 | 0 | 0 | Dairy | 0.58722 | 0 |  |  |  | x | #REF! | #REF! | 36.8246 | 25.8858
LO5Med | NR | Dairy | Agriculture | Lighting | 0.00016951 | 0.00013607 | 1.9215 | 11.555 | 10-20 | <40 | Energy Efficient Lighting - Free Stall - Idaho | Energy Efficient Lighting - Free Stall - Idaho | 0.03535 | 0.061335 | 0.080505 | 0.096506 | 0.11177 | 0.12554 | 0.13835 | 0.14954 | 0.15981 | 0.16931 | 0.17773 | 0.1849 | 0.15941 | 0 | 0 | 0 | 0 | 0 | 0 | 0 | 1.6501 | 1.6501 | 1.6501 | 1.3057 | 0.51101 | 19.0663 | Dairy | 1.7677 | 1 |  |  |  | x | #REF! | #REF! | 20.4255 | -8.8706
LO5Med | NR | Dairy | Agriculture | Lighting | 0.00016951 | 0.00013607 | 1.9215 | 11.555 | 10-20 | <40 | Energy Efficient Lighting - Free Stall - Montana | Energy Efficient Lighting - Free Stall - Montana | 0.00017818 | 0.00030331 | 0.00038904 | 0.00045623 | 0.00051515 | 0.00056315 | 0.00060623 | 0.00064236 | 0.0006722 | 0.00069667 | 0.00071833 | 0.00058298 | 0 | 0 | 0 | 0 | 0 | 0 | 0 | 0 | 0.0063238 | 0.0063238 | 0.0063238 | 0.0057409 | 0.0024051 | 0.073072 | Dairy | 1.7677 | 1 |  |  |  | x | #REF! | #REF! | 20.4255 | -8.8706
LO5Med | NR | Dairy | Agriculture | Lighting | 0.00016951 | 0.00013607 | 1.9215 | 11.555 | 10-20 | <40 | Energy Efficient Lighting - Free Stall - Oregon | Energy Efficient Lighting - Free Stall - Oregon | 0.0059203 | 0.01022 | 0.013338 | 0.015894 | 0.018247 | 0.02037 | 0.022283 | 0.023995 | 0.025579 | 0.026928 | 0.028166 | 0.029287 | 0.020592 | 0 | 0 | 0 | 0 | 0 | 0 | 0 | 0.26082 | 0.26082 | 0.26082 | 0.21094 | 0.083989 | 3.0138 | Dairy | 1.7677 | 1 |  |  |  | x | #REF! | #REF! | 20.4255 | -8.8706
LO5Med | NR | Dairy | Agriculture | Lighting | 0.00016951 | 0.00013607 | 1.9215 | 11.5549 | 10-20 | <40 | Energy Efficient Lighting - Free Stall - Washington | Energy Efficient Lighting - Free Stall - Washington | 0.016478 | 0.028375 | 0.037011 | 0.044136 | 0.050736 | 0.056817 | 0.062256 | 0.067192 | 0.071601 | 0.075814 | 0.079574 | 0.082688 | 0.066652 | 0 | 0 | 0 | 0 | 0 | 0 | 0 | 0.73933 | 0.73933 | 0.73933 | 0.58999 | 0.23355 | 8.5429 | Dairy | 1.7677 | 1 |  |  |  | x | #REF! | #REF! | 20.4255 | -8.8706
LO5Med | NR | Dairy | Agriculture | Lighting | 0.00034824 | 0.00027955 | 3.9475 | 10.2211 | 10-20 | <40 | Energy Efficient Lighting - Tie Stall - Idaho | Energy Efficient Lighting - Tie Stall - Idaho | 0.00095935 | 0.0016318 | 0.0020973 | 0.0024598 | 0.0027774 | 0.0030523 | 0.0032878 | 0.0034878 | 0.0036566 | 0.0037982 | 0.0039163 | 0.0035717 | 0 | 0 | 0 | 0 | 0 | 0 | 0 | 0 | 0.034696 | 0.034696 | 0.034696 | 0.031125 | 0.012978 | 0.35464 | Dairy | 1.8568 | 1 |  |  |  | x | #REF! | #REF! | 18.9787 | -8.7576
LO5Med | NR | Dairy | Agriculture | Lighting | 0.00034824 | 0.00027955 | 3.9475 | 10.2211 | 10-20 | <40 | Energy Efficient Lighting - Tie Stall - Montana | Energy Efficient Lighting - Tie Stall - Montana | 4.7472e-05 | 8.0747e-05 | 0.00010378 | 0.00012172 | 0.00013744 | 0.00015104 | 0.00016269 | 0.00017259 | 0.00018094 | 0.00018795 | 0.00019379 | 0.00017674 | 0 | 0 | 0 | 0 | 0 | 0 | 0 | 0 | 0.0017169 | 0.0017169 | 0.0017169 | 0.0015402 | 0.0006422 | 0.017549 | Dairy | 1.8568 | 1 |  |  |  | x | #REF! | #REF! | 18.9787 | -8.7576
LO5Med | NR | Dairy | Agriculture | Lighting | 0.00034824 | 0.00027955 | 3.9475 | 10.2211 | 10-20 | <40 | Energy Efficient Lighting - Tie Stall - Oregon | Energy Efficient Lighting - Tie Stall - Oregon | 0.00056985 | 0.00096927 | 0.0012458 | 0.0014611 | 0.0016498 | 0.001813 | 0.0019529 | 0.0020717 | 0.002172 | 0.0022561 | 0.0023263 | 0.0021216 | 0 | 0 | 0 | 0 | 0 | 0 | 0 | 0 | 0.020609 | 0.020609 | 0.020609 | 0.018488 | 0.0077088 | 0.21065 | Dairy | 1.8568 | 1 |  |  |  | x | #REF! | #REF! | 18.9787 | -8.7576
LO5Med | NR | Dairy | Agriculture | Lighting | 0.00034824 | 0.00027955 | 3.9475 | 10.2211 | 10-20 | <40 | Energy Efficient Lighting - Tie Stall - Washington | Energy Efficient Lighting - Tie Stall - Washington | 3.4742e-05 | 5.9093e-05 | 7.595e-05 | 8.9079e-05 | 0.00010058 | 0.00011054 | 0.00011906 | 0.00012631 | 0.00013242 | 0.00013755 | 0.00014182 | 0.00012935 | 0 | 0 | 0 | 0 | 0 | 0 | 0 | 0 | 0.0012565 | 0.0012565 | 0.0012565 | 0.0011271 | 0.00046998 | 0.012843 | Dairy | 1.8568 | 1 |  |  |  | x | #REF! | #REF! | 18.9787 | -8.7576
RetroEven20 | Retro | Irrigation Hardware | Agriculture | Irrigation | 0.00065433 | 0.00050234 | 5.8119 | 736.8544 | >200 | >100 | Wheel and Hand_Rebuilt or new impact sprinkler | Idaho | 0.0042402 | 0.0042892 | 0.0043201 | 0.004336 | 0.0043792 | 0.0043742 | 0.0043682 | 0.0043661 | 0.0043758 | 0.004419 | 0.0044329 | 0.0044423 | 0.0044547 | 0.0044669 | 0.0045238 | 0.0045814 | 0.0046397 | 0.0046987 | 0.0047585 | 0.0048191 | 0.096382 | 0.089286 | 0.065789 | 0.047901 | 0.025939 | 65.7908 | Irrigation Hardware | 0.50406 | 0 |  |  |  | x | #REF! | #REF! | 371.4191 | 365.4354
RetroEven20 | Retro | Irrigation Hardware | Agriculture | Irrigation | 0.0032058 | 0.0024612 | 28.4749 | 14.0682 | 10-20 | <40 | Wheel and Hand_Gaskets | Idaho | 0.020774 | 0.021015 | 0.021166 | 0.021244 | 0.021456 | 0.021431 | 0.021402 | 0.021392 | 0.021439 | 0.021651 | 0.021719 | 0.021765 | 0.021825 | 0.021885 | 0.022164 | 0.022446 | 0.022732 | 0.023021 | 0.023314 | 0.023611 | 0.47222 | 0.43745 | 0.32233 | 0.23469 | 0.12709 | 6.1542 | Irrigation Hardware | 1.3854 | 1 |  |  |  | x | #REF! | #REF! | 19.4897 | -5.4215
RetroEven20 | Retro | Irrigation Hardware | Agriculture | Irrigation | 0.0020844 | 0.0016002 | 18.5137 | 55.7475 | 50-60 | 40-100 | Wheel and Hand_Drains | Idaho | 0.013507 | 0.013663 | 0.013762 | 0.013812 | 0.01395 | 0.013934 | 0.013915 | 0.013908 | 0.013939 | 0.014077 | 0.014121 | 0.014151 | 0.01419 | 0.014229 | 0.01441 | 0.014594 | 0.01478 | 0.014968 | 0.015158 | 0.015351 | 0.30702 | 0.28442 | 0.20957 | 0.15259 | 0.082628 | 15.8557 | Irrigation Hardware | 0.88463 | 0 |  |  |  | x | #REF! | #REF! | 49.3157 | 6.4317
RetroEven20 | Retro | Irrigation Hardware | Agriculture | Irrigation | 0.0092164 | 0.0070757 | 81.8621 | 12.4967 | 10-20 | <40 | Wheel and Hand_Cut and press repair | Idaho | 0.059724 | 0.060415 | 0.06085 | 0.061074 | 0.061682 | 0.061612 | 0.061528 | 0.061498 | 0.061634 | 0.062243 | 0.062439 | 0.062572 | 0.062746 | 0.062918 | 0.063719 | 0.06453 | 0.065351 | 0.066183 | 0.067025 | 0.067878 | 1.3576 | 1.2576 | 0.92665 | 0.6747 | 0.36536 | 15.7161 | Irrigation Hardware | 1.3343 | 1 |  |  |  | x | #REF! | #REF! | 16.6738 | -4.1771
RetroEven20 | Retro | Irrigation Hardware | Agriculture | Irrigation | 0.010548 | 0.0080983 | 93.6933 | 2.0562 | 0-10 | <40 | Wheel and Hand_Hub gasket | Idaho | 0.017089 | 0.017287 | 0.017411 | 0.017475 | 0.017649 | 0.017629 | 0.017605 | 0.017597 | 0.017635 | 0.01781 | 0.017866 | 0.017904 | 0.017953 | 0.018003 | 0.018232 | 0.018464 | 0.018699 | 0.018937 | 0.019178 | 0.019422 | 0.38844 | 0.35985 | 0.26514 | 0.19305 | 0.10454 | 0.7399 | Irrigation Hardware | 1.668 | 1 |  |  |  | x | #REF! | #REF! | 3.4297 | -1.3735
RetroEven20 | Retro | Irrigation Hardware | Agriculture | Irrigation | 0.0009013 | 0.00069195 | 8.0055 | 206.4929 | >200 | >100 | Wheel and Hand_Levelers | Idaho | 0.0058406 | 0.0059081 | 0.0059507 | 0.0059726 | 0.0060321 | 0.0060253 | 0.006017 | 0.0060141 | 0.0060274 | 0.0060869 | 0.0061061 | 0.0061191 | 0.0061361 | 0.0061529 | 0.0062312 | 0.0063106 | 0.0063909 | 0.0064722 | 0.0065546 | 0.006638 | 0.13276 | 0.12299 | 0.09062 | 0.065981 | 0.035729 | 25.3958 | Irrigation Hardware | 0.60922 | 0 |  |  |  | x | #REF! | #REF! | 125.8002 | 80.6926
RetroEven20 | Retro | Irrigation Hardware | Agriculture | Irrigation | 0.0019864 | 0.001525 | 17.6434 | 4.895 | 0-10 | <40 | Pivot and Linear_Base boot gasket | Idaho | 0.051462 | 0.052057 | 0.052432 | 0.052626 | 0.053149 | 0.053089 | 0.053016 | 0.052991 | 0.053108 | 0.053633 | 0.053801 | 0.053916 | 0.054066 | 0.054214 | 0.054904 | 0.055603 | 0.056311 | 0.057027 | 0.057753 | 0.058488 | 1.1698 | 1.0836 | 0.79846 | 0.58136 | 0.31481 | 5.3045 | Irrigation Hardware | 2.1734 | 1 |  |  |  | x | #REF! | #REF! | 10.6386 | -5.7436
RetroEven20 | Retro | Irrigation Hardware | Agriculture | Irrigation | 6.0695e-05 | 4.6597e-05 | 0.5391 | 858.6296 | >200 | >100 | Pivot and Linear_Tower gasket | Idaho | 0.0015724 | 0.0015906 | 0.0016021 | 0.001608 | 0.001624 | 0.0016222 | 0.0016199 | 0.0016192 | 0.0016227 | 0.0016388 | 0.0016439 | 0.0016474 | 0.001652 | 0.0016565 | 0.0016776 | 0.001699 | 0.0017206 | 0.0017425 | 0.0017647 | 0.0017871 | 0.035743 | 0.033111 | 0.024397 | 0.017764 | 0.0096193 | 28.4304 | Irrigation Hardware | 0.52737 | 0 |  |  |  | x | #REF! | #REF! | 452.8169 | 405.8127
RetroEven20 | Retro | Irrigation Hardware | Agriculture | Irrigation | 0.0051327 | 0.0039405 | 45.5894 | -1.212 | <0 | <40 | Wheel and Hand_Nozzle replacement | Idaho | 0.033261 | 0.033645 | 0.033887 | 0.034013 | 0.034351 | 0.034312 | 0.034265 | 0.034249 | 0.034324 | 0.034663 | 0.034772 | 0.034847 | 0.034943 | 0.035039 | 0.035485 | 0.035937 | 0.036394 | 0.036858 | 0.037327 | 0.037802 | 0.75604 | 0.70038 | 0.51606 | 0.37574 | 0.20347 | -0.84884 | Irrigation Hardware | 2.1449 | 1 |  |  |  | x | 2.1449 | 1 | 0 | -1.212
RetroEven20 | Retro | Irrigation Hardware | Agriculture | Irrigation | 0.0032018 | 0.0024581 | 28.4395 | 31.4219 | 30-40 | <40 | Pivot and Linear_Sprinkler package replacement, high pressure | Idaho | 0.034242 | 0.034638 | 0.034888 | 0.035017 | 0.035365 | 0.035325 | 0.035277 | 0.03526 | 0.035337 | 0.035687 | 0.035799 | 0.035875 | 0.035975 | 0.036074 | 0.036533 | 0.036998 | 0.037469 | 0.037946 | 0.038429 | 0.038918 | 0.77835 | 0.72105 | 0.53129 | 0.38683 | 0.20947 | 22.6567 | Irrigation Hardware | 1.0867 | 1 |  |  |  | x | #REF! | #REF! | 34.1454 | -2.7235
RetroEven20 | Retro | Irrigation Hardware | Agriculture | Irrigation | 0.0032018 | 0.0024581 | 28.4395 | 115.4405 | 110-120 | >100 | Pivot and Linear_Sprinkler package replacement, MESA | Idaho | 0.1177 | 0.11906 | 0.11992 | 0.12036 | 0.12156 | 0.12142 | 0.12126 | 0.1212 | 0.12147 | 0.12267 | 0.12305 | 0.12331 | 0.12366 | 0.124 | 0.12557 | 0.12717 | 0.12879 | 0.13043 | 0.13209 | 0.13377 | 2.6754 | 2.4785 | 1.8262 | 1.3297 | 0.72003 | 286.1152 | Irrigation Hardware | 0.70249 | 0 |  |  |  | x | #REF! | #REF! | 81.0962 | 34.3443
RetroEven20 | Retro | Irrigation Hardware | Agriculture | Irrigation | 0.0032018 | 0.0024581 | 28.4395 | 167.2374 | 160-170 | >100 | Pivot and Linear_Sprinkler package replacement, LESA/LEPA/MDI | Idaho | 0.063996 | 0.064736 | 0.065203 | 0.065443 | 0.066095 | 0.06602 | 0.065929 | 0.065898 | 0.066043 | 0.066696 | 0.066905 | 0.067048 | 0.067234 | 0.067419 | 0.068277 | 0.069146 | 0.070026 | 0.070917 | 0.07182 | 0.072734 | 1.4547 | 1.3476 | 0.99294 | 0.72296 | 0.39149 | 225.3668 | Irrigation Hardware | 0.63834 | 0 |  |  |  | x | #REF! | #REF! | 106.7538 | 60.4836
Retro5Med | Retro | Irrigation Hardware | Agriculture | Irrigation | 0.0046352 | 0.0035586 | 41.171 | 88.6254 | 80-90 | 40-100 | Pivot and Linear_Upgrade from high pressure to MESA | Idaho | 0.042631 | 0.05295 | 0.065262 | 0.076038 | 0.087595 | 0.10229 | 0.11206 | 0.11443 | 0.10807 | 0.093813 | 0.072825 | 0.0483 | 0.028123 | 0.013578 | 0.0058176 | 0.0021424 | 0.00067771 | 0.00014959 | 2.4901e-05 | 3.0271e-06 | 1.1268 | 1.0268 | 1.0238 | 0.92797 | 0.42677 | 90.9989 | Irrigation Hardware | 0.47722 | 0 |  |  |  | x | #REF! | #REF! | 42.2937 | 46.3317
Retro1Slow | Retro | Irrigation Hardware | Agriculture | Irrigation | 0.0078799 | 0.0060496 | 69.9906 | 59.6784 | 50-60 | 40-100 | Pivot and Linear_Upgrade from MESA to LESA/LEPA/MDI | Idaho | 0.00599 | 0.012229 | 0.022124 | 0.036604 | 0.056943 | 0.082895 | 0.11474 | 0.1515 | 0.19104 | 0.2306 | 0.26235 | 0.28167 | 0.28473 | 0.26958 | 0.23978 | 0.2005 | 0.155 | 0.035466 | 0 | 0 | 2.6337 | 2.6337 | 2.2428 | 1.167 | 0.21678 | 157.1773 | Irrigation Hardware | 0.6512 | 0 |  |  |  | x | #REF! | #REF! | 38.8624 | 20.8159
RetroEven20 | Retro | Irrigation Hardware | Agriculture | Irrigation | 0.00089773 | 0.00068921 | 7.9739 | 531.5057 | >200 | >100 | Wheel and Hand_Rebuilt or new impact sprinkler | Washington | 0.0020361 | 0.001997 | 0.0019725 | 0.0019436 | 0.0019112 | 0.001883 | 0.0018513 | 0.0018202 | 0.0017973 | 0.001774 | 0.0017515 | 0.0017292 | 0.0017179 | 0.0017076 | 0.0017047 | 0.0017018 | 0.0016989 | 0.001696 | 0.001111 | 0 | 0.033805 | 0.033805 | 0.027597 | 0.020738 | 0.011743 | 17.9674 | Irrigation Hardware | 0.52002 | 0 |  |  |  | x | #REF! | #REF! | 276.3915 | 255.1141
RetroEven20 | Retro | Irrigation Hardware | Agriculture | Irrigation | 0.0043984 | 0.0033768 | 39.0675 | 4.7116 | 0-10 | <40 | Wheel and Hand_Gaskets | Washington | 0.0099755 | 0.009784 | 0.0096639 | 0.0095224 | 0.009364 | 0.0092259 | 0.0090701 | 0.0089178 | 0.0088055 | 0.0086918 | 0.0085813 | 0.0084722 | 0.0084166 | 0.0083665 | 0.0083522 | 0.008338 | 0.0083237 | 0.0083095 | 0.0054431 | 0 | 0.16562 | 0.16562 | 0.13521 | 0.1016 | 0.057536 | 0.78035 | Irrigation Hardware | 1.7259 | 1 |  |  |  | x | #REF! | #REF! | 8.1317 | -3.4201
RetroEven20 | Retro | Irrigation Hardware | Agriculture | Irrigation | 0.0028597 | 0.0021955 | 25.4007 | 35.09 | 30-40 | <40 | Wheel and Hand_Drains | Washington | 0.0064858 | 0.0063613 | 0.0062832 | 0.0061912 | 0.0060882 | 0.0059984 | 0.0058972 | 0.0057981 | 0.0057252 | 0.0056512 | 0.0055793 | 0.0055084 | 0.0054723 | 0.0054397 | 0.0054304 | 0.0054211 | 0.0054119 | 0.0054027 | 0.0035389 | 0 | 0.10768 | 0.10768 | 0.08791 | 0.066059 | 0.037408 | 3.7786 | Irrigation Hardware | 1.0389 | 1 |  |  |  | x | #REF! | #REF! | 36.4535 | -1.3635
RetroEven20 | Retro | Irrigation Hardware | Agriculture | Irrigation | 0.012645 | 0.0097078 | 112.3144 | 3.7056 | 0-10 | <40 | Wheel and Hand_Cut and press repair | Washington | 0.028678 | 0.028128 | 0.027783 | 0.027376 | 0.02692 | 0.026523 | 0.026076 | 0.025637 | 0.025315 | 0.024988 | 0.02467 | 0.024357 | 0.024197 | 0.024053 | 0.024012 | 0.023971 | 0.02393 | 0.023889 | 0.015648 | 0 | 0.47615 | 0.47615 | 0.38871 | 0.29209 | 0.16541 | 1.7644 | Irrigation Hardware | 1.6459 | 1 |  |  |  | x | #REF! | #REF! | 6.099 | -2.3935
RetroEven20 | Retro | Irrigation Hardware | Agriculture | Irrigation | 0.014472 | 0.011111 | 128.5467 | -3.8489 | <0 | <40 | Wheel and Hand_Hub gasket | Washington | 0.0082058 | 0.0080483 | 0.0079495 | 0.0078331 | 0.0077028 | 0.0075891 | 0.007461 | 0.0073357 | 0.0072434 | 0.0071498 | 0.0070589 | 0.0069692 | 0.0069234 | 0.0068822 | 0.0068705 | 0.0068588 | 0.0068471 | 0.0068354 | 0.0044774 | 0 | 0.13624 | 0.13624 | 0.11122 | 0.083577 | 0.047329 | -0.52439 | Irrigation Hardware | 2.0973 | 1 |  |  |  | x | 2.0973 | 1 | 0 | -3.8489
RetroEven20 | Retro | Irrigation Hardware | Agriculture | Irrigation | 0.0012366 | 0.00094935 | 10.9836 | 144.9623 | 140-150 | >100 | Wheel and Hand_Levelers | Washington | 0.0028045 | 0.0027507 | 0.0027169 | 0.0026772 | 0.0026326 | 0.0025938 | 0.00255 | 0.0025072 | 0.0024756 | 0.0024436 | 0.0024126 | 0.0023819 | 0.0023663 | 0.0023522 | 0.0023482 | 0.0023442 | 0.0023402 | 0.0023362 | 0.0015303 | 0 | 0.046564 | 0.046564 | 0.038013 | 0.028565 | 0.016176 | 6.75 | Irrigation Hardware | 0.66101 | 0 |  |  |  | x | #REF! | #REF! | 95.8209 | 49.1415
RetroEven20 | Retro | Irrigation Hardware | Agriculture | Irrigation | 0.0025743 | 0.0019764 | 22.8655 | -0.77366 | <0 | <40 | Pivot and Linear_Base boot gasket | Washington | 0.034986 | 0.034314 | 0.033893 | 0.033397 | 0.032841 | 0.032357 | 0.03181 | 0.031276 | 0.030882 | 0.030483 | 0.030096 | 0.029714 | 0.029518 | 0.029343 | 0.029293 | 0.029243 | 0.029193 | 0.029143 | 0.01909 | 0 | 0.58087 | 0.58087 | 0.4742 | 0.35634 | 0.20179 | -0.4494 | Irrigation Hardware | 2.8166 | 1 |  |  |  | x | 2.8166 | 1 | 0 | -0.77366
RetroEven20 | Retro | Irrigation Hardware | Agriculture | Irrigation | 7.8659e-05 | 6.0389e-05 | 0.69867 | 657.9768 | >200 | >100 | Pivot and Linear_Tower gasket | Washington | 0.001069 | 0.0010485 | 0.0010356 | 0.0010205 | 0.0010035 | 0.00098867 | 0.00097198 | 0.00095566 | 0.00094363 | 0.00093144 | 0.0009196 | 0.00090791 | 0.00090195 | 0.00089658 | 0.00089505 | 0.00089352 | 0.000892 | 0.00089048 | 0.0005833 | 0 | 0.017749 | 0.017749 | 0.01449 | 0.010888 | 0.0061657 | 11.6783 | Irrigation Hardware | 0.53653 | 0 |  |  |  | x | #REF! | #REF! | 353.0226 | 304.9542
RetroEven20 | Retro | Irrigation Hardware | Agriculture | Irrigation | 0.007042 | 0.0054063 | 62.5485 | -6.4421 | <0 | <40 | Wheel and Hand_Nozzle replacement | Washington | 0.015971 | 0.015665 | 0.015472 | 0.015246 | 0.014992 | 0.014771 | 0.014522 | 0.014278 | 0.014098 | 0.013916 | 0.013739 | 0.013564 | 0.013475 | 0.013395 | 0.013372 | 0.013349 | 0.013327 | 0.013304 | 0.0087146 | 0 | 0.26517 | 0.26517 | 0.21648 | 0.16267 | 0.092117 | -1.7083 | Irrigation Hardware | 2.7712 | 1 |  |  |  | x | 2.7712 | 1 | 0 | -6.4421
RetroEven20 | Retro | Irrigation Hardware | Agriculture | Irrigation | 0.0041495 | 0.0031857 | 36.857 | 19.5633 | 10-20 | <40 | Pivot and Linear_Sprinkler package replacement, high pressure | Washington | 0.016306 | 0.015993 | 0.015797 | 0.015566 | 0.015307 | 0.015081 | 0.014826 | 0.014577 | 0.014394 | 0.014208 | 0.014027 | 0.013849 | 0.013758 | 0.013676 | 0.013653 | 0.013629 | 0.013606 | 0.013583 | 0.0088974 | 0 | 0.27073 | 0.27073 | 0.22102 | 0.16608 | 0.094049 | 5.2964 | Irrigation Hardware | 1.2718 | 1 |  |  |  | x | #REF! | #REF! | 24.8808 | -5.3175
RetroEven20 | Retro | Irrigation Hardware | Agriculture | Irrigation | 0.0041495 | 0.0031857 | 36.857 | 84.407 | 80-90 | 40-100 | Pivot and Linear_Sprinkler package replacement, MESA | Washington | 0.075913 | 0.074455 | 0.073541 | 0.072465 | 0.071259 | 0.070208 | 0.069023 | 0.067863 | 0.067009 | 0.066144 | 0.065303 | 0.064473 | 0.064049 | 0.063668 | 0.063559 | 0.063451 | 0.063343 | 0.063235 | 0.041421 | 0 | 1.2604 | 1.2604 | 1.0289 | 0.77318 | 0.43784 | 106.3849 | Irrigation Hardware | 0.7713 | 0 |  |  |  | x | #REF! | #REF! | 65.1032 | 19.3038
RetroEven20 | Retro | Irrigation Hardware | Agriculture | Irrigation | 0.0041495 | 0.0031857 | 36.857 | 124.3741 | 120-130 | >100 | Pivot and Linear_Sprinkler package replacement, LESA/LEPA/MDI | Washington | 0.052842 | 0.051828 | 0.051191 | 0.050442 | 0.049603 | 0.048871 | 0.048046 | 0.047239 | 0.046644 | 0.046042 | 0.045456 | 0.044879 | 0.044584 | 0.044319 | 0.044243 | 0.044168 | 0.044092 | 0.044017 | 0.028833 | 0 | 0.87734 | 0.87734 | 0.71623 | 0.5382 | 0.30478 | 109.1181 | Irrigation Hardware | 0.68816 | 0 |  |  |  | x | #REF! | #REF! | 85.5887 | 38.7854
Retro5Med | Retro | Irrigation Hardware | Agriculture | Irrigation | 0.0060071 | 0.0046118 | 53.3567 | 63.8807 | 60-70 | 40-100 | Pivot and Linear_Upgrade from high pressure to MESA | Washington | 0.020301 | 0.024448 | 0.02955 | 0.033801 | 0.037913 | 0.04367 | 0.047099 | 0.047306 | 0.04402 | 0.03735 | 0.026475 | 0 | 0 | 0 | 0 | 0 | 0 | 0 | 0 | 0 | 0.39193 | 0.39193 | 0.39193 | 0.39193 | 0.18968 | 25.0369 | Irrigation Hardware | 0.61847 | 0 |  |  |  | x | #REF! | #REF! | 39.508 | 24.3727
Retro1Slow | Retro | Irrigation Hardware | Agriculture | Irrigation | 0.010212 | 0.0078401 | 90.7064 | 41.5446 | 40-50 | 40-100 | Pivot and Linear_Upgrade from MESA to LESA/LEPA/MDI | Washington | 0.0038553 | 0.0076137 | 0.013471 | 0.021816 | 0.03295 | 0.047134 | 0.063988 | 0.082819 | 0.10259 | 0.12091 | 0.13526 | 0.14308 | 0.14331 | 0.1346 | 0.11825 | 0.069076 | 0 | 0 | 0 | 0 | 1.2407 | 1.2407 | 1.1717 | 0.63241 | 0.12684 | 51.5459 | Irrigation Hardware | 0.84394 | 0 |  |  |  | x | #REF! | #REF! | 35.0611 | 6.4835
RetroEven20 | Retro | Irrigation Hardware | Agriculture | Irrigation | 0.00089773 | 0.00068921 | 7.9739 | 531.5057 | >200 | >100 | Wheel and Hand_Rebuilt or new impact sprinkler | Oregon | 0.0049179 | 0.0048609 | 0.004788 | 0.0047068 | 0.0046269 | 0.0045221 | 0.0044219 | 0.0043611 | 0.0042971 | 0.0042277 | 0.0041588 | 0.0040759 | 0.0040071 | 0.0039549 | 0.0039243 | 0.003894 | 0.0038639 | 0.0018911 | 0 | 0 | 0.0755 | 0.0755 | 0.065852 | 0.049889 | 0.028423 | 40.1289 | Irrigation Hardware | 0.52002 | 0 |  |  |  | x | #REF! | #REF! | 276.3915 | 255.1141
RetroEven20 | Retro | Irrigation Hardware | Agriculture | Irrigation | 0.0043984 | 0.0033768 | 39.0675 | 4.7116 | 0-10 | <40 | Wheel and Hand_Gaskets | Oregon | 0.024095 | 0.023816 | 0.023459 | 0.023061 | 0.022669 | 0.022156 | 0.021665 | 0.021367 | 0.021053 | 0.020713 | 0.020376 | 0.01997 | 0.019633 | 0.019377 | 0.019227 | 0.019078 | 0.018931 | 0.0092652 | 0 | 0 | 0.36991 | 0.36991 | 0.32264 | 0.24443 | 0.13926 | 1.7429 | Irrigation Hardware | 1.7259 | 1 |  |  |  | x | #REF! | #REF! | 8.1317 | -3.4201
RetroEven20 | Retro | Irrigation Hardware | Agriculture | Irrigation | 0.0028597 | 0.0021955 | 25.4007 | 35.0899 | 30-40 | <40 | Wheel and Hand_Drains | Oregon | 0.015666 | 0.015484 | 0.015252 | 0.014994 | 0.014739 | 0.014405 | 0.014086 | 0.013892 | 0.013688 | 0.013467 | 0.013248 | 0.012984 | 0.012765 | 0.012598 | 0.012501 | 0.012404 | 0.012308 | 0.006024 | 0 | 0 | 0.24051 | 0.24051 | 0.20977 | 0.15892 | 0.09054 | 8.4394 | Irrigation Hardware | 1.0389 | 1 |  |  |  | x | #REF! | #REF! | 36.4535 | -1.3635
RetroEven20 | Retro | Irrigation Hardware | Agriculture | Irrigation | 0.012645 | 0.0097078 | 112.3144 | 3.7056 | 0-10 | <40 | Wheel and Hand_Cut and press repair | Oregon | 0.06927 | 0.068467 | 0.067441 | 0.066297 | 0.065172 | 0.063695 | 0.062284 | 0.061428 | 0.060526 | 0.059548 | 0.058579 | 0.05741 | 0.056441 | 0.055706 | 0.055275 | 0.054848 | 0.054424 | 0.026636 | 0 | 0 | 1.0634 | 1.0634 | 0.92754 | 0.70271 | 0.40034 | 3.9407 | Irrigation Hardware | 1.6459 | 1 |  |  |  | x | #REF! | #REF! | 6.099 | -2.3935
RetroEven20 | Retro | Irrigation Hardware | Agriculture | Irrigation | 0.014472 | 0.011111 | 128.5467 | -3.8489 | <0 | <40 | Wheel and Hand_Hub gasket | Oregon | 0.01982 | 0.019591 | 0.019297 | 0.01897 | 0.018648 | 0.018225 | 0.017822 | 0.017576 | 0.017318 | 0.017039 | 0.016761 | 0.016427 | 0.01615 | 0.015939 | 0.015816 | 0.015694 | 0.015572 | 0.0076215 | 0 | 0 | 0.30429 | 0.30429 | 0.2654 | 0.20107 | 0.11455 | -1.1712 | Irrigation Hardware | 2.0973 | 1 |  |  |  | x | 2.0973 | 1 | 0 | -3.8489
RetroEven20 | Retro | Irrigation Hardware | Agriculture | Irrigation | 0.0012366 | 0.00094935 | 10.9836 | 144.9623 | 140-150 | >100 | Wheel and Hand_Levelers | Oregon | 0.0067741 | 0.0066956 | 0.0065953 | 0.0064834 | 0.0063734 | 0.0062289 | 0.006091 | 0.0060072 | 0.005919 | 0.0058234 | 0.0057286 | 0.0056143 | 0.0055196 | 0.0054476 | 0.0054055 | 0.0053637 | 0.0053223 | 0.0026049 | 0 | 0 | 0.104 | 0.104 | 0.090707 | 0.06872 | 0.039151 | 15.0757 | Irrigation Hardware | 0.66101 | 0 |  |  |  | x | #REF! | #REF! | 95.8209 | 49.1415
RetroEven20 | Retro | Irrigation Hardware | Agriculture | Irrigation | 0.0025743 | 0.0019764 | 22.8655 | -0.77366 | <0 | <40 | Pivot and Linear_Base boot gasket | Oregon | 0.016034 | 0.015848 | 0.015611 | 0.015346 | 0.015086 | 0.014744 | 0.014417 | 0.014219 | 0.01401 | 0.013784 | 0.013559 | 0.013289 | 0.013065 | 0.012894 | 0.012795 | 0.012696 | 0.012598 | 0.0061656 | 0 | 0 | 0.24616 | 0.24616 | 0.2147 | 0.16266 | 0.092668 | -0.19044 | Irrigation Hardware | 2.8166 | 1 |  |  |  | x | 2.8166 | 1 | 0 | -0.77366
RetroEven20 | Retro | Irrigation Hardware | Agriculture | Irrigation | 7.8659e-05 | 6.0389e-05 | 0.69867 | 657.9768 | >200 | >100 | Pivot and Linear_Tower gasket | Oregon | 0.00048993 | 0.00048425 | 0.000477 | 0.00046891 | 0.00046095 | 0.0004505 | 0.00044052 | 0.00043446 | 0.00042809 | 0.00042117 | 0.00041431 | 0.00040605 | 0.0003992 | 0.00039399 | 0.00039095 | 0.00038793 | 0.00038493 | 0.00018839 | 0 | 0 | 0.0075215 | 0.0075215 | 0.0065603 | 0.0049701 | 0.0028315 | 4.949 | Irrigation Hardware | 0.53653 | 0 |  |  |  | x | #REF! | #REF! | 353.0226 | 304.9542
RetroEven20 | Retro | Irrigation Hardware | Agriculture | Irrigation | 0.007042 | 0.0054063 | 62.5485 | -6.4421 | <0 | <40 | Wheel and Hand_Nozzle replacement | Oregon | 0.038577 | 0.03813 | 0.037558 | 0.036921 | 0.036295 | 0.035472 | 0.034687 | 0.034209 | 0.033707 | 0.033163 | 0.032623 | 0.031972 | 0.031433 | 0.031023 | 0.030783 | 0.030545 | 0.030309 | 0.014834 | 0 | 0 | 0.59224 | 0.59224 | 0.51655 | 0.39134 | 0.22295 | -3.8153 | Irrigation Hardware | 2.7712 | 1 |  |  |  | x | 2.7712 | 1 | 0 | -6.4421
RetroEven20 | Retro | Irrigation Hardware | Agriculture | Irrigation | 0.0041495 | 0.0031857 | 36.857 | 19.5633 | 10-20 | <40 | Pivot and Linear_Sprinkler package replacement, high pressure | Oregon | 0.0046302 | 0.0045766 | 0.004508 | 0.0044316 | 0.0043563 | 0.0042576 | 0.0041633 | 0.0041061 | 0.0040458 | 0.0039804 | 0.0039156 | 0.0038375 | 0.0037728 | 0.0037236 | 0.0036948 | 0.0036663 | 0.0036379 | 0.0017805 | 0 | 0 | 0.071085 | 0.071085 | 0.062 | 0.046972 | 0.02676 | 1.3907 | Irrigation Hardware | 1.2718 | 1 |  |  |  | x | #REF! | #REF! | 24.8808 | -5.3175
RetroEven20 | Retro | Irrigation Hardware | Agriculture | Irrigation | 0.0041495 | 0.0031857 | 36.857 | 84.407 | 80-90 | 40-100 | Pivot and Linear_Sprinkler package replacement, MESA | Oregon | 0.025635 | 0.025338 | 0.024958 | 0.024535 | 0.024118 | 0.023572 | 0.02305 | 0.022732 | 0.022399 | 0.022037 | 0.021678 | 0.021246 | 0.020887 | 0.020615 | 0.020456 | 0.020298 | 0.020141 | 0.0098574 | 0 | 0 | 0.39355 | 0.39355 | 0.34325 | 0.26005 | 0.14815 | 33.2184 | Irrigation Hardware | 0.7713 | 0 |  |  |  | x | #REF! | #REF! | 65.1032 | 19.3038
RetroEven20 | Retro | Irrigation Hardware | Agriculture | Irrigation | 0.0041495 | 0.0031857 | 36.857 | 124.3741 | 120-130 | >100 | Pivot and Linear_Sprinkler package replacement, LESA/LEPA/MDI | Oregon | 0.035506 | 0.035095 | 0.034569 | 0.033983 | 0.033406 | 0.032649 | 0.031926 | 0.031486 | 0.031024 | 0.030523 | 0.030026 | 0.029427 | 0.028931 | 0.028553 | 0.028333 | 0.028114 | 0.027897 | 0.013653 | 0 | 0 | 0.5451 | 0.5451 | 0.47544 | 0.36019 | 0.20521 | 67.7963 | Irrigation Hardware | 0.68816 | 0 |  |  |  | x | #REF! | #REF! | 85.5887 | 38.7854
Retro5Med | Retro | Irrigation Hardware | Agriculture | Irrigation | 0.0060071 | 0.0046118 | 53.3567 | 63.8807 | 60-70 | 40-100 | Pivot and Linear_Upgrade from high pressure to MESA | Oregon | 0.0057646 | 0.006996 | 0.0084328 | 0.0096232 | 0.01079 | 0.012329 | 0.013226 | 0.013325 | 0.012373 | 0.010048 | 0 | 0 | 0 | 0 | 0 | 0 | 0 | 0 | 0 | 0 | 0.10291 | 0.10291 | 0.10291 | 0.10291 | 0.053936 | 6.5738 | Irrigation Hardware | 0.61847 | 0 |  |  |  | x | #REF! | #REF! | 39.508 | 24.3727
Retro1Slow | Retro | Irrigation Hardware | Agriculture | Irrigation | 0.010212 | 0.0078401 | 90.7064 | 41.5446 | 40-50 | 40-100 | Pivot and Linear_Upgrade from MESA to LESA/LEPA/MDI | Oregon | 0.0013007 | 0.0025855 | 0.0045559 | 0.0073492 | 0.011076 | 0.015689 | 0.021142 | 0.027381 | 0.033781 | 0.039622 | 0.044118 | 0.046313 | 0.045933 | 0.042855 | 0.037443 | 0.0062704 | 0 | 0 | 0 | 0 | 0.38742 | 0.38742 | 0.38115 | 0.2086 | 0.042556 | 16.0951 | Irrigation Hardware | 0.84394 | 0 |  |  |  | x | #REF! | #REF! | 35.0611 | 6.4835
RetroEven20 | Retro | Irrigation Hardware | Agriculture | Irrigation | 0.0002999 | 0.00023024 | 2.6638 | 1631.8787 | >200 | >100 | Wheel and Hand_Rebuilt or new impact sprinkler | Montana | 0.00018342 | 0.00018862 | 0.00019362 | 0.0001983 | 0.00020359 | 0.00020704 | 0.00020988 | 0.00021319 | 0.00021558 | 0.0002206 | 0.00022413 | 0.0002275 | 0.00023136 | 0.00023501 | 0.00023974 | 0.00024456 | 0.00024948 | 0.0002545 | 0.00025962 | 0.00026484 | 0.0052968 | 0.0044646 | 0.0031916 | 0.002258 | 0.0011746 | 7.2856 | Irrigation Hardware | 0.48084 | 0 |  |  |  | x | #REF! | #REF! | 784.6652 | 847.2135
RetroEven20 | Retro | Irrigation Hardware | Agriculture | Irrigation | 0.0014694 | 0.0011281 | 13.0512 | 54.8495 | 50-60 | 40-100 | Wheel and Hand_Gaskets | Montana | 0.00089866 | 0.00092412 | 0.00094864 | 0.00097155 | 0.00099749 | 0.0010144 | 0.0010283 | 0.0010445 | 0.0010562 | 0.0010808 | 0.0010981 | 0.0011146 | 0.0011335 | 0.0011514 | 0.0011746 | 0.0011982 | 0.0012223 | 0.0012469 | 0.001272 | 0.0012976 | 0.025951 | 0.021874 | 0.015637 | 0.011063 | 0.0057548 | 1.1998 | Irrigation Hardware | 0.88957 | 0 |  |  |  | x | #REF! | #REF! | 48.7926 | 6.0569
RetroEven20 | Retro | Irrigation Hardware | Agriculture | Irrigation | 0.00095534 | 0.00073344 | 8.4856 | 145.7841 | 140-150 | >100 | Wheel and Hand_Drains | Montana | 0.00058429 | 0.00060084 | 0.00061678 | 0.00063168 | 0.00064854 | 0.00065952 | 0.00066856 | 0.00067913 | 0.00068674 | 0.00070273 | 0.00071396 | 0.00072469 | 0.00073698 | 0.00074862 | 0.00076368 | 0.00077904 | 0.00079471 | 0.0008107 | 0.00082701 | 0.00084364 | 0.016873 | 0.014222 | 0.010167 | 0.0071927 | 0.0037416 | 2.0733 | Irrigation Hardware | 0.66006 | 0 |  |  |  | x | #REF! | #REF! | 96.2264 | 49.5577
RetroEven20 | Retro | Irrigation Hardware | Agriculture | Irrigation | 0.0042242 | 0.0032431 | 37.5206 | 50.8128 | 50-60 | 40-100 | Wheel and Hand_Cut and press repair | Montana | 0.0025835 | 0.0026567 | 0.0027272 | 0.0027931 | 0.0028677 | 0.0029162 | 0.0029562 | 0.0030029 | 0.0030365 | 0.0031073 | 0.0031569 | 0.0032044 | 0.0032587 | 0.0033102 | 0.0033768 | 0.0034447 | 0.003514 | 0.0035847 | 0.0036568 | 0.0037303 | 0.074606 | 0.062885 | 0.044954 | 0.031804 | 0.016544 | 3.1953 | Irrigation Hardware | 0.88045 | 0 |  |  |  | x | #REF! | #REF! | 44.7384 | 6.0744
RetroEven20 | Retro | Irrigation Hardware | Agriculture | Irrigation | 0.0048347 | 0.0037118 | 42.9433 | 27.7934 | 20-30 | <40 | Wheel and Hand_Hub gasket | Montana | 0.00073923 | 0.00076018 | 0.00078034 | 0.00079919 | 0.00082053 | 0.00083441 | 0.00084585 | 0.00085922 | 0.00086885 | 0.00088908 | 0.00090329 | 0.00091687 | 0.00093242 | 0.00094715 | 0.0009662 | 0.00098564 | 0.0010055 | 0.0010257 | 0.0010463 | 0.0010674 | 0.021347 | 0.017993 | 0.012863 | 0.0091002 | 0.0047339 | 0.50009 | Irrigation Hardware | 1.0429 | 1 |  |  |  | x | #REF! | #REF! | 28.9847 | -1.1913
RetroEven20 | Retro | Irrigation Hardware | Agriculture | Irrigation | 0.0004131 | 0.00031715 | 3.6693 | 474.6765 | >200 | >100 | Wheel and Hand_Levelers | Montana | 0.00025265 | 0.00025981 | 0.0002667 | 0.00027315 | 0.00028044 | 0.00028518 | 0.00028909 | 0.00029366 | 0.00029695 | 0.00030387 | 0.00030872 | 0.00031336 | 0.00031868 | 0.00032371 | 0.00033022 | 0.00033687 | 0.00034364 | 0.00035056 | 0.00035761 | 0.0003648 | 0.007296 | 0.0061497 | 0.0043962 | 0.0031102 | 0.0016179 | 2.9191 | Irrigation Hardware | 0.53383 | 0 |  |  |  | x | #REF! | #REF! | 253.3977 | 221.2787
RetroEven20 | Retro | Irrigation Hardware | Agriculture | Irrigation | 0.00085999 | 0.00066024 | 7.6386 | 37.4047 | 30-40 | <40 | Pivot and Linear_Base boot gasket | Montana | 0.0015828 | 0.0016276 | 0.0016708 | 0.0017111 | 0.0017568 | 0.0017865 | 0.001811 | 0.0018397 | 0.0018603 | 0.0019036 | 0.001934 | 0.0019631 | 0.0019964 | 0.0020279 | 0.0020687 | 0.0021103 | 0.0021528 | 0.0021961 | 0.0022403 | 0.0022853 | 0.045706 | 0.038525 | 0.02754 | 0.019484 | 0.010136 | 1.441 | Irrigation Hardware | 0.94094 | 0 |  |  |  | x | #REF! | #REF! | 35.1956 | 2.2091
RetroEven20 | Retro | Irrigation Hardware | Agriculture | Irrigation | 2.6277e-05 | 2.0174e-05 | 0.2334 | 2009.3104 | >200 | >100 | Pivot and Linear_Tower gasket | Montana | 4.8362e-05 | 4.9733e-05 | 5.1052e-05 | 5.2285e-05 | 5.368e-05 | 5.4589e-05 | 5.5337e-05 | 5.6212e-05 | 5.6842e-05 | 5.8166e-05 | 5.9095e-05 | 5.9983e-05 | 6.1001e-05 | 6.1965e-05 | 6.3211e-05 | 6.4482e-05 | 6.5779e-05 | 6.7102e-05 | 6.8452e-05 | 6.9829e-05 | 0.0013966 | 0.0011772 | 0.00084151 | 0.00059535 | 0.0003097 | 2.3653 | Irrigation Hardware | 0.50984 | 0 |  |  |  | x | #REF! | #REF! | 1024.4341 | 984.8763
RetroEven20 | Retro | Irrigation Hardware | Agriculture | Irrigation | 0.0023525 | 0.0018061 | 20.8954 | 21.584 | 20-30 | <40 | Wheel and Hand_Nozzle replacement | Montana | 0.0014388 | 0.0014796 | 0.0015188 | 0.0015555 | 0.001597 | 0.001624 | 0.0016463 | 0.0016723 | 0.0016911 | 0.0017304 | 0.0017581 | 0.0017845 | 0.0018148 | 0.0018435 | 0.0018805 | 0.0019184 | 0.001957 | 0.0019963 | 0.0020365 | 0.0020774 | 0.041549 | 0.035021 | 0.025035 | 0.017712 | 0.0092137 | 0.75589 | Irrigation Hardware | 1.2329 | 1 |  |  |  | x | #REF! | #REF! | 26.6107 | -5.0267
RetroEven20 | Retro | Irrigation Hardware | Agriculture | Irrigation | 0.0013862 | 0.0010642 | 12.3127 | 99.4286 | 90-100 | 40-100 | Pivot and Linear_Sprinkler package replacement, high pressure | Montana | 0.00092763 | 0.00095392 | 0.00097922 | 0.0010029 | 0.0010296 | 0.0010471 | 0.0010614 | 0.0010782 | 0.0010903 | 0.0011157 | 0.0011335 | 0.0011505 | 0.0011701 | 0.0011885 | 0.0012124 | 0.0012368 | 0.0012617 | 0.0012871 | 0.001313 | 0.0013394 | 0.026788 | 0.022579 | 0.016141 | 0.011419 | 0.0059404 | 2.245 | Irrigation Hardware | 0.73199 | 0 |  |  |  | x | #REF! | #REF! | 72.7804 | 26.6482
RetroEven20 | Retro | Irrigation Hardware | Agriculture | Irrigation | 0.0013862 | 0.0010642 | 12.3127 | 293.4099 | >200 | >100 | Pivot and Linear_Sprinkler package replacement, MESA | Montana | 0.0033459 | 0.0034407 | 0.003532 | 0.0036173 | 0.0037139 | 0.0037767 | 0.0038285 | 0.003889 | 0.0039326 | 0.0040242 | 0.0040885 | 0.0041499 | 0.0042203 | 0.004287 | 0.0043732 | 0.0044612 | 0.0045509 | 0.0046425 | 0.0047358 | 0.0048311 | 0.096622 | 0.081441 | 0.05822 | 0.041189 | 0.021426 | 23.8956 | Irrigation Hardware | 0.57068 | 0 |  |  |  | x | #REF! | #REF! | 167.4428 | 125.9671
RetroEven20 | Retro | Irrigation Hardware | Agriculture | Irrigation | 0.0013862 | 0.0010642 | 12.3127 | 413.0476 | >200 | >100 | Pivot and Linear_Sprinkler package replacement, LESA/LEPA/MDI | Montana | 0.0023365 | 0.0024027 | 0.0024664 | 0.002526 | 0.0025935 | 0.0026373 | 0.0026735 | 0.0027158 | 0.0027462 | 0.0028101 | 0.002855 | 0.002898 | 0.0029471 | 0.0029937 | 0.0030539 | 0.0031153 | 0.003178 | 0.0032419 | 0.0033071 | 0.0033736 | 0.067473 | 0.056872 | 0.040656 | 0.028763 | 0.014963 | 23.4908 | Irrigation Hardware | 0.5429 | 0 |  |  |  | x | #REF! | #REF! | 224.2446 | 188.8031
Retro5Med | Retro | Irrigation Hardware | Agriculture | Irrigation | 0.0020068 | 0.0015407 | 17.8248 | 230.5355 | >200 | >100 | Pivot and Linear_Upgrade from high pressure to MESA | Montana | 0.0011549 | 0.0014582 | 0.0018318 | 0.0021777 | 0.0025503 | 0.0030321 | 0.0033718 | 0.003499 | 0.0033343 | 0.0029329 | 0.0023059 | 0.001549 | 0.00091468 | 0.00044736 | 0.00019307 | 7.1621e-05 | 2.2821e-05 | 5.074e-06 | 8.508e-07 | 1.0418e-07 | 0.03878 | 0.030853 | 0.030753 | 0.027649 | 0.012205 | 7.1128 | Irrigation Hardware | 0.20661 | 0 |  |  |  | x | #REF! | #REF! | 47.6308 | 182.9047
Retro1Slow | Retro | Irrigation Hardware | Agriculture | Irrigation | 0.0034115 | 0.0026191 | 30.3021 | 163.6747 | 160-170 | >100 | Pivot and Linear_Upgrade from MESA to LESA/LEPA/MDI | Montana | 0.00017021 | 0.00035306 | 0.00065045 | 0.0010969 | 0.0017325 | 0.0025634 | 0.0035956 | 0.0048149 | 0.0061168 | 0.0074677 | 0.0085887 | 0.0093226 | 0.0095384 | 0.0091324 | 0.0081759 | 0.0068813 | 0.0053545 | 0.003772 | 0.0024522 | 0.0016274 | 0.095116 | 0.093407 | 0.07332 | 0.03715 | 0.0065665 | 15.2883 | Irrigation Hardware | 0.28193 | 0 |  |  |  | x | #REF! | #REF! | 46.1453 | 117.5294
Retro3Slow | Retro | Irrigation Hardware | Agriculture | Irrigation | 0.034211 | 0.026265 | 303.8692 | 9.8551 | 0-10 | <40 | Pivot and Linear_Pressure Reduction_High to Medium | Idaho | 0.02024 | 0.032184 | 0.064831 | 0.11387 | 0.1789 | 0.25017 | 0.31797 | 0.37078 | 0.40018 | 0.40414 | 0.37838 | 0.33179 | 0.274 | 0.21369 | 0.15946 | 0.11305 | 0.076323 | 0.049187 | 0.030321 | 0.020791 | 4.1583 | 3.8003 | 3.5106 | 2.5317 | 0.6602 | 37.4521 | Irrigation Hardware | 1.7481 | 1 |  |  |  | x | #REF! | #REF! | 17.2281 | -7.373
Retro1Slow | Retro | Irrigation Hardware | Agriculture | Irrigation | 0.030743 | 0.023602 | 273.0656 | 4.4126 | 0-10 | <40 | Pivot and Linear_Pressure Reduction_Medium to Low | Idaho | 0.011592 | 0.02344 | 0.041919 | 0.068439 | 0.10491 | 0.15009 | 0.20388 | 0.26418 | 0.32747 | 0.38998 | 0.4389 | 0.4679 | 0.47116 | 0.44537 | 0.39657 | 0.33213 | 0.25721 | 0.18034 | 0.11668 | 0.077066 | 5.1377 | 4.7692 | 3.8058 | 2.0248 | 0.40039 | 21.0449 | Irrigation Hardware | 2.1423 | 1 |  |  |  | x | #REF! | #REF! | 9.4534 | -5.0407
Retro1Slow | Retro | Irrigation Hardware | Agriculture | Irrigation | 0.030743 | 0.023602 | 273.0656 | -19.7172 | <0 | <40 | Pivot and Linear_Pressure Reduction_Medium2 to Low | Idaho | 1.1894e-05 | 6.1579e-05 | 0.00024455 | 0.00078411 | 0.0021114 | 0.004869 | 0.0098131 | 0.017543 | 0.028135 | 0.040844 | 0.053877 | 0.064826 | 0.071326 | 0.071816 | 0.066147 | 0.056464 | 0.044088 | 0.030928 | 0.01992 | 0.013062 | 1.0245 | 0.59687 | 0.43241 | 0.15829 | 0.0080825 | -11.7687 | Irrigation Hardware | 9860.4746 | 1 |  |  |  | x | 9860.4746 | 1 | 0 | -19.7172
Retro1Slow | Retro | Irrigation Hardware | Agriculture | Irrigation | 0.016268 | 0.012489 | 144.4971 | 148.2405 | 140-150 | >100 | Wheel-Line_Conversion to Low Pressure System (Alfalfa) | Idaho | 0.0004831 | 0.00097686 | 0.0017469 | 0.0028521 | 0.0043722 | 0.0062549 | 0.0084967 | 0.01101 | 0.013647 | 0.016252 | 0.018291 | 0.0195 | 0.019635 | 0.018561 | 0.016527 | 0.013841 | 0.010719 | 0.0075155 | 0.0048627 | 0.0032117 | 0.21411 | 0.19875 | 0.1586 | 0.084382 | 0.016686 | 29.4635 | Irrigation Hardware | 0.30784 | 0 |  |  |  | x | #REF! | #REF! | 45.6343 | 102.6062
Retro1Slow | Retro | Irrigation Hardware | Agriculture | Irrigation | 0.016268 | 0.012489 | 144.4971 | 148.2405 | 140-150 | >100 | Hand-Line_Conversion to Low Pressure System (Alfalfa) | Idaho | 7.4277e-05 | 0.00015019 | 0.00026859 | 0.00043852 | 0.00067223 | 0.00096169 | 0.0013064 | 0.0016927 | 0.0020982 | 0.0024987 | 0.0028122 | 0.0029981 | 0.003019 | 0.0028537 | 0.002541 | 0.0021281 | 0.0016481 | 0.0011555 | 0.00074764 | 0.00049379 | 0.03292 | 0.030559 | 0.024386 | 0.012974 | 0.0025655 | 4.53 | Irrigation Hardware | 0.30784 | 0 |  |  |  | x | #REF! | #REF! | 45.6343 | 102.6062
Retro3Slow | Retro | Irrigation Hardware | Agriculture | Irrigation | 0.0067934 | 0.0052154 | 60.3401 | 60.1931 | 60-70 | 40-100 | Pivot and Linear_Pressure Reduction_High to Medium | Montana | 0.00025148 | 0.00040651 | 0.00083459 | 0.0014958 | 0.0023889 | 0.0034011 | 0.004388 | 0.0052003 | 0.0056631 | 0.0057949 | 0.005495 | 0.0048804 | 0.0040874 | 0.0032293 | 0.0024273 | 0.0017333 | 0.0011788 | 0.00076522 | 0.00047516 | 0.00032819 | 0.065638 | 0.054425 | 0.049944 | 0.03532 | 0.0087784 | 3.276 | Irrigation Hardware | 0.647 | 0 |  |  |  | x | #REF! | #REF! | 38.9452 | 21.248
Retro1Slow | Retro | Irrigation Hardware | Agriculture | Irrigation | 0.016183 | 0.012424 | 143.7436 | 8.3473 | 0-10 | <40 | Pivot and Linear_Pressure Reduction_Medium to Low | Montana | 0.00040067 | 0.00082362 | 0.0015012 | 0.0025008 | 0.0038972 | 0.0056761 | 0.007827 | 0.010307 | 0.012891 | 0.015555 | 0.017731 | 0.019146 | 0.019552 | 0.018722 | 0.016792 | 0.014166 | 0.011051 | 0.0078045 | 0.0050865 | 0.003384 | 0.2256 | 0.19481 | 0.15332 | 0.07911 | 0.0148 | 1.6262 | Irrigation Hardware | 1.842 | 1 |  |  |  | x | #REF! | #REF! | 15.3761 | -7.0288
Retro1Slow | Retro | Irrigation Hardware | Agriculture | Irrigation | 0.016183 | 0.012424 | 143.7436 | -19.7125 | <0 | <40 | Pivot and Linear_Pressure Reduction_Medium2 to Low | Montana | 3.9176e-07 | 2.0489e-06 | 8.2524e-06 | 2.6876e-05 | 7.3405e-05 | 0.00017163 | 0.00035016 | 0.00063322 | 0.0010247 | 0.0014997 | 0.0019926 | 0.0024126 | 0.002669 | 0.0026995 | 0.0024947 | 0.0021347 | 0.0016696 | 0.0011726 | 0.00075582 | 0.00049592 | 0.038896 | 0.022288 | 0.016059 | 0.0057829 | 0.0002826 | -0.43934 | Irrigation Hardware | 5190.6198 | 1 |  |  |  | x | 5190.6198 | 1 | 0 | -19.7125
Retro1Slow | Retro | Irrigation Hardware | Agriculture | Irrigation | 0.0091055 | 0.0069906 | 80.8775 | 193.1907 | 190-200 | >100 | Wheel-Line_Conversion to Low Pressure System (Alfalfa) | Montana | 8.0772e-05 | 0.00016603 | 0.00030262 | 0.00050414 | 0.00078565 | 0.0011443 | 0.0015778 | 0.0020778 | 0.0025987 | 0.0031358 | 0.0035744 | 0.0038596 | 0.0039415 | 0.0037742 | 0.0033851 | 0.0028558 | 0.0022277 | 0.0015733 | 0.0010254 | 0.00068218 | 0.045479 | 0.039273 | 0.030908 | 0.015948 | 0.0029835 | 7.5871 | Irrigation Hardware | 0.24285 | 0 |  |  |  | x | #REF! | #REF! | 46.9161 | 146.2746
Retro1Slow | Retro | Irrigation Hardware | Agriculture | Irrigation | 0.0091055 | 0.0069906 | 80.8775 | 193.1906 | 190-200 | >100 | Hand-Line_Conversion to Low Pressure System (Alfalfa) | Montana | 1.2376e-05 | 2.5439e-05 | 4.6367e-05 | 7.7244e-05 | 0.00012038 | 0.00017532 | 0.00024176 | 0.00031835 | 0.00039816 | 0.00048046 | 0.00054766 | 0.00059136 | 0.00060391 | 0.00057828 | 0.00051866 | 0.00043756 | 0.00034133 | 0.00024106 | 0.00015711 | 0.00010452 | 0.0069682 | 0.0060173 | 0.0047357 | 0.0024435 | 0.00045712 | 1.1625 | Irrigation Hardware | 0.24285 | 0 |  |  |  | x | #REF! | #REF! | 46.9161 | 146.2746
Retro3Slow | Retro | Irrigation Hardware | Agriculture | Irrigation | 0.026506 | 0.020349 | 235.4314 | 9.1108 | 0-10 | <40 | Pivot and Linear_Pressure Reduction_High to Medium | Oregon | 0.0016362 | 0.0025421 | 0.0050081 | 0.0086155 | 0.013174 | 0.018026 | 0.022434 | 0.025813 | 0.027391 | 0.026949 | 0.024742 | 0.021218 | 0.017179 | 0.012305 | 0 | 0 | 0 | 0 | 0 | 0 | 0.22703 | 0.22703 | 0.22703 | 0.17633 | 0.049003 | 2.0685 | Irrigation Hardware | 1.7933 | 1 |  |  |  | x | #REF! | #REF! | 16.338 | -7.2273
Retro1Slow | Retro | Irrigation Hardware | Agriculture | Irrigation | 0.025653 | 0.019694 | 227.8541 | 0.87142 | 0-10 | <40 | Pivot and Linear_Pressure Reduction_Medium to Low | Oregon | 0.0016256 | 0.0032118 | 0.0056172 | 0.0089822 | 0.013402 | 0.01876 | 0.024954 | 0.031904 | 0.03888 | 0.045109 | 0.049785 | 0.051905 | 0.051242 | 0.047675 | 0.041593 | 0.034131 | 0.017818 | 0 | 0 | 0 | 0.48659 | 0.48659 | 0.43465 | 0.24223 | 0.051599 | 0.42403 | Irrigation Hardware | 2.5107 | 1 |  |  |  | x | #REF! | #REF! | 2.1879 | -1.3165
Retro1Slow | Retro | Irrigation Hardware | Agriculture | Irrigation | 0.025653 | 0.019694 | 227.8541 | -19.7162 | <0 | <40 | Pivot and Linear_Pressure Reduction_Medium2 to Low | Oregon | 1.0355e-06 | 5.2859e-06 | 2.0635e-05 | 6.5044e-05 | 0.00017179 | 0.00038922 | 0.00077184 | 0.0013621 | 0.0021592 | 0.0030968 | 0.0040415 | 0.0048167 | 0.0052574 | 0.0052604 | 0.0048207 | 0.0040991 | 0.0031914 | 0.0022343 | 0.0014371 | 0.00094142 | 0.073837 | 0.044143 | 0.03224 | 0.012085 | 0.00065301 | -0.87033 | Irrigation Hardware | 8227.8751 | 1 |  |  |  | x | 8227.8751 | 1 | 0 | -19.7162
Retro1Slow | Retro | Irrigation Hardware | Agriculture | Irrigation | 0.021865 | 0.016787 | 194.2137 | 87.6562 | 80-90 | 40-100 | Wheel-Line_Conversion to Low Pressure System (Alfalfa) | Oregon | 0.00041479 | 0.00081954 | 0.0014333 | 0.0022919 | 0.0034198 | 0.0047869 | 0.0063673 | 0.0081407 | 0.0099209 | 0.01151 | 0.012703 | 0.013244 | 0.013075 | 0.012165 | 0.010613 | 0.0087091 | 0.0045464 | 0 | 0 | 0 | 0.12416 | 0.12416 | 0.11091 | 0.061809 | 0.013166 | 10.8835 | Irrigation Hardware | 0.48153 | 0 |  |  |  | x | #REF! | #REF! | 42.2088 | 45.4474
Retro1Slow | Retro | Irrigation Hardware | Agriculture | Irrigation | 0.021865 | 0.016787 | 194.2137 | 87.6562 | 80-90 | 40-100 | Hand-Line_Conversion to Low Pressure System (Alfalfa) | Oregon | 0.00013092 | 0.00025866 | 0.00045238 | 0.00072339 | 0.0010794 | 0.0015108 | 0.0020096 | 0.0025694 | 0.0031312 | 0.0036328 | 0.0040094 | 0.0041802 | 0.0041268 | 0.0038395 | 0.0033497 | 0.0027488 | 0.0014349 | 0 | 0 | 0 | 0.039188 | 0.039188 | 0.035004 | 0.019508 | 0.0041555 | 3.4351 | Irrigation Hardware | 0.48153 | 0 |  |  |  | x | #REF! | #REF! | 42.2088 | 45.4474
Retro3Slow | Retro | Irrigation Hardware | Agriculture | Irrigation | 0.034884 | 0.026782 | 309.8508 | 3.7638 | 0-10 | <40 | Pivot and Linear_Pressure Reduction_High to Medium | Washington | 0.0075835 | 0.011692 | 0.023097 | 0.039827 | 0.060923 | 0.084033 | 0.10515 | 0.12061 | 0.12825 | 0.1266 | 0.11665 | 0.10078 | 0.082446 | 0.063743 | 0.046889 | 0.019736 | 0 | 0 | 0 | 0 | 1.138 | 1.138 | 1.1183 | 0.82442 | 0.22716 | 4.2832 | Irrigation Hardware | 2.2015 | 1 |  |  |  | x | #REF! | #REF! | 8.286 | -4.5223
Retro1Slow | Retro | Irrigation Hardware | Agriculture | Irrigation | 0.03378 | 0.025934 | 300.0449 | -2.5474 | <0 | <40 | Pivot and Linear_Pressure Reduction_Medium to Low | Washington | 0.0063391 | 0.012428 | 0.021796 | 0.034935 | 0.052144 | 0.073579 | 0.098399 | 0.12542 | 0.15317 | 0.17829 | 0.19748 | 0.20742 | 0.20691 | 0.19389 | 0.17018 | 0.1405 | 0.10726 | 0.071957 | 0 | 0 | 2.0521 | 2.0521 | 1.7324 | 0.95398 | 0.20122 | -5.2275 | Irrigation Hardware | 3.0105 | 1 |  |  |  | x | 3.0105 | 1 | 0 | -2.5474
Retro1Slow | Retro | Irrigation Hardware | Agriculture | Irrigation | 0.03378 | 0.025934 | 300.0449 | -19.7177 | <0 | <40 | Pivot and Linear_Pressure Reduction_Medium2 to Low | Washington | 4.8021e-06 | 2.4398e-05 | 9.5229e-05 | 0.0003005 | 0.00079418 | 0.0018053 | 0.0035924 | 0.0063473 | 0.010074 | 0.014467 | 0.018906 | 0.022571 | 0.024685 | 0.024742 | 0.022705 | 0.019327 | 0.01506 | 0.010549 | 0.0067875 | 0.0044477 | 0.34884 | 0.20728 | 0.15111 | 0.05641 | 0.0030244 | -4.0872 | Irrigation Hardware | 10834.7035 | 1 |  |  |  | x | 10834.7035 | 1 | 0 | -19.7177
Retro1Slow | Retro | Irrigation Hardware | Agriculture | Irrigation | 0.021865 | 0.016787 | 194.2137 | 87.6562 | 80-90 | 40-100 | Wheel-Line_Conversion to Low Pressure System (Alfalfa) | Washington | 0.00045606 | 0.00089413 | 0.0015681 | 0.0025134 | 0.0037515 | 0.0052936 | 0.0070792 | 0.0090231 | 0.01102 | 0.012827 | 0.014208 | 0.014922 | 0.014886 | 0.013949 | 0.012244 | 0.010108 | 0.0077165 | 0.0051769 | 0 | 0 | 0.14764 | 0.14764 | 0.12464 | 0.068633 | 0.014477 | 12.9413 | Irrigation Hardware | 0.48153 | 0 |  |  |  | x | #REF! | #REF! | 42.2088 | 45.4474
Retro1Slow | Retro | Irrigation Hardware | Agriculture | Irrigation | 0.021865 | 0.016787 | 194.2137 | 87.6562 | 80-90 | 40-100 | Hand-Line_Conversion to Low Pressure System (Alfalfa) | Washington | 0.00013845 | 0.00027144 | 0.00047603 | 0.00076299 | 0.0011388 | 0.001607 | 0.0021491 | 0.0027392 | 0.0033453 | 0.0038939 | 0.0043131 | 0.0045301 | 0.0045191 | 0.0042347 | 0.0037169 | 0.0030686 | 0.0023425 | 0.0015716 | 0 | 0 | 0.044819 | 0.044819 | 0.037836 | 0.020835 | 0.0043948 | 3.9286 | Irrigation Hardware | 0.48153 | 0 |  |  |  | x | #REF! | #REF! | 42.2088 | 45.4474
Retro1Slow | Retro | Irrigation Hardware | Agriculture | Irrigation | 0.0070698 | 0.0054276 | 62.7952 | 713.9946 | >200 | >100 | Variable Rate Irrigation | Idaho | 0.014874 | 0.030075 | 0.053784 | 0.087811 | 0.13461 | 0.19257 | 0.26159 | 0.33896 | 0.42016 | 0.50036 | 0.56314 | 0.60035 | 0.60453 | 0.57144 | 0.50882 | 0.42614 | 0.33002 | 0.23138 | 0.14971 | 0.09888 | 6.592 | 6.1192 | 4.8831 | 2.5979 | 0.51373 | 4369.0726 | Irrigation Hardware | 0.070471 | 0 |  |  |  | x | #REF! | #REF! | 50.3158 | 663.6788
Retro1Slow | Retro | Irrigation Hardware | Agriculture | Irrigation | 0.0024998 | 0.0019191 | 22.2035 | 1946.7103 | >200 | >100 | Variable Rate Irrigation | Montana | 0.0003736 | 0.00076797 | 0.0013997 | 0.0023318 | 0.0036339 | 0.0052926 | 0.0072981 | 0.0096105 | 0.01202 | 0.014504 | 0.016533 | 0.017852 | 0.018231 | 0.017457 | 0.015657 | 0.013209 | 0.010304 | 0.0072771 | 0.0047428 | 0.0031553 | 0.21036 | 0.18165 | 0.14296 | 0.073765 | 0.0138 | 353.6203 | Irrigation Hardware | 0.026294 | 0 |  |  |  | x | #REF! | #REF! | 51.1871 | 1895.5232
Retro1Slow | Retro | Irrigation Hardware | Agriculture | Irrigation | 0.0052476 | 0.0040287 | 46.6103 | 1913.898 | >200 | >100 | Variable Rate Irrigation | Oregon | 0.0026542 | 0.0052441 | 0.0091716 | 0.014666 | 0.021883 | 0.03063 | 0.040743 | 0.052091 | 0.063482 | 0.073652 | 0.081287 | 0.084749 | 0.083667 | 0.077842 | 0.067911 | 0.055728 | 0.029092 | 0 | 0 | 0 | 0.79449 | 0.79449 | 0.70967 | 0.3955 | 0.084249 | 1520.576 | Irrigation Hardware | 0.02674 | 0 |  |  |  | x | #REF! | #REF! | 51.1783 | 1862.7197
Retro1Slow | Retro | Irrigation Hardware | Agriculture | Irrigation | 0.0059099 | 0.0045372 | 52.4931 | 1158.0192 | >200 | >100 | Variable Rate Irrigation | Washington | 0.0065223 | 0.012787 | 0.022426 | 0.035945 | 0.053651 | 0.075706 | 0.10124 | 0.12904 | 0.1576 | 0.18344 | 0.20319 | 0.21341 | 0.21289 | 0.19949 | 0.1751 | 0.14456 | 0.11036 | 0.074037 | 0 | 0 | 2.1114 | 2.1114 | 1.7825 | 0.98155 | 0.20704 | 2445.0525 | Irrigation Hardware | 0.043902 | 0 |  |  |  | x | #REF! | #REF! | 50.8398 | 1107.1794
Retro12Med | Retro | Irrigation Motor | Agriculture | Motors/Drives | 0.098719 | 0.075789 | 876.8415 | 46.4797 | 40-50 | 40-100 | Green Motor Rewind - Well Pump - 160HP - Idaho | Idaho | 0.018496 | 0.018629 | 0.018698 | 0.018884 | 0.018862 | 0.016953 | 0.013556 | 0.010869 | 0.0087808 | 0.0070467 | 0.0056494 | 0.0045321 | 0.0036356 | 0.0029455 | 0.0023864 | 0.0019334 | 1.3355e-05 | 4.8305e-06 | 1.6677e-06 | 5.5074e-07 | 0.19242 | 0.17188 | 0.16992 | 0.15642 | 0.11052 | 7.9888 | Irrigation Motor | 0.76737 | 0 |  |  |  | x | #REF! | #REF! | 35.6671 | 10.8127
Retro12Med | Retro | Irrigation Motor | Agriculture | Motors/Drives | 0.034164 | 0.026229 | 303.453 | 67.5927 | 60-70 | 40-100 | Green Motor Rewind - Well Pump - 40HP - Montana | Montana | 0.00047913 | 0.00049184 | 0.00050372 | 0.00051717 | 0.00052592 | 0.00047982 | 0.00038992 | 0.00031543 | 0.00025822 | 0.00020988 | 0.00017043 | 0.00013865 | 0.00011268 | 9.1954e-05 | 7.5043e-05 | 6.1242e-05 | 4.2612e-07 | 1.5525e-07 | 5.3989e-08 | 1.7959e-08 | 0.0062746 | 0.0048217 | 0.0047598 | 0.0043415 | 0.0029976 | 0.32591 | Irrigation Motor | 0.58163 | 0 |  |  |  | x | #REF! | #REF! | 39.3139 | 28.2788
Retro12Med | Retro | Irrigation Motor | Agriculture | Motors/Drives | 0.078396 | 0.060186 | 696.3297 | 29.9963 | 20-30 | <40 | Green Motor Rewind - Well Pump - 60HP - Oregon | Oregon | 0.028499 | 0.028072 | 0.027596 | 0.027127 | 0.026512 | 0.023333 | 0.018409 | 0.014511 | 0.0067323 | 0 | 0 | 0 | 0 | 0 | 0 | 0 | 0 | 0 | 0 | 0 | 0.20079 | 0.20079 | 0.20079 | 0.20079 | 0.16114 | 6.023 | Irrigation Motor | 1.0222 | 1 |  |  |  | x | #REF! | #REF! | 30.6631 | -0.66678
Retro12Med | Retro | Irrigation Motor | Agriculture | Motors/Drives | 0.099695 | 0.076538 | 885.5141 | 22.5506 | 20-30 | <40 | Green Motor Rewind - Well Pump - 90HP - Washington | Washington | 0.027559 | 0.02722 | 0.026822 | 0.026376 | 0.025986 | 0.022993 | 0.018085 | 0.014286 | 0.011281 | 0.0089103 | 0.0033808 | 0 | 0 | 0 | 0 | 0 | 0 | 0 | 0 | 0 | 0.2129 | 0.2129 | 0.2129 | 0.2129 | 0.15696 | 4.801 | Irrigation Motor | 1.2027 | 1 |  |  |  | x | #REF! | #REF! | 27.1206 | -4.57
Retro12Med | Retro | Irrigation Motor | Agriculture | Motors/Drives | 0.051322 | 0.039401 | 455.85 | 62.3121 | 60-70 | 40-100 | Green Motor Rewind - Booster Pump - 80HP - Idaho | Idaho | 0.0079936 | 0.0080512 | 0.0080809 | 0.0081613 | 0.0081521 | 0.0073268 | 0.0058586 | 0.0046973 | 0.0037949 | 0.0030455 | 0.0024416 | 0.0019587 | 0.0015713 | 0.001273 | 0.0010314 | 0.0008356 | 5.7719e-06 | 2.0876e-06 | 7.2076e-07 | 2.3802e-07 | 0.083159 | 0.074283 | 0.073438 | 0.067604 | 0.047766 | 4.6287 | Irrigation Motor | 0.61911 | 0 |  |  |  | x | #REF! | #REF! | 38.578 | 23.7341
Retro12Med | Retro | Irrigation Motor | Agriculture | Motors/Drives | 0.036768 | 0.028227 | 326.5773 | 70.0922 | 70-80 | 40-100 | Green Motor Rewind - Booster Pump - 50HP - Montana | Montana | 0.00043324 | 0.00044473 | 0.00045547 | 0.00046763 | 0.00047554 | 0.00043386 | 0.00035257 | 0.00028522 | 0.00023349 | 0.00018977 | 0.0001541 | 0.00012537 | 0.00010188 | 8.3146e-05 | 6.7855e-05 | 5.5376e-05 | 3.853e-07 | 1.4038e-07 | 4.8818e-08 | 1.6239e-08 | 0.0056735 | 0.0043598 | 0.0043039 | 0.0039256 | 0.0027105 | 0.30559 | Irrigation Motor | 0.56543 | 0 |  |  |  | x | #REF! | #REF! | 39.632 | 30.4602
Retro12Med | Retro | Irrigation Motor | Agriculture | Motors/Drives | 0.075733 | 0.058142 | 672.6733 | 31.7417 | 30-40 | <40 | Green Motor Rewind - Booster Pump - 70HP - Oregon | Oregon | 0.0055934 | 0.0055096 | 0.0054162 | 0.0053242 | 0.0052036 | 0.0045795 | 0.0036132 | 0.0028481 | 0.0013213 | 0 | 0 | 0 | 0 | 0 | 0 | 0 | 0 | 0 | 0 | 0 | 0.039409 | 0.039409 | 0.039409 | 0.039409 | 0.031627 | 1.2509 | Irrigation Motor | 0.9875 | 0 |  |  |  | x | #REF! | #REF! | 31.345 | 0.39675
Retro12Med | Retro | Irrigation Motor | Agriculture | Motors/Drives | 0.089047 | 0.068364 | 790.9389 | 27.5948 | 20-30 | <40 | Green Motor Rewind - Booster Pump - 80HP - Washington | Washington | 0.017019 | 0.01681 | 0.016564 | 0.016288 | 0.016048 | 0.014199 | 0.011169 | 0.0088225 | 0.0069668 | 0.0055026 | 0.0020878 | 0 | 0 | 0 | 0 | 0 | 0 | 0 | 0 | 0 | 0.13148 | 0.13148 | 0.13148 | 0.13148 | 0.096928 | 3.6281 | Irrigation Motor | 1.0742 | 1 |  |  |  | x | #REF! | #REF! | 29.6425 | -2.0477
Retro12Med | Retro | Irrigation Motor | Agriculture | Motors/Drives | 0.045154 | 0.034666 | 401.067 | 66.5339 | 60-70 | 40-100 | Green Motor Rewind - Surface and Tailwater Pump - 70HP - Idaho | Idaho | 0.022404 | 0.022566 | 0.022649 | 0.022874 | 0.022848 | 0.020535 | 0.01642 | 0.013165 | 0.010636 | 0.0085358 | 0.0068432 | 0.0054898 | 0.0044039 | 0.0035679 | 0.0028907 | 0.002342 | 1.6177e-05 | 5.8512e-06 | 2.0201e-06 | 6.6712e-07 | 0.23308 | 0.2082 | 0.20583 | 0.18948 | 0.13388 | 13.8521 | Irrigation Motor | 0.58878 | 0 |  |  |  | x | #REF! | #REF! | 39.1736 | 27.3603
Retro12Med | Retro | Irrigation Motor | Agriculture | Motors/Drives | 0.037125 | 0.028502 | 329.7532 | 85.1689 | 80-90 | 40-100 | Green Motor Rewind - Surface and Tailwater Pump - 70HP - Montana | Montana | 0.0027296 | 0.002802 | 0.0028697 | 0.0029463 | 0.0029962 | 0.0027335 | 0.0022214 | 0.001797 | 0.0014711 | 0.0011957 | 0.00097092 | 0.00078992 | 0.00064191 | 0.00052386 | 0.00042752 | 0.00034889 | 2.4276e-06 | 8.8444e-07 | 3.0758e-07 | 1.0231e-07 | 0.035746 | 0.027469 | 0.027117 | 0.024733 | 0.017077 | 2.3395 | Irrigation Motor | 0.48409 | 0 |  |  |  | x | #REF! | #REF! | 41.2291 | 43.9399
Retro12Med | Retro | Irrigation Motor | Agriculture | Motors/Drives | 0.075733 | 0.058142 | 672.6733 | 31.7417 | 30-40 | <40 | Green Motor Rewind - Surface and Tailwater Pump - 70HP - Oregon | Oregon | 0.025932 | 0.025543 | 0.02511 | 0.024684 | 0.024124 | 0.021231 | 0.016751 | 0.013204 | 0.0061258 | 0 | 0 | 0 | 0 | 0 | 0 | 0 | 0 | 0 | 0 | 0 | 0.1827 | 0.1827 | 0.1827 | 0.1827 | 0.14662 | 5.7993 | Irrigation Motor | 0.9875 | 0 |  |  |  | x | #REF! | #REF! | 31.345 | 0.39675
Retro12Med | Retro | Irrigation Motor | Agriculture | Motors/Drives | 0.099695 | 0.076538 | 885.5141 | 22.5506 | 20-30 | <40 | Green Motor Rewind - Surface and Tailwater Pump - 90HP - Washington | Washington | 0.03878 | 0.038304 | 0.037743 | 0.037115 | 0.036567 | 0.032355 | 0.025449 | 0.020103 | 0.015875 | 0.012538 | 0.0047573 | 0 | 0 | 0 | 0 | 0 | 0 | 0 | 0 | 0 | 0.29959 | 0.29959 | 0.29959 | 0.29959 | 0.22086 | 6.7559 | Irrigation Motor | 1.2027 | 1 |  |  |  | x | #REF! | #REF! | 27.1206 | -4.57
Retro12Med | Retro | Irrigation Motor | Agriculture | Motors/Drives | 0.70502 | 0.54126 | 6262.1575 | -8.4214 | <0 | <40 | CS to CS Pump Replacement - 0.07 Change in PEI - 100 HP - Idaho | Idaho | 0.19994 | 0.20138 | 0.20213 | 0.20414 | 0.20391 | 0.18327 | 0.14654 | 0.11749 | 0.094923 | 0.076177 | 0.061071 | 0.048993 | 0.039302 | 0.031842 | 0.025798 | 0.020901 | 0.00014437 | 5.2219e-05 | 1.8028e-05 | 5.9536e-06 | 2.0801 | 1.858 | 1.8369 | 1.691 | 1.1948 | -15.6473 | Irrigation Motor | 4.5247 | 1 |  |  |  | x | 4.5247 | 1 | 0 | -8.4214
Retro12Med | Retro | Irrigation Motor | Agriculture | Motors/Drives | 0.3478 | 0.26701 | 3089.2097 | -5.9966 | <0 | <40 | CS to CS Pump Replacement - 0.07 Change in PEI - 60 HP - Montana | Montana | 0.010395 | 0.01067 | 0.010928 | 0.01122 | 0.01141 | 0.01041 | 0.0084593 | 0.0068432 | 0.0056021 | 0.0045533 | 0.0036974 | 0.0030081 | 0.0024445 | 0.0019949 | 0.001628 | 0.0013286 | 9.2445e-06 | 3.368e-06 | 1.1713e-06 | 3.8962e-07 | 0.13613 | 0.10461 | 0.10326 | 0.094188 | 0.065032 | -0.62728 | Irrigation Motor | 3.7201 | 1 |  |  |  | x | 3.7201 | 1 | 0 | -5.9966
Retro12Med | Retro | Irrigation Motor | Agriculture | Motors/Drives | 0.82773 | 0.63547 | 7352.0645 | -12.9488 | <0 | <40 | CS to CS Pump Replacement - 0.07 Change in PEI - 70 HP - Oregon | Oregon | 0.1942 | 0.19129 | 0.18805 | 0.18486 | 0.18067 | 0.159 | 0.12545 | 0.098887 | 0.045877 | 0 | 0 | 0 | 0 | 0 | 0 | 0 | 0 | 0 | 0 | 0 | 1.3683 | 1.3683 | 1.3683 | 1.3683 | 1.0981 | -17.7177 | Irrigation Motor | 7.5888 | 1 |  |  |  | x | 7.5888 | 1 | 0 | -12.9488
Retro12Med | Retro | Irrigation Motor | Agriculture | Motors/Drives | 1.1009 | 0.84522 | 9778.8442 | -13.1718 | <0 | <40 | CS to CS Pump Replacement - 0.07 Change in PEI - 90 HP - Washington | Washington | 0.28373 | 0.28025 | 0.27614 | 0.27155 | 0.26754 | 0.23672 | 0.1862 | 0.14708 | 0.11615 | 0.091736 | 0.034806 | 0 | 0 | 0 | 0 | 0 | 0 | 0 | 0 | 0 | 2.1919 | 2.1919 | 2.1919 | 2.1919 | 1.6159 | -28.8713 | Irrigation Motor | 7.8507 | 1 |  |  |  | x | 7.8507 | 1 | 0 | -13.1718
Retro12Med | Retro | Irrigation Motor | Agriculture | Motors/Drives | 0.61778 | 0.47428 | 5487.254 | -11.1151 | <0 | <40 | VS to VS Pump Replacement - 0.04 Change in PEI - 100 HP - Idaho | Idaho | 0.019467 | 0.019607 | 0.01968 | 0.019875 | 0.019853 | 0.017843 | 0.014268 | 0.011439 | 0.0092419 | 0.0074167 | 0.005946 | 0.00477 | 0.0038265 | 0.0031002 | 0.0025117 | 0.0020349 | 1.4057e-05 | 5.0841e-06 | 1.7553e-06 | 5.7966e-07 | 0.20252 | 0.1809 | 0.17885 | 0.16464 | 0.11633 | -2.0107 | Irrigation Motor | 5.9553 | 1 |  |  |  | x | 5.9553 | 1 | 0 | -11.1151
Retro12Med | Retro | Irrigation Motor | Agriculture | Motors/Drives | 0.30476 | 0.23397 | 2706.939 | -9.2727 | <0 | <40 | VS to VS Pump Replacement - 0.04 Change in PEI - 60 HP - Montana | Montana | 0.001012 | 0.0010389 | 0.001064 | 0.0010924 | 0.0011109 | 0.0010135 | 0.00082361 | 0.00066627 | 0.00054543 | 0.00044331 | 0.00035998 | 0.00029287 | 0.000238 | 0.00019423 | 0.00015851 | 0.00012936 | 9.0006e-07 | 3.2792e-07 | 1.1404e-07 | 3.7934e-08 | 0.013253 | 0.010185 | 0.010054 | 0.0091703 | 0.0063317 | -0.094439 | Irrigation Motor | 4.8964 | 1 |  |  |  | x | 4.8964 | 1 | 0 | -9.2727
Retro12Med | Retro | Irrigation Motor | Agriculture | Motors/Drives | 0.7253 | 0.55683 | 6442.2917 | -14.5548 | <0 | <40 | VS to VS Pump Replacement - 0.04 Change in PEI - 70 HP - Oregon | Oregon | 0.018908 | 0.018625 | 0.018309 | 0.017998 | 0.01759 | 0.015481 | 0.012214 | 0.0096278 | 0.0044667 | 0 | 0 | 0 | 0 | 0 | 0 | 0 | 0 | 0 | 0 | 0 | 0.13322 | 0.13322 | 0.13322 | 0.13322 | 0.10691 | -1.939 | Irrigation Motor | 9.9883 | 1 |  |  |  | x | 9.9883 | 1 | 0 | -14.5548
Retro12Med | Retro | Irrigation Motor | Agriculture | Motors/Drives | 0.96471 | 0.74063 | 8568.7724 | -14.7242 | <0 | <40 | VS to VS Pump Replacement - 0.04 Change in PEI - 90 HP - Washington | Washington | 0.027624 | 0.027285 | 0.026886 | 0.026438 | 0.026048 | 0.023048 | 0.018129 | 0.01432 | 0.011308 | 0.0089316 | 0.0033888 | 0 | 0 | 0 | 0 | 0 | 0 | 0 | 0 | 0 | 0.21341 | 0.21341 | 0.21341 | 0.21341 | 0.15733 | -3.1423 | Irrigation Motor | 10.333 | 1 |  |  |  | x | 10.333 | 1 | 0 | -14.7242
LO1Slow | NR | Stock Tanks | Agriculture | Process Loads | 0.086157 | 0.14811 | 752.3333 | 49.045 | 40-50 | 40-100 | Energy-Free Stock Watering Tanks - Idaho | Idaho | 0.00098729 | 0.0015295 | 0.0033519 | 0.0063699 | 0.010888 | 0.017345 | 0.026136 | 0.037627 | 0.052279 | 0.069335 | 0.088476 | 0.10898 | 0.12968 | 0.15081 | 0.17007 | 0.18653 | 0.19973 | 0.2103 | 0.21741 | 0.22378 | 2.2468 | 1.9116 | 0.87387 | 0.31432 | 0.040472 | 93.7557 | Stock Tanks | 0.86672 | 0 |  |  |  | x | #REF! | #REF! | 42.5085 | 6.5366
LO1Slow | NR | Stock Tanks | Agriculture | Process Loads | 0.18106 | 0.31127 | 1581.0589 | 12.2753 | 10-20 | <40 | Energy-Free Stock Watering Tanks - Montana | Montana | 0.00046768 | 0.00073842 | 0.0016513 | 0.0031901 | 0.0055513 | 0.0089771 | 0.013748 | 0.019969 | 0.028113 | 0.037763 | 0.048808 | 0.060971 | 0.073496 | 0.086093 | 0.097797 | 0.10804 | 0.11653 | 0.1236 | 0.12871 | 0.13344 | 1.3398 | 1.0977 | 0.48733 | 0.16898 | 0.020576 | 13.474 | Stock Tanks | 1.386 | 1 |  |  |  | x | #REF! | #REF! | 17.0133 | -4.7379
LO1Slow | NR | Stock Tanks | Agriculture | Process Loads | 0.019319 | 0.033212 | 168.6996 | 291.7358 | >200 | >100 | Energy-Free Stock Watering Tanks - Oregon | Oregon | 0.00029758 | 0.00045085 | 0.00096773 | 0.00179 | 0.0029937 | 0.0046699 | 0.0069434 | 0.0098275 | 0.013302 | 0.017301 | 0.02159 | 0.026073 | 0.030537 | 0.034795 | 0.038447 | 0.041316 | 0.043345 | 0.044718 | 0.045297 | 0.045681 | 0.45864 | 0.43034 | 0.20999 | 0.080134 | 0.01117 | 125.5465 | Stock Tanks | 0.50104 | 0 |  |  |  | x | #REF! | #REF! | 146.1715 | 145.5643
LO1Slow | NR | Stock Tanks | Agriculture | Process Loads | 0.0082997 | 0.014268 | 72.4747 | 707.0953 | >200 | >100 | Energy-Free Stock Watering Tanks - Washington | Washington | 0.00010828 | 0.0001645 | 0.00035393 | 0.00065489 | 0.0011041 | 0.0017316 | 0.0025667 | 0.0036405 | 0.004944 | 0.0064534 | 0.0081129 | 0.0099001 | 0.011678 | 0.013387 | 0.014882 | 0.01609 | 0.016983 | 0.017627 | 0.017963 | 0.018225 | 0.18298 | 0.16657 | 0.079683 | 0.029835 | 0.0041173 | 117.7812 | Stock Tanks | 0.44075 | 0 |  |  |  | x | #REF! | #REF! | 311.6521 | 395.4432
LO12Med | NR | CircPumps | Commercial | HVAC | 0.06303 | 0.060632 | 488.4237 | 92.175 | 90-100 | 40-100 | Commercial | CircPumps-NR-HH-Commercial-ECM Motor Upgrade | 0.023927 | 0.045135 | 0.06366 | 0.079536 | 0.092797 | 0.10175 | 0.10555 | 0.10544 | 0.1024 | 0.097142 | 0.090245 | 0.082132 | 0.17368 | 0.16123 | 0.12654 | 0.10384 | 0.082852 | 0.065556 | 0.043425 | 0.022992 | 1.846 | 1.7698 | 1.4512 | 0.90758 | 0.40681 | 163.1339 | CircPumps | 0.46002 | 0 |  |  |  | x | #REF! | #REF! | 42.402 | 49.773
LO12Med | NR | CircPumps | Commercial | Water Heating | 0.064916 | 0.049395 | 664.7025 | 43.923 | 40-50 | 40-100 | Commercial | CircPumps-NR-DHW-Commercial-ECM Motor Upgrade | 0.0078859 | 0.014876 | 0.020981 | 0.026214 | 0.030585 | 0.033536 | 0.034788 | 0.034753 | 0.033748 | 0.032017 | 0.029743 | 0.027069 | 0.057243 | 0.053139 | 0.041705 | 0.034223 | 0.027307 | 0.021606 | 0.014312 | 0.0075776 | 0.60841 | 0.58331 | 0.47828 | 0.29913 | 0.13408 | 25.6206 | CircPumps | 0.78703 | 0 |  |  |  | x | #REF! | #REF! | 34.5685 | 9.3544
LO12Med | NR | CircPumps | Commercial | HVAC | 0.091651 | 0.088163 | 710.2054 | 77.4652 | 70-80 | 40-100 | Commercial | CircPumps-NR-HH-Commercial-ECM+Advanced Speed Controls | 0.034791 | 0.072922 | 0.11435 | 0.15902 | 0.2069 | 0.25364 | 0.29515 | 0.3322 | 0.36546 | 0.39551 | 0.42283 | 0.44785 | 0.61713 | 0.65027 | 0.13227 | 0 | 0 | 0 | 0 | 0 | 4.5003 | 4.5003 | 4.5003 | 2.6528 | 0.84162 | 348.6154 | CircPumps | 0.52806 | 0 |  |  |  | x | #REF! | #REF! | 40.906 | 36.5593
LO12Med | NR | CircPumps | Commercial | Water Heating | 0.11435 | 0.087008 | 1170.8494 | 62.6644 | 60-70 | 40-100 | Commercial | CircPumps-NR-DHW-Commercial-ECM+Advanced Run Hour Controls | 0.013891 | 0.029115 | 0.045654 | 0.06349 | 0.082606 | 0.10127 | 0.11784 | 0.13263 | 0.14591 | 0.15791 | 0.16882 | 0.17881 | 0.24639 | 0.25962 | 0.05281 | 0 | 0 | 0 | 0 | 0 | 1.7968 | 1.7968 | 1.7968 | 1.0591 | 0.33602 | 112.5935 | CircPumps | 0.60284 | 0 |  |  |  | x | #REF! | #REF! | 37.7764 | 24.8879
LO12Med | NEW | CircPumps | Commercial | HVAC | 0.06303 | 0.060632 | 488.4237 | 92.175 | 90-100 | 40-100 | Commercial | CircPumps-NEW-HH-Commercial-ECM Motor Upgrade | 0.012831 | 0.027739 | 0.035359 | 0.045707 | 0.05795 | 0.074023 | 0.076363 | 0.071949 | 0.086135 | 0.080594 | 0.077335 | 0.066928 | 0.060002 | 0.053364 | 0.046133 | 0.039018 | 0.030069 | 0.020601 | 0.0096494 | 0 | 0.97175 | 0.97175 | 0.87241 | 0.64598 | 0.25361 | 89.571 | CircPumps | 0.46002 | 0 |  |  |  | x | #REF! | #REF! | 42.402 | 49.773
LO12Med | NEW | CircPumps | Commercial | Water Heating | 0.038811 | 0.029531 | 397.4001 | 85.1814 | 80-90 | 40-100 | Commercial | CircPumps-NEW-DHW-Commercial-ECM Motor Upgrade | 0.0025284 | 0.0054658 | 0.0069673 | 0.0090064 | 0.011419 | 0.014586 | 0.015047 | 0.014177 | 0.016973 | 0.015881 | 0.015239 | 0.013188 | 0.011823 | 0.010515 | 0.0090904 | 0.0076883 | 0.0059251 | 0.0040594 | 0.0019014 | 0 | 0.19148 | 0.19148 | 0.17191 | 0.12729 | 0.049973 | 16.3105 | CircPumps | 0.47053 | 0 |  |  |  | x | #REF! | #REF! | 40.0807 | 45.1008
LO12Med | NEW | CircPumps | Commercial | HVAC | 0.091651 | 0.088163 | 710.2054 | 77.4652 | 70-80 | 40-100 | Commercial | CircPumps-NEW-HH-Commercial-ECM+Advanced Speed Controls | 0.018658 | 0.044816 | 0.063512 | 0.091385 | 0.1292 | 0.18452 | 0.21353 | 0.22667 | 0.30743 | 0.32813 | 0.36234 | 0.36494 | 0.38638 | 0.41384 | 0.44274 | 0.48225 | 0.5101 | 0.5392 | 0.51914 | 0.53939 | 6.1682 | 6.1682 | 3.5781 | 1.9702 | 0.53209 | 477.8201 | CircPumps | 0.52806 | 0 |  |  |  | x | #REF! | #REF! | 40.906 | 36.5593
LO12Med | NEW | CircPumps | Commercial | Water Heating | 0.057403 | 0.043678 | 587.7755 | 75.6176 | 70-80 | 40-100 | Commercial | CircPumps-NEW-DHW-Commercial-ECM+Advanced Run Hour Controls | 0.0037396 | 0.0089824 | 0.01273 | 0.018316 | 0.025896 | 0.036983 | 0.042799 | 0.045432 | 0.061617 | 0.065768 | 0.072624 | 0.073146 | 0.077443 | 0.082946 | 0.088738 | 0.096657 | 0.10224 | 0.10807 | 0.10405 | 0.10811 | 1.2363 | 1.2363 | 0.71716 | 0.39489 | 0.10665 | 93.4854 | CircPumps | 0.5189 | 0 |  |  |  | x | #REF! | #REF! | 39.2382 | 36.3793
LO5Med | New | Fans | Commercial | HVAC | 0.34956 | 0.25881 | 3965.2296 | -14.0006 | <0 | <40 | All Commercial | Fans-New-All Commercial-CS->CS | 0.065041 | 0.14492 | 0.23372 | 0.34296 | 0.46728 | 0.61229 | 0.77037 | 0.93128 | 1.0831 | 1.213 | 1.362 | 1.4857 | 1.5292 | 1.6044 | 1.6591 | 1.6581 | 1.657 | 1.6559 | 1.6551 | 1.659 | 21.7896 | 21.7896 | 13.5043 | 7.2259 | 1.8662 | -305.0661 | Fans | 24.4396 | 1 |  | x |  | x | 24.4396 | 1 | 0 | -14.0006
LO5Med | New | Fans | Commercial | HVAC | 0.26122 | 0.1934 | 2963.142 | -13.2713 | <0 | <40 | All Commercial | Fans-New-All Commercial-VS->VS | 0.026172 | 0.058313 | 0.094044 | 0.138 | 0.18803 | 0.24637 | 0.30998 | 0.37473 | 0.4358 | 0.48808 | 0.54806 | 0.59781 | 0.61531 | 0.6456 | 0.66761 | 0.6672 | 0.66676 | 0.6663 | 0.666 | 0.66757 | 8.7677 | 8.7677 | 5.4339 | 2.9076 | 0.75093 | -116.3589 | Fans | 17.4882 | 1 |  | x |  | x | 17.4882 | 1 | 0 | -13.2713
LO5Med | New | Fans | Commercial | HVAC | 0.14038 | 0.10394 | 1592.4481 | 95.9234 | 90-100 | 40-100 | All Commercial | Fans-New-All Commercial-CS->VS | 0.0026121 | 0.0058193 | 0.009744 | 0.0143 | 0.019497 | 0.025572 | 0.032237 | 0.039046 | 0.045462 | 0.050978 | 0.055246 | 0.058175 | 0.059927 | 0.060746 | 0.060746 | 0.060746 | 0.060746 | 0.060746 | 0.060746 | 0.060746 | 0.84384 | 0.84384 | 0.54011 | 0.30051 | 0.077544 | 80.9438 | Fans | 0.40123 | 0 |  | x |  | x | #REF! | #REF! | 38.4869 | 57.4365
LO5Med | New | Fans | Commercial | HVAC | 0.074403 | 0.055087 | 843.9975 | 124.7417 | 120-130 | >100 | All Commercial | Fans-New-All Commercial-Trim | 0.0027688 | 0.0061692 | 0.0099494 | 0.0146 | 0.019892 | 0.026065 | 0.032795 | 0.039644 | 0.046105 | 0.051636 | 0.057982 | 0.063245 | 0.065097 | 0.068301 | 0.070629 | 0.070587 | 0.07054 | 0.070491 | 0.070459 | 0.070625 | 0.92758 | 0.92758 | 0.57488 | 0.30761 | 0.079444 | 115.7079 | Fans | 0.31897 | 0 |  | x |  | x | #REF! | #REF! | 39.7893 | 84.9523
LO5Med | NR | Fans | Commercial | HVAC | 0.34956 | 0.25881 | 3965.2296 | -14.0006 | <0 | <40 | All Commercial | Fans-NR-All Commercial-CS->CS | 0.14037 | 0.31275 | 0.5044 | 0.74017 | 1.0085 | 1.3214 | 1.6626 | 2.0098 | 2.3374 | 2.6178 | 2.9395 | 3.2063 | 3.3002 | 3.4626 | 3.5807 | 3.5785 | 3.5761 | 3.5736 | 3.572 | 3.5804 | 66.4507 | 47.0251 | 29.1444 | 15.5946 | 4.0275 | -658.3775 | Fans | 24.4396 | 1 |  | x |  | x | 24.4396 | 1 | 0 | -14.0006
LO5Med | NR | Fans | Commercial | HVAC | 0.26122 | 0.1934 | 2963.142 | -13.2713 | <0 | <40 | All Commercial | Fans-NR-All Commercial-VS->VS | 0.056482 | 0.12585 | 0.20296 | 0.29783 | 0.40579 | 0.53171 | 0.66899 | 0.80872 | 0.94052 | 1.0533 | 1.1828 | 1.2902 | 1.3279 | 1.3933 | 1.4408 | 1.4399 | 1.439 | 1.438 | 1.4373 | 1.4407 | 26.7386 | 18.9221 | 11.7272 | 6.275 | 1.6206 | -251.1197 | Fans | 17.4882 | 1 |  | x |  | x | 17.4882 | 1 | 0 | -13.2713
LO5Med | NR | Fans | Commercial | HVAC | 0.80192 | 0.59373 | 9096.7143 | 18.5156 | 10-20 | <40 | All Commercial | Fans-NR-All Commercial-CS->VS | 0.032202 | 0.071742 | 0.12013 | 0.17629 | 0.24036 | 0.31526 | 0.39743 | 0.48136 | 0.56047 | 0.62846 | 0.68108 | 0.71719 | 0.7388 | 0.74889 | 0.74889 | 0.74889 | 0.74889 | 0.74889 | 0.74889 | 0.74889 | 14.9778 | 10.403 | 6.6586 | 3.7048 | 0.95598 | 192.6185 | Fans | 1.3054 | 1 |  | x |  | x | #REF! | #REF! | 24.1696 | -5.654
LO5Med | NR | Fans | Commercial | HVAC | 0.42502 | 0.31468 | 4821.2586 | 27.3734 | 20-30 | <40 | All Commercial | Fans-NR-All Commercial-Trim | 0.034134 | 0.076055 | 0.12266 | 0.17999 | 0.24523 | 0.32133 | 0.4043 | 0.48874 | 0.5684 | 0.63658 | 0.71481 | 0.7797 | 0.80253 | 0.84203 | 0.87074 | 0.87021 | 0.86963 | 0.86903 | 0.86864 | 0.87068 | 16.1593 | 11.4354 | 7.0872 | 3.7922 | 0.97941 | 313.0263 | Fans | 1.0378 | 1 |  | x |  | x | #REF! | #REF! | 28.4071 | -1.0337
RetroEven20 | Retro | Fans | Commercial | HVAC | 0.80192 | 0.59373 | 9096.7143 | 26.1838 | 20-30 | <40 | All Commercial | Fans-Retro-All Commercial-SystemUpgrade | 0.79032 | 0.97038 | 1.1875 | 1.3785 | 1.5723 | 1.8382 | 2.0166 | 2.06 | 1.9413 | 1.6688 | 1.2914 | 0.85464 | 0.49625 | 0.23893 | 0.074427 | 0 | 0 | 0 | 0 | 0 | 18.3795 | 18.3795 | 18.3795 | 16.7152 | 7.7371 | 481.2436 | Fans | 1.0671 | 1 |  | x |  | x | #REF! | #REF! | 27.9419 | -1.7581
LO5Med | NR | Clean Water Pumps | Commercial | Motors/Drives | 0.20393 | 0.15099 | 2313.3281 | 29.6321 | 20-30 | <40 | Commercial | Clean Water Pumps-HVAC-NR-Commercial-VS->VS | 0.0041703 | 0.0098913 | 0.01764 | 0.027564 | 0.03994 | 0.055662 | 0.074466 | 0.095675 | 0.11829 | 0.14078 | 0.16177 | 0.18097 | 0.19833 | 0.26163 | 0.24564 | 0.033376 | 0 | 0 | 0 | 0 | 1.6658 | 1.6658 | 1.6324 | 0.74585 | 0.15487 | 49.3609 | Clean Water Pumps | 1.0382 | 1 |  |  |  | x | #REF! | #REF! | 30.7655 | -1.1334
LO5Med | NR | Clean Water Pumps | Commercial | Motors/Drives | 0.29018 | 0.21485 | 3291.7352 | 20.5556 | 20-30 | <40 | Commercial | Clean Water Pumps-HVAC-NR-Commercial-CS->CS | 0.012891 | 0.028952 | 0.048877 | 0.072269 | 0.099053 | 0.13053 | 0.16505 | 0.20034 | 0.23389 | 0.26272 | 0.28478 | 0.30034 | 0.31012 | 0.33282 | 0.31507 | 0.29362 | 0.26858 | 0.23951 | 0.10804 | 0 | 3.7075 | 3.7075 | 2.7977 | 1.5394 | 0.39257 | 76.2089 | Clean Water Pumps | 1.2955 | 1 |  |  |  | x | #REF! | #REF! | 26.6303 | -6.0747
LO5Med | NR | Clean Water Pumps | Commercial | Motors/Drives | 1.7767 | 1.3154 | 20153.9389 | 6.7898 | 0-10 | <40 | Commercial | Clean Water Pumps-HVAC-NR-Commercial-CS->VS | 0.031571 | 0.070905 | 0.1197 | 0.17699 | 0.24258 | 0.31967 | 0.40421 | 0.49064 | 0.57281 | 0.6434 | 0.69745 | 0.73554 | 0.75949 | 0.81509 | 0.77161 | 0.71909 | 0.65775 | 0.58657 | 0.2646 | 0 | 9.0797 | 9.0797 | 6.8517 | 3.7699 | 0.96142 | 61.6494 | Clean Water Pumps | 2.0756 | 1 |  |  |  | x | #REF! | #REF! | 14.0928 | -7.303
LO5Med | NR | Clean Water Pumps | Commercial | Motors/Drives | 0.95032 | 0.7036 | 10780.0138 | 26.6704 | 20-30 | <40 | Commercial | Clean Water Pumps-HVAC-NR-Commercial-Trim | 0.059104 | 0.13274 | 0.22409 | 0.33134 | 0.45414 | 0.59845 | 0.75672 | 0.91852 | 1.0724 | 1.2045 | 1.3057 | 1.377 | 1.4218 | 1.5259 | 1.4445 | 1.3462 | 1.2314 | 1.0981 | 0.49536 | 0 | 16.998 | 16.998 | 12.827 | 7.0577 | 1.7999 | 453.3431 | Clean Water Pumps | 1.1102 | 1 |  |  |  | x | #REF! | #REF! | 29.6092 | -2.9388
LO5Med | NR | Clean Water Pumps | Commercial | Motors/Drives | 0.21311 | 0.16216 | 2182.1685 | 30.723 | 30-40 | <40 | Commercial | Clean Water Pumps-DHW-NR-Commercial-VS->VS | 0.0020994 | 0.0049794 | 0.0088805 | 0.013876 | 0.020106 | 0.028021 | 0.037487 | 0.048164 | 0.059549 | 0.070869 | 0.08144 | 0.091102 | 0.099843 | 0.088652 | 0.085069 | 0.080565 | 0.017886 | 0 | 0 | 0 | 0.83859 | 0.83859 | 0.74014 | 0.37547 | 0.077963 | 25.764 | Clean Water Pumps | 1.0028 | 1 |  |  |  | x | #REF! | #REF! | 30.81 | -0.086997
LO5Med | NR | Clean Water Pumps | Commercial | Motors/Drives | 0.30191 | 0.22972 | 3091.3424 | 21.4341 | 20-30 | <40 | Commercial | Clean Water Pumps-DHW-NR-Commercial-CS->CS | 0.0064609 | 0.014511 | 0.024497 | 0.03622 | 0.049644 | 0.065419 | 0.08272 | 0.10041 | 0.11722 | 0.13167 | 0.14273 | 0.15052 | 0.15543 | 0.16684 | 0.15794 | 0.14718 | 0.13463 | 0.12006 | 0.054026 | 0 | 1.8581 | 1.8581 | 1.4022 | 0.7715 | 0.19675 | 39.8272 | Clean Water Pumps | 1.2426 | 1 |  |  |  | x | #REF! | #REF! | 26.6341 | -5.2
LO5Med | NR | Clean Water Pumps | Commercial | Motors/Drives | 1.8156 | 1.3815 | 18590.2645 | 6.2997 | 0-10 | <40 | Commercial | Clean Water Pumps-DHW-NR-Commercial-CS->VS | 0.015541 | 0.034905 | 0.058925 | 0.087127 | 0.11942 | 0.15736 | 0.19898 | 0.24152 | 0.28198 | 0.31673 | 0.34333 | 0.36208 | 0.37387 | 0.40132 | 0.37991 | 0.35404 | 0.32384 | 0.28879 | 0.12996 | 0 | 4.4696 | 4.4696 | 3.373 | 1.8558 | 0.47328 | 28.1572 | Clean Water Pumps | 2.0356 | 1 |  |  |  | x | #REF! | #REF! | 12.8234 | -6.5238
LO5Med | NR | Clean Water Pumps | Commercial | Motors/Drives | 0.97111 | 0.73893 | 9943.6299 | 26.9222 | 20-30 | <40 | Commercial | Clean Water Pumps-DHW-NR-Commercial-Trim | 0.029095 | 0.065345 | 0.11031 | 0.16311 | 0.22356 | 0.2946 | 0.37251 | 0.45216 | 0.52789 | 0.59294 | 0.64275 | 0.67785 | 0.69993 | 0.75131 | 0.71123 | 0.6628 | 0.60627 | 0.54065 | 0.24329 | 0 | 8.3676 | 8.3676 | 6.3146 | 3.4743 | 0.88602 | 225.2736 | Clean Water Pumps | 1.0888 | 1 |  |  |  | x | #REF! | #REF! | 29.3128 | -2.3906
LO12Med | New | Clean Water Pumps | Commercial | Motors/Drives | 0.28084 | 0.20793 | 3185.7273 | 29.6321 | 20-30 | <40 | Commercial | Clean Water Pumps-HVAC-New-Commercial-VS->VS | 0.02834 | 0.05772 | 0.088224 | 0.11985 | 0.15238 | 0.1829 | 0.20854 | 0.23031 | 0.24929 | 0.26574 | 0.28002 | 0.29329 | 0.30585 | 0.31777 | 0.32896 | 0.33949 | 0.34695 | 0.35425 | 0.36179 | 0.36974 | 6.1877 | 4.8814 | 3.1092 | 1.8633 | 0.62942 | 144.6459 | Clean Water Pumps | 1.0382 | 1 |  |  |  | x | #REF! | #REF! | 30.7655 | -1.1334
LO12Med | New | Clean Water Pumps | Commercial | Motors/Drives | 0.37696 | 0.27909 | 4276.0377 | 42.8599 | 40-50 | 40-100 | Commercial | Clean Water Pumps-HVAC-New-Commercial-CS->CS | 0.0071781 | 0.014473 | 0.021887 | 0.029403 | 0.036947 | 0.043802 | 0.049297 | 0.053702 | 0.057295 | 0.060157 | 0.062383 | 0.064249 | 0.065822 | 0.067119 | 0.068126 | 0.068857 | 0.068842 | 0.068677 | 0.06844 | 0.068153 | 1.3625 | 1.0448 | 0.70184 | 0.43652 | 0.15369 | 44.7804 | Clean Water Pumps | 0.80521 | 0 |  |  |  | x | #REF! | #REF! | 34.5112 | 8.3488
LO12Med | New | Clean Water Pumps | Commercial | Motors/Drives | 0.43714 | 0.32365 | 4958.7116 | 24.8983 | 20-30 | <40 | Commercial | Clean Water Pumps-HVAC-New-Commercial-CS->VS | 0.0033297 | 0.0067133 | 0.010153 | 0.013639 | 0.017138 | 0.020318 | 0.022867 | 0.02491 | 0.026577 | 0.027904 | 0.028937 | 0.029803 | 0.030532 | 0.031134 | 0.031601 | 0.03194 | 0.031933 | 0.031857 | 0.031746 | 0.031614 | 0.63203 | 0.48465 | 0.32556 | 0.20249 | 0.071291 | 12.0669 | Clean Water Pumps | 1.1582 | 1 |  |  |  | x | #REF! | #REF! | 28.8375 | -3.9391
LO12Med | New | Clean Water Pumps | Commercial | Motors/Drives | 0.23382 | 0.17311 | 2652.3341 | 60.5254 | 60-70 | 40-100 | Commercial | Clean Water Pumps-HVAC-New-Commercial-Trim | 0.0062334 | 0.012568 | 0.019007 | 0.025533 | 0.032085 | 0.038038 | 0.042809 | 0.046634 | 0.049755 | 0.052239 | 0.054173 | 0.055793 | 0.057159 | 0.058285 | 0.05916 | 0.059795 | 0.059782 | 0.059638 | 0.059432 | 0.059183 | 1.1832 | 0.9073 | 0.60947 | 0.37907 | 0.13346 | 54.9148 | Clean Water Pumps | 0.61951 | 0 |  |  |  | x | #REF! | #REF! | 37.4959 | 23.0295
LO12Med | New | Clean Water Pumps | Commercial | Motors/Drives | 0.27422 | 0.20866 | 2807.8988 | 30.723 | 30-40 | <40 | Commercial | Clean Water Pumps-DHW-New-Commercial-VS->VS | 0.0065686 | 0.013438 | 0.020635 | 0.028165 | 0.035989 | 0.043418 | 0.049767 | 0.055262 | 0.060155 | 0.064498 | 0.068372 | 0.072056 | 0.075621 | 0.079082 | 0.08242 | 0.085646 | 0.08815 | 0.090659 | 0.093279 | 0.096056 | 1.5174 | 1.2092 | 0.75545 | 0.44627 | 0.14821 | 37.1515 | Clean Water Pumps | 1.0028 | 1 |  |  |  | x | #REF! | #REF! | 30.81 | -0.086997
LO12Med | New | Clean Water Pumps | Commercial | Motors/Drives | 0.38848 | 0.29559 | 3977.7755 | 21.4341 | 20-30 | <40 | Commercial | Clean Water Pumps-DHW-New-Commercial-CS->CS | 0.0035686 | 0.0071951 | 0.010881 | 0.014617 | 0.018368 | 0.021776 | 0.024508 | 0.026698 | 0.028484 | 0.029907 | 0.031014 | 0.031941 | 0.032723 | 0.033368 | 0.033869 | 0.034232 | 0.034225 | 0.034143 | 0.034025 | 0.033882 | 0.67738 | 0.51942 | 0.34892 | 0.21702 | 0.076407 | 11.1334 | Clean Water Pumps | 1.2426 | 1 |  |  |  | x | #REF! | #REF! | 26.6341 | -5.2
LO12Med | New | Clean Water Pumps | Commercial | Motors/Drives | 0.56008 | 0.42617 | 5734.8871 | 16.7333 | 10-20 | <40 | Commercial | Clean Water Pumps-DHW-New-Commercial-CS->VS | 0.002058 | 0.0041493 | 0.0062752 | 0.0084298 | 0.010593 | 0.012558 | 0.014134 | 0.015396 | 0.016427 | 0.017247 | 0.017885 | 0.01842 | 0.018871 | 0.019243 | 0.019532 | 0.019741 | 0.019737 | 0.01969 | 0.019622 | 0.01954 | 0.39064 | 0.29955 | 0.20122 | 0.12515 | 0.044063 | 5.0124 | Clean Water Pumps | 1.4137 | 1 |  |  |  | x | #REF! | #REF! | 23.6551 | -6.9218
LO12Med | New | Clean Water Pumps | Commercial | Motors/Drives | 0.29958 | 0.22795 | 3067.4977 | 46.4285 | 40-50 | 40-100 | Commercial | Clean Water Pumps-DHW-New-Commercial-Trim | 0.0038527 | 0.007768 | 0.011748 | 0.015781 | 0.019831 | 0.02351 | 0.026459 | 0.028823 | 0.030752 | 0.032288 | 0.033483 | 0.034485 | 0.035329 | 0.036025 | 0.036565 | 0.036958 | 0.03695 | 0.036861 | 0.036734 | 0.03658 | 0.73132 | 0.56078 | 0.3767 | 0.2343 | 0.082491 | 26.0363 | Clean Water Pumps | 0.75614 | 0 |  |  |  | x | #REF! | #REF! | 35.1065 | 11.3221
LO12Med | New | Clean Water Pumps | Commercial | Motors/Drives | 0.56008 | 0.42617 | 5734.8871 | 50.8828 | 50-60 | 40-100 | Commercial | Clean Water Pumps-DHW-New-Commercial-SystemUpgrade | 0.006174 | 0.012448 | 0.018826 | 0.025289 | 0.031779 | 0.037675 | 0.042401 | 0.046189 | 0.04928 | 0.051741 | 0.053656 | 0.055261 | 0.056614 | 0.057729 | 0.058595 | 0.059224 | 0.059211 | 0.059069 | 0.058865 | 0.058619 | 1.1719 | 0.89865 | 0.60366 | 0.37546 | 0.13219 | 45.7256 | Clean Water Pumps | 0.70683 | 0 |  |  |  | x | #REF! | #REF! | 35.9653 | 14.9175
Retro5Med | Retro | Clean Water Pumps | Commercial | Motors/Drives | 1.7767 | 1.3154 | 20153.9389 | 29.6525 | 20-30 | <40 | Commercial | Clean Water Pumps-HVAC-Retro-Commercial-SystemUpgrade | 0.91523 | 1.1395 | 1.4139 | 1.6641 | 1.9243 | 2.2806 | 2.5357 | 2.6252 | 2.5067 | 2.183 | 1.7113 | 1.1471 | 0.67448 | 0.32882 | 0.14085 | 0.051846 | 0.016391 | 0.0036153 | 0.00060128 | 7.3014e-05 | 27.1786 | 23.2634 | 23.1909 | 20.8996 | 9.3377 | 689.8164 | Clean Water Pumps | 1.0378 | 1 |  |  |  | x | #REF! | #REF! | 30.773 | -1.1205
Retro5Med | Retro | Clean Water Pumps | Commercial | Motors/Drives | 1.8156 | 1.3815 | 18590.2645 | 30.0155 | 30-40 | <40 | Commercial | Clean Water Pumps-DHW-Retro-Commercial-SystemUpgrade | 0.45054 | 0.56097 | 0.69606 | 0.81925 | 0.94736 | 1.1228 | 1.2484 | 1.2925 | 1.2342 | 1.0748 | 0.84255 | 0.56477 | 0.3321 | 0.16191 | 0.069351 | 0.025529 | 0.0080709 | 0.0017802 | 0.00029608 | 3.5953e-05 | 13.3833 | 11.4531 | 11.4174 | 10.2893 | 4.5969 | 343.7725 | Clean Water Pumps | 1.0178 | 1 |  |  |  | x | #REF! | #REF! | 30.5495 | -0.53397
Retro12Med | Retro | Pre-Rinse Spray Valve | Commercial | Food Preparation | 0.057616 | 0.044599 | 633.7298 | -123.529 | <0 | <40 | Restaurant | Pre-Rinse Spray Valve_0.81_to_1.0gpm_Electric | 0.069506 | 0.070392 | 0.071265 | 0.072129 | 0.072981 | 0.066442 | 0.053754 | 0.043479 | 0.035159 | 0.028425 | 0.022976 | 0.018568 | 0.015002 | 0.01212 | 0.0097893 | 0.007906 | 5.4431e-05 | 1.962e-05 | 6.5857e-06 | 2.1643e-06 | 0.75615 | 0.66998 | 0.66199 | 0.60651 | 0.42272 | -82.7616 | Pre-Rinse Spray Valve | 4.3306 | 1 |  |  |  | x | 4.3306 | 1 | 0 | -123.529
Retro12Med | Retro | Pre-Rinse Spray Valve | Commercial | Food Preparation | 0.033352 | 0.025816 | 366.8405 | -88.3837 | <0 | <40 | Restaurant | Pre-Rinse Spray Valve_0.61_to_0.8gpm_Electric | 0.040234 | 0.040747 | 0.041253 | 0.041752 | 0.042246 | 0.038461 | 0.031116 | 0.025168 | 0.020352 | 0.016454 | 0.0133 | 0.010748 | 0.0086842 | 0.0070155 | 0.0056666 | 0.0045765 | 3.1508e-05 | 1.1357e-05 | 3.8122e-06 | 1.2528e-06 | 0.4377 | 0.38782 | 0.3832 | 0.35108 | 0.24469 | -34.2772 | Pre-Rinse Spray Valve | 2.5068 | 1 |  |  |  | x | 2.5068 | 1 | 0 | -88.3837
Retro5Med | Retro | ARC | Commercial | HVAC | 6.1215e-06 | 4.5322e-06 | 0.072013 | 21.6679 | 20-30 | <40 | Large Off | ARC-Large Off | 0.0062968 | 0.0078177 | 0.0095331 | 0.011004 | 0.012503 | 0.014566 | 0.015944 | 0.016238 | 0.015252 | 0.01306 | 0.010058 | 0.0060446 | 0 | 0 | 0 | 0 | 0 | 0 | 0 | 0 | 0.13832 | 0.13832 | 0.13832 | 0.13227 | 0.061721 | 2.9971 | ARC | 1.1907 | 1 |  | x |  | x | #REF! | #REF! | 25.8004 | -4.1325
Retro5Med | Retro | ARC | Commercial | HVAC | 5.2732e-05 | 3.9042e-05 | 0.62075 | 21.773 | 20-30 | <40 | Medium Off | ARC-Medium Off | 0.19569 | 0.24451 | 0.29819 | 0.34375 | 0.39001 | 0.45436 | 0.49801 | 0.50697 | 0.47612 | 0.40753 | 0.31345 | 0.18625 | 0 | 0 | 0 | 0 | 0 | 0 | 0 | 0 | 4.3149 | 4.3149 | 4.3149 | 4.1286 | 1.9265 | 93.9473 | ARC | 1.1879 | 1 |  | x |  | x | #REF! | #REF! | 25.8632 | -4.0902
Retro5Med | Retro | ARC | Commercial | HVAC | 7.2304e-06 | 5.3533e-06 | 0.074614 | 25.5815 | 20-30 | <40 | Small Off | ARC-Small Off | 0.011837 | 0.014595 | 0.017805 | 0.020582 | 0.023391 | 0.027257 | 0.029829 | 0.030373 | 0.028531 | 0.024445 | 0.01884 | 0.012425 | 0.00042237 | 0 | 0 | 0 | 0 | 0 | 0 | 0 | 0.26033 | 0.26033 | 0.26033 | 0.24748 | 0.11547 | 6.6597 | ARC | 1.0939 | 1 |  | x |  | x | #REF! | #REF! | 27.9825 | -2.401
Retro5Med | Retro | ARC | Commercial | HVAC | 2.9526e-05 | 2.186e-05 | 0.31286 | 28.9692 | 20-30 | <40 | XLarge Ret | ARC-XLarge Ret | 0.10087 | 0.12429 | 0.15138 | 0.17527 | 0.19982 | 0.23216 | 0.25422 | 0.2582 | 0.2412 | 0.20702 | 0.15897 | 0.04561 | 0 | 0 | 0 | 0 | 0 | 0 | 0 | 0 | 2.149 | 2.149 | 2.149 | 2.1034 | 0.98378 | 62.2551 | ARC | 1.0236 | 1 |  | x |  | x | #REF! | #REF! | 29.6539 | -0.68466
Retro5Med | Retro | ARC | Commercial | HVAC | 2.7737e-06 | 2.0536e-06 | 0.029391 | 29.7715 | 20-30 | <40 | Large Ret | ARC-Large Ret | 0.01254 | 0.015403 | 0.018763 | 0.02169 | 0.02465 | 0.028672 | 0.031328 | 0.031838 | 0.029826 | 0.025548 | 0.019655 | 0.0072632 | 0 | 0 | 0 | 0 | 0 | 0 | 0 | 0 | 0.26718 | 0.26718 | 0.26718 | 0.25991 | 0.12172 | 7.9543 | ARC | 1.0085 | 1 |  | x |  | x | #REF! | #REF! | 30.0254 | -0.25386
Retro5Med | Retro | ARC | Commercial | HVAC | 4.7631e-05 | 3.5265e-05 | 0.50041 | 28.9096 | 20-30 | <40 | Medium Ret | ARC-Medium Ret | 0.059392 | 0.073647 | 0.089707 | 0.10403 | 0.1191 | 0.13813 | 0.15175 | 0.15394 | 0.14326 | 0.12332 | 0.094418 | 0.014984 | 0 | 0 | 0 | 0 | 0 | 0 | 0 | 0 | 1.2657 | 1.2657 | 1.2657 | 1.2507 | 0.584 | 36.59 | ARC | 1.0248 | 1 |  | x |  | x | #REF! | #REF! | 29.6259 | -0.71631
Retro5Med | Retro | ARC | Commercial | HVAC | 6.7661e-07 | 5.0095e-07 | 0.0071084 | 27.1879 | 20-30 | <40 | Small Ret | ARC-Small Ret | 0.00057389 | 0.00070587 | 0.00085973 | 0.00099439 | 0.0011314 | 0.0013154 | 0.0014386 | 0.0014617 | 0.0013678 | 0.0011726 | 0.00090148 | 0.00031747 | 0 | 0 | 0 | 0 | 0 | 0 | 0 | 0 | 0.01224 | 0.01224 | 0.01224 | 0.011923 | 0.0055807 | 0.33279 | ARC | 1.0592 | 1 |  | x |  | x | #REF! | #REF! | 28.797 | -1.609
Retro5Med | Retro | ARC | Commercial | HVAC | 9.8085e-06 | 7.2621e-06 | 0.13138 | 19.2778 | 10-20 | <40 | School K-12 | ARC-School K-12 | 0.014853 | 0.018325 | 0.022375 | 0.025917 | 0.029494 | 0.034398 | 0.037637 | 0.038351 | 0.036043 | 0.030922 | 0.023859 | 0.015744 | 0.0040061 | 0 | 0 | 0 | 0 | 0 | 0 | 0 | 0.33193 | 0.33193 | 0.33193 | 0.31218 | 0.14536 | 6.3988 | ARC | 1.2605 | 1 |  | x |  | x | #REF! | #REF! | 24.2989 | -5.0211
Retro5Med | Retro | ARC | Commercial | HVAC | 9.9717e-06 | 7.3829e-06 | 0.13014 | 19.7726 | 10-20 | <40 | University | ARC-University | 0.0069037 | 0.0085029 | 0.010377 | 0.012026 | 0.013679 | 0.015958 | 0.017459 | 0.017784 | 0.016707 | 0.014322 | 0.011051 | 0.0072901 | 0.0013246 | 0 | 0 | 0 | 0 | 0 | 0 | 0 | 0.15339 | 0.15339 | 0.15339 | 0.14477 | 0.067447 | 3.0328 | ARC | 1.2453 | 1 |  | x |  | x | #REF! | #REF! | 24.622 | -4.8494
Retro5Med | Retro | ARC | Commercial | HVAC | 2.593e-06 | 1.9198e-06 | 0.027409 | 28.7411 | 20-30 | <40 | Warehouse | ARC-Warehouse | 0.0026402 | 0.0032466 | 0.0039606 | 0.0045739 | 0.005192 | 0.0060298 | 0.0065867 | 0.0066937 | 0.0062681 | 0.0053643 | 0.0041287 | 0.0014399 | 0 | 0 | 0 | 0 | 0 | 0 | 0 | 0 | 0.056125 | 0.056125 | 0.056125 | 0.054685 | 0.025643 | 1.6131 | ARC | 1.028 | 1 |  | x |  | x | #REF! | #REF! | 29.5467 | -0.80556
Retro5Med | Retro | ARC | Commercial | HVAC | 9.1239e-06 | 6.7552e-06 | 0.095894 | 29.108 | 20-30 | <40 | Supermarket | ARC-Supermarket | 0.0081665 | 0.010067 | 0.012261 | 0.014162 | 0.016078 | 0.018716 | 0.020435 | 0.020767 | 0.019439 | 0.016661 | 0.012806 | 0.0040676 | 0 | 0 | 0 | 0 | 0 | 0 | 0 | 0 | 0.17363 | 0.17363 | 0.17363 | 0.16956 | 0.07945 | 5.0539 | ARC | 1.021 | 1 |  | x |  | x | #REF! | #REF! | 29.7187 | -0.61076
Retro5Med | Retro | ARC | Commercial | HVAC | 0.00012136 | 8.9856e-05 | 1.2756 | 25.8269 | 20-30 | <40 | MiniMart | ARC-MiniMart | 0.069743 | 0.085861 | 0.10481 | 0.12137 | 0.13807 | 0.16202 | 0.17736 | 0.18053 | 0.16933 | 0.14546 | 0.11204 | 0.073886 | 0.011308 | 0 | 0 | 0 | 0 | 0 | 0 | 0 | 1.5518 | 1.5518 | 1.5518 | 1.4666 | 0.68187 | 40.078 | ARC | 1.0884 | 1 |  | x |  | x | #REF! | #REF! | 28.1097 | -2.2827
Retro5Med | Retro | ARC | Commercial | HVAC | 0.00014377 | 0.00010644 | 1.8903 | 19.4697 | 10-20 | <40 | Restaurant | ARC-Restaurant | 0.28005 | 0.3465 | 0.41945 | 0.482 | 0.54472 | 0.63119 | 0.6867 | 0.69424 | 0.64596 | 0.55216 | 0.2096 | 0 | 0 | 0 | 0 | 0 | 0 | 0 | 0 | 0 | 5.4926 | 5.4926 | 5.4926 | 5.4926 | 2.7039 | 106.9386 | ARC | 1.2545 | 1 |  | x |  | x | #REF! | #REF! | 24.425 | -4.9553
Retro5Med | Retro | ARC | Commercial | HVAC | 1.2666e-05 | 9.3776e-06 | 0.15999 | 17.0984 | 10-20 | <40 | Lodging | ARC-Lodging | 0.0097223 | 0.012003 | 0.014608 | 0.016877 | 0.019175 | 0.022343 | 0.024436 | 0.024858 | 0.023291 | 0.019994 | 0.015384 | 0.0082106 | 0 | 0 | 0 | 0 | 0 | 0 | 0 | 0 | 0.2109 | 0.2109 | 0.2109 | 0.20269 | 0.094729 | 3.6061 | ARC | 1.3328 | 1 |  | x |  | x | #REF! | #REF! | 22.7895 | -5.6911
Retro5Med | Retro | ARC | Commercial | HVAC | 1.5404e-05 | 1.1405e-05 | 0.19974 | 20.7638 | 20-30 | <40 | Hospital | ARC-Hospital | 0.011532 | 0.014523 | 0.017821 | 0.02066 | 0.023393 | 0.027341 | 0.029951 | 0.030268 | 0.028141 | 0.024034 | 0.018473 | 0.0019171 | 0 | 0 | 0 | 0 | 0 | 0 | 0 | 0 | 0.24805 | 0.24805 | 0.24805 | 0.24614 | 0.11527 | 5.1505 | ARC | 1.216 | 1 |  | x |  | x | #REF! | #REF! | 25.2494 | -4.4857
Retro5Med | Retro | ARC | Commercial | HVAC | 1.492e-05 | 1.1047e-05 | 0.17074 | 21.2977 | 20-30 | <40 | Residential Care | ARC-Residential Care | 0.012591 | 0.015721 | 0.019181 | 0.022193 | 0.025258 | 0.029425 | 0.0322 | 0.032578 | 0.03041 | 0.025983 | 0.019995 | 0.0054531 | 0 | 0 | 0 | 0 | 0 | 0 | 0 | 0 | 0.27099 | 0.27099 | 0.27099 | 0.26554 | 0.12437 | 5.7715 | ARC | 1.2009 | 1 |  | x |  | x | #REF! | #REF! | 25.5772 | -4.2795
Retro5Med | Retro | ARC | Commercial | HVAC | 4.0017e-05 | 2.9628e-05 | 0.47028 | 23.8039 | 20-30 | <40 | Assembly | ARC-Assembly | 0.15962 | 0.19738 | 0.24229 | 0.27797 | 0.31551 | 0.36767 | 0.4024 | 0.40932 | 0.38378 | 0.32832 | 0.25228 | 0.073313 | 0 | 0 | 0 | 0 | 0 | 0 | 0 | 0 | 3.4099 | 3.4099 | 3.4099 | 3.3365 | 1.5604 | 81.1682 | ARC | 1.1355 | 1 |  | x |  | x | #REF! | #REF! | 27.0291 | -3.2252
Retro5Med | Retro | ARC | Commercial | HVAC | 8.228e-06 | 6.0918e-06 | 0.096697 | 22.4051 | 20-30 | <40 | Other | ARC-Other | 0.012427 | 0.015371 | 0.018727 | 0.021475 | 0.024253 | 0.028285 | 0.030734 | 0.03097 | 0.028825 | 0.024585 | 0.0078493 | 0 | 0 | 0 | 0 | 0 | 0 | 0 | 0 | 0 | 0.2435 | 0.2435 | 0.2435 | 0.2435 | 0.12054 | 5.4557 | ARC | 1.171 | 1 |  | x |  | x | #REF! | #REF! | 26.2356 | -3.8304
LO3Slow | New | ARC | Commercial | HVAC | 6.1215e-06 | 4.5322e-06 | 0.072013 | 21.6679 | 20-30 | <40 | Large Off | ARC-Large Off | 4.6064e-07 | 1.149e-06 | 2.0836e-06 | 3.8785e-06 | 6.7576e-06 | 1.2626e-05 | 2.0438e-05 | 3.125e-05 | 4.3459e-05 | 5.2177e-05 | 6.4191e-05 | 7.4604e-05 | 7.4463e-05 | 8.87e-05 | 9.2787e-05 | 0.00010339 | 0.00010649 | 0.00012091 | 0.00010152 | 0.00010858 | 0.0011099 | 0.0011099 | 0.00056902 | 0.00023847 | 2.6955e-05 | 0.02405 | ARC | 1.1907 | 1 |  | x |  | x | #REF! | #REF! | 25.8004 | -4.1325
LO3Slow | New | ARC | Commercial | HVAC | 5.2732e-05 | 3.9042e-05 | 0.62075 | 21.773 | 20-30 | <40 | Medium Off | ARC-Medium Off | 0.00023009 | 0.00058328 | 0.0010541 | 0.001817 | 0.0032225 | 0.0064535 | 0.010186 | 0.015536 | 0.021625 | 0.024746 | 0.031966 | 0.037362 | 0.036351 | 0.044976 | 0.044035 | 0.05083 | 0.051898 | 0.058625 | 0.048068 | 0.051627 | 0.54119 | 0.54119 | 0.28014 | 0.11742 | 0.01336 | 11.7834 | ARC | 1.1879 | 1 |  | x |  | x | #REF! | #REF! | 25.8632 | -4.0902
LO3Slow | New | ARC | Commercial | HVAC | 7.2304e-06 | 5.3533e-06 | 0.074614 | 25.5815 | 20-30 | <40 | Small Off | ARC-Small Off | 7.9813e-06 | 2.0451e-05 | 3.8417e-05 | 6.8607e-05 | 0.00011999 | 0.0002318 | 0.00035932 | 0.0005427 | 0.00078065 | 0.00091436 | 0.0011537 | 0.0013442 | 0.0013468 | 0.0016092 | 0.0015964 | 0.0018004 | 0.0018513 | 0.0020358 | 0.0017689 | 0.001863 | 0.019454 | 0.019454 | 0.010135 | 0.0042379 | 0.00048724 | 0.49766 | ARC | 1.0939 | 1 |  | x |  | x | #REF! | #REF! | 27.9825 | -2.401
LO3Slow | New | ARC | Commercial | HVAC | 2.9526e-05 | 2.186e-05 | 0.31286 | 28.9692 | 20-30 | <40 | XLarge Ret | ARC-XLarge Ret | 1.7202e-07 | 4.3942e-07 | 1.236e-06 | 3.5118e-06 | 5.7335e-06 | 1.2047e-05 | 1.8108e-05 | 2.0029e-05 | 4.0031e-05 | 4.5393e-05 | 5.803e-05 | 6.0826e-05 | 7.1845e-05 | 7.4375e-05 | 7.9382e-05 | 8.1387e-05 | 8.6645e-05 | 7.8537e-05 | 7.9854e-05 | 7.8625e-05 | 0.00089621 | 0.00089621 | 0.00049116 | 0.00020473 | 2.314e-05 | 0.025962 | ARC | 1.0236 | 1 |  | x |  | x | #REF! | #REF! | 29.6539 | -0.68466
LO3Slow | New | ARC | Commercial | HVAC | 2.7737e-06 | 2.0536e-06 | 0.029391 | 29.7715 | 20-30 | <40 | Large Ret | ARC-Large Ret | 0 | 0 | 0 | 0 | 0 | 0 | 0 | 0 | 0 | 0 | 0 | 0 | 0 | 0 | 0 | 0 | 0 | 0 | 0 | 0 | 0 | 0 | 0 | 0 | 0 | 0 | ARC | 1.0085 | 1 |  | x |  | x | #REF! | #REF! | 30.0254 | -0.25386
LO3Slow | New | ARC | Commercial | HVAC | 4.7631e-05 | 3.5265e-05 | 0.50041 | 28.9096 | 20-30 | <40 | Medium Ret | ARC-Medium Ret | 2.7518e-06 | 7.0967e-06 | 1.9929e-05 | 5.9023e-05 | 9.4464e-05 | 0.00020587 | 0.00030742 | 0.00033667 | 0.00067915 | 0.00076336 | 0.0009889 | 0.0010308 | 0.0012151 | 0.0012539 | 0.0013319 | 0.001368 | 0.0014584 | 0.0013048 | 0.0013081 | 0.0012633 | 0.014999 | 0.014999 | 0.0082964 | 0.0034646 | 0.00038914 | 0.43362 | ARC | 1.0248 | 1 |  | x |  | x | #REF! | #REF! | 29.6259 | -0.71631
LO3Slow | New | ARC | Commercial | HVAC | 6.7661e-07 | 5.0095e-07 | 0.0071084 | 27.1879 | 20-30 | <40 | Small Ret | ARC-Small Ret | 2.3642e-07 | 6.0241e-07 | 1.5676e-06 | 4.0773e-06 | 6.7632e-06 | 1.3791e-05 | 2.0648e-05 | 2.3658e-05 | 4.6616e-05 | 5.3623e-05 | 6.8023e-05 | 7.2826e-05 | 8.4288e-05 | 8.774e-05 | 9.2839e-05 | 9.5445e-05 | 0.00010113 | 9.2851e-05 | 9.4424e-05 | 9.1783e-05 | 0.0010529 | 0.0010529 | 0.0005773 | 0.00023961 | 2.7038e-05 | 0.028627 | ARC | 1.0592 | 1 |  | x |  | x | #REF! | #REF! | 28.797 | -1.609
LO3Slow | New | ARC | Commercial | HVAC | 9.8085e-06 | 7.2621e-06 | 0.13138 | 19.2778 | 10-20 | <40 | School K-12 | ARC-School K-12 | 1.0807e-06 | 2.7643e-06 | 6.1479e-06 | 1.2049e-05 | 2.1162e-05 | 3.3448e-05 | 5.0274e-05 | 6.9804e-05 | 0.00011014 | 0.00013598 | 0.00015907 | 0.00018649 | 0.00019925 | 0.00021092 | 0.00021992 | 0.00023312 | 0.00023294 | 0.00024193 | 0.00024832 | 0.00025777 | 0.0026326 | 0.0026326 | 0.0014185 | 0.00060193 | 7.6652e-05 | 0.05075 | ARC | 1.2605 | 1 |  | x |  | x | #REF! | #REF! | 24.2989 | -5.0211
LO3Slow | New | ARC | Commercial | HVAC | 9.9717e-06 | 7.3829e-06 | 0.13014 | 19.7726 | 10-20 | <40 | University | ARC-University | 0 | 0 | 0 | 0 | 0 | 0 | 0 | 0 | 0 | 0 | 0 | 0 | 0 | 0 | 0 | 0 | 0 | 0 | 0 | 0 | 0 | 0 | 0 | 0 | 0 | 0 | ARC | 1.2453 | 1 |  | x |  | x | #REF! | #REF! | 24.622 | -4.8494
LO3Slow | New | ARC | Commercial | HVAC | 2.593e-06 | 1.9198e-06 | 0.027409 | 28.7411 | 20-30 | <40 | Warehouse | ARC-Warehouse | 2.9666e-07 | 9.6867e-07 | 2.0528e-06 | 4.0826e-06 | 5.5324e-06 | 1.0356e-05 | 1.5433e-05 | 1.6942e-05 | 2.8041e-05 | 3.4839e-05 | 4.072e-05 | 4.3688e-05 | 4.6074e-05 | 5.745e-05 | 5.9625e-05 | 7.1315e-05 | 6.3535e-05 | 6.6117e-05 | 6.608e-05 | 6.5468e-05 | 0.00069861 | 0.00069861 | 0.0003661 | 0.00015927 | 2.3289e-05 | 0.020079 | ARC | 1.028 | 1 |  | x |  | x | #REF! | #REF! | 29.5466 | -0.80556
LO3Slow | New | ARC | Commercial | HVAC | 9.1239e-06 | 6.7552e-06 | 0.095894 | 29.108 | 20-30 | <40 | Supermarket | ARC-Supermarket | 3.6422e-07 | 9.4462e-07 | 2.0592e-06 | 4.1787e-06 | 8.0311e-06 | 1.3833e-05 | 2.1271e-05 | 2.549e-05 | 4.9666e-05 | 5.5957e-05 | 7.3703e-05 | 7.2787e-05 | 9.0637e-05 | 9.6699e-05 | 0.00010474 | 0.00010819 | 0.00011645 | 9.9348e-05 | 0.0001047 | 0.00010173 | 0.0011508 | 0.0011508 | 0.00062036 | 0.0002555 | 2.9411e-05 | 0.033497 | ARC | 1.021 | 1 |  | x |  | x | #REF! | #REF! | 29.7187 | -0.61076
LO3Slow | New | ARC | Commercial | HVAC | 0.00012136 | 8.9856e-05 | 1.2756 | 25.8269 | 20-30 | <40 | MiniMart | ARC-MiniMart | 8.3004e-06 | 2.1045e-05 | 4.7166e-05 | 9.0858e-05 | 0.00038738 | 0.00068359 | 0.00099103 | 0.0011967 | 0.0022381 | 0.0025434 | 0.0031209 | 0.0034073 | 0.0038579 | 0.0041948 | 0.0044017 | 0.0044642 | 0.0047879 | 0.0043424 | 0.0045212 | 0.0047522 | 0.050058 | 0.050058 | 0.02719 | 0.011328 | 0.0012383 | 1.2928 | ARC | 1.0884 | 1 |  | x |  | x | #REF! | #REF! | 28.1097 | -2.2827
LO3Slow | New | ARC | Commercial | HVAC | 0.00014377 | 0.00010644 | 1.8903 | 19.4697 | 10-20 | <40 | Restaurant | ARC-Restaurant | 5.525e-05 | 0.00012661 | 0.00026259 | 0.00051841 | 0.00095934 | 0.0017316 | 0.0025413 | 0.0028375 | 0.0058914 | 0.006681 | 0.0092176 | 0.0091369 | 0.01186 | 0.011414 | 0.013274 | 0.013495 | 0.015342 | 0.01389 | 0.015227 | 0.013312 | 0.14777 | 0.14777 | 0.076507 | 0.030823 | 0.0036538 | 2.8771 | ARC | 1.2545 | 1 |  | x |  | x | #REF! | #REF! | 24.425 | -4.9553
LO3Slow | New | ARC | Commercial | HVAC | 1.2666e-05 | 9.3776e-06 | 0.15999 | 17.0984 | 10-20 | <40 | Lodging | ARC-Lodging | 1.0255e-05 | 2.1511e-05 | 4.1295e-05 | 8.076e-05 | 0.00015765 | 0.00029785 | 0.00045013 | 0.00048865 | 0.0011278 | 0.0012022 | 0.0017671 | 0.0016417 | 0.0023727 | 0.0019955 | 0.0027049 | 0.0026855 | 0.002903 | 0.0027964 | 0.0032887 | 0.0026802 | 0.028714 | 0.028714 | 0.01436 | 0.0056452 | 0.00060932 | 0.49096 | ARC | 1.3328 | 1 |  | x |  | x | #REF! | #REF! | 22.7895 | -5.6911
LO3Slow | New | ARC | Commercial | HVAC | 1.5404e-05 | 1.1405e-05 | 0.19974 | 20.7638 | 20-30 | <40 | Hospital | ARC-Hospital | 0 | 0 | 0 | 0 | 0 | 0 | 0 | 0 | 0 | 0 | 0 | 0 | 0 | 0 | 0 | 0 | 0 | 0 | 0 | 0 | 0 | 0 | 0 | 0 | 0 | 0 | ARC | 1.216 | 1 |  | x |  | x | #REF! | #REF! | 25.2494 | -4.4857
LO3Slow | New | ARC | Commercial | HVAC | 1.492e-05 | 1.1047e-05 | 0.17074 | 21.2977 | 20-30 | <40 | Residential Care | ARC-Residential Care | 6.4808e-06 | 1.7673e-05 | 4.1281e-05 | 9.0137e-05 | 0.00017005 | 0.00031173 | 0.00040189 | 0.00046952 | 0.00062881 | 0.00083928 | 0.00092816 | 0.0009748 | 0.00092845 | 0.0010197 | 0.0010662 | 0.0012928 | 0.0012539 | 0.0013406 | 0.0013744 | 0.0014786 | 0.014634 | 0.014634 | 0.0078942 | 0.003905 | 0.00063735 | 0.31168 | ARC | 1.2009 | 1 |  | x |  | x | #REF! | #REF! | 25.5772 | -4.2795
LO3Slow | New | ARC | Commercial | HVAC | 4.0017e-05 | 2.9628e-05 | 0.47028 | 23.8039 | 20-30 | <40 | Assembly | ARC-Assembly | 2.4254e-05 | 0.00010418 | 0.00014532 | 0.00028288 | 0.00057737 | 0.0011609 | 0.0019198 | 0.0028931 | 0.0043167 | 0.0052818 | 0.0059041 | 0.0063175 | 0.0078094 | 0.0084024 | 0.0089637 | 0.0096845 | 0.010227 | 0.010576 | 0.0098022 | 0.010015 | 0.10441 | 0.10441 | 0.054103 | 0.02261 | 0.0022949 | 2.4853 | ARC | 1.1355 | 1 |  | x |  | x | #REF! | #REF! | 27.0291 | -3.2252
LO3Slow | New | ARC | Commercial | HVAC | 8.228e-06 | 6.0918e-06 | 0.096697 | 22.4051 | 20-30 | <40 | Other | ARC-Other | 5.4326e-06 | 1.7982e-05 | 3.408e-05 | 6.4889e-05 | 0.00016601 | 0.00027799 | 0.0003587 | 0.00045537 | 0.00074838 | 0.00091742 | 0.0010937 | 0.0010827 | 0.0011487 | 0.0012127 | 0.0013573 | 0.0013181 | 0.0015475 | 0.0017523 | 0.0015094 | 0.0015567 | 0.016625 | 0.016625 | 0.0089415 | 0.00414 | 0.00056639 | 0.37249 | ARC | 1.171 | 1 |  | x |  | x | #REF! | #REF! | 26.2356 | -3.8304
LOEven20 | NEW | Compressors | Commercial | Compressed Air | 0.67914 | 0.37177 | 9040.4731 | 27.6995 | 20-30 | <40 | Commercial Building | Compressors-NEW, Rotary-Commercial Building-CS->CS, Pre-Standard | 0.00022686 | 0.00045897 | 0.00069637 | 0 | 0 | 0 | 0 | 0 | 0 | 0 | 0 | 0 | 0 | 0 | 0 | 0 | 0 | 0 | 0 | 0 | 0.013769 | 0.0013822 | 0.0013822 | 0.0013822 | 0.0013822 | 0.038286 | Compressors | 1.077 | 1 |  |  |  | x | #REF! | #REF! | 29.8322 | -2.1327
LOEven20 | NEW | Compressors | Commercial | Compressed Air | 0.76862 | 0.42075 | 10231.5527 | 59.0891 | 50-60 | 40-100 | Commercial Building | Compressors-NEW, Rotary-Commercial Building-VS->VS, Pre-Standard | 0.00015446 | 0.00031251 | 0.00047415 | 0 | 0 | 0 | 0 | 0 | 0 | 0 | 0 | 0 | 0 | 0 | 0 | 0 | 0 | 0 | 0 | 0 | 0.0093753 | 0.00094112 | 0.00094112 | 0.00094112 | 0.00094112 | 0.05561 | Compressors | 0.61519 | 0 |  |  |  | x | #REF! | #REF! | 36.3507 | 22.7384
LOEven20 | NEW | Compressors | Commercial | Compressed Air | 0.66255 | 0.36268 | 8819.6002 | 60.1741 | 60-70 | 40-100 | Commercial Building | Compressors-NEW, Rotary-Commercial Building-CS->VS, Pre-Standard | 0.0001234 | 0.00024966 | 0.00037879 | 0 | 0 | 0 | 0 | 0 | 0 | 0 | 0 | 0 | 0 | 0 | 0 | 0 | 0 | 0 | 0 | 0 | 0.0074898 | 0.00075184 | 0.00075184 | 0.00075184 | 0.00075184 | 0.045242 | Compressors | 0.6062 | 0 |  |  |  | x | #REF! | #REF! | 36.4776 | 23.6966
LOEven20 | NEW | Compressors | Commercial | Compressed Air | 0.4931 | 0.26993 | 6563.9373 | 36.1865 | 30-40 | <40 | Commercial Building | Compressors-NEW, Rotary-Commercial Building-CS->CS, Post-Standard | 0 | 0 | 0 | 0.00068181 | 0.00086185 | 0.0010457 | 0.0012334 | 0.001425 | 0.0016203 | 0.0018194 | 0.0020224 | 0.0022293 | 0.0024401 | 0.0026546 | 0.0028729 | 0.003095 | 0.003321 | 0.0035507 | 0.003784 | 0.0040194 | 0.063161 | 0.038677 | 0.020907 | 0.01071 | 0.0025894 | 1.3996 | Compressors | 0.89528 | 0 |  |  |  | x | #REF! | #REF! | 32.3971 | 3.7894
LOEven20 | NEW | Compressors | Commercial | Compressed Air | 0.6416 | 0.35122 | 8540.8174 | 66.7626 | 60-70 | 40-100 | Commercial Building | Compressors-NEW, Rotary-Commercial Building-VS->VS, Post-Standard | 0 | 0 | 0 | 0.00053373 | 0.00067466 | 0.0008186 | 0.00096553 | 0.0011155 | 0.0012684 | 0.0014243 | 0.0015831 | 0.0017451 | 0.0019101 | 0.002078 | 0.002249 | 0.0024228 | 0.0025997 | 0.0027795 | 0.0029622 | 0.0031464 | 0.049443 | 0.030277 | 0.016366 | 0.0083838 | 0.002027 | 2.0213 | Compressors | 0.55682 | 0 |  |  |  | x | #REF! | #REF! | 37.1746 | 29.588
LOEven20 | NEW | Compressors | Commercial | Compressed Air | 0.62476 | 0.342 | 8316.5698 | 65.6926 | 60-70 | 40-100 | Commercial Building | Compressors-NEW, Rotary-Commercial Building-CS->VS, Post-Standard | 0 | 0 | 0 | 0.00048166 | 0.00060884 | 0.00073874 | 0.00087134 | 0.0010067 | 0.0011447 | 0.0012853 | 0.0014287 | 0.0015749 | 0.0017238 | 0.0018753 | 0.0020296 | 0.0021864 | 0.0023461 | 0.0025083 | 0.0026732 | 0.0028395 | 0.04462 | 0.027323 | 0.014769 | 0.0075659 | 0.0018292 | 1.7949 | Compressors | 0.56428 | 0 |  |  |  | x | #REF! | #REF! | 37.0692 | 28.6234
LOEven20 | NEW | Compressors | Commercial | Compressed Air | 0.023132 | 0.012663 | 307.9274 | 74.8112 | 70-80 | 40-100 | Commercial Building | Compressors-NEW, Reciprocating-Commercial Building-CS->CS, No Standard Established | 0.0075811 | 0.015162 | 0.022743 | 0.030325 | 0.037906 | 0.045487 | 0.053068 | 0.060649 | 0.06823 | 0.075811 | 0.083393 | 0.090974 | 0.098555 | 0.10614 | 0.11372 | 0.1213 | 0.12888 | 0.13646 | 0.14404 | 0.15162 | 3.0325 | 1.592 | 0.90974 | 0.50036 | 0.1592 | 119.1023 | Compressors | 0.49481 | 0 |  |  |  | x | #REF! | #REF! | 37.0177 | 37.7935
LOEven20 | NR | Compressors | Commercial | Compressed Air | 0.67914 | 0.37177 | 9040.4731 | 27.6995 | 20-30 | <40 | Commercial Building | Compressors-NR, Rotary-Commercial Building-CS->CS, Pre-Standard | 0.00096722 | 0.0019569 | 0.002969 | 0 | 0 | 0 | 0 | 0 | 0 | 0 | 0 | 0 | 0 | 0 | 0 | 0 | 0 | 0 | 0 | 0 | 0.058707 | 0.0058931 | 0.0058931 | 0.0058931 | 0.0058931 | 0.16324 | Compressors | 1.077 | 1 |  |  |  | x | #REF! | #REF! | 29.8322 | -2.1327
LOEven20 | NR | Compressors | Commercial | Compressed Air | 0.76862 | 0.42075 | 10231.5527 | 59.0891 | 50-60 | 40-100 | Commercial Building | Compressors-NR, Rotary-Commercial Building-VS->VS, Pre-Standard | 0.00065856 | 0.0013324 | 0.0020216 | 0 | 0 | 0 | 0 | 0 | 0 | 0 | 0 | 0 | 0 | 0 | 0 | 0 | 0 | 0 | 0 | 0 | 0.039972 | 0.0040125 | 0.0040125 | 0.0040125 | 0.0040125 | 0.2371 | Compressors | 0.61519 | 0 |  |  |  | x | #REF! | #REF! | 36.3507 | 22.7384
LOEven20 | NR | Compressors | Commercial | Compressed Air | 0.66255 | 0.36268 | 8819.6002 | 60.1741 | 60-70 | 40-100 | Commercial Building | Compressors-NR, Rotary-Commercial Building-CS->VS, Pre-Standard | 0.00052612 | 0.0010644 | 0.001615 | 0 | 0 | 0 | 0 | 0 | 0 | 0 | 0 | 0 | 0 | 0 | 0 | 0 | 0 | 0 | 0 | 0 | 0.031933 | 0.0032055 | 0.0032055 | 0.0032055 | 0.0032055 | 0.19289 | Compressors | 0.6062 | 0 |  |  |  | x | #REF! | #REF! | 36.4776 | 23.6966
LOEven20 | NR | Compressors | Commercial | Compressed Air | 0.4931 | 0.26993 | 6563.9373 | 36.1865 | 30-40 | <40 | Commercial Building | Compressors-NR, Rotary-Commercial Building-CS->CS, Post-Standard | 0 | 0 | 0 | 0.002907 | 0.0036746 | 0.0044585 | 0.0052588 | 0.0060754 | 0.0069083 | 0.0077572 | 0.0086226 | 0.0095049 | 0.010403 | 0.011318 | 0.012249 | 0.019406 | 0.019597 | 0.019789 | 0.01998 | 0.020161 | 0.20169 | 0.18807 | 0.089138 | 0.045662 | 0.01104 | 6.8056 | Compressors | 0.89528 | 0 |  |  |  | x | #REF! | #REF! | 32.3971 | 3.7894
LOEven20 | NR | Compressors | Commercial | Compressed Air | 0.6416 | 0.35122 | 8540.8174 | 66.7626 | 60-70 | 40-100 | Commercial Building | Compressors-NR, Rotary-Commercial Building-VS->VS, Post-Standard | 0 | 0 | 0 | 0.0022756 | 0.0028765 | 0.0034901 | 0.0041166 | 0.0047559 | 0.0054079 | 0.0060725 | 0.0067499 | 0.0074405 | 0.0081438 | 0.0088598 | 0.0095886 | 0.015191 | 0.015341 | 0.015491 | 0.01564 | 0.015782 | 0.15789 | 0.14722 | 0.069778 | 0.035745 | 0.0086422 | 9.829 | Compressors | 0.55682 | 0 |  |  |  | x | #REF! | #REF! | 37.1746 | 29.588
LOEven20 | NR | Compressors | Commercial | Compressed Air | 0.62476 | 0.342 | 8316.5698 | 65.6926 | 60-70 | 40-100 | Commercial Building | Compressors-NR, Rotary-Commercial Building-CS->VS, Post-Standard | 0 | 0 | 0 | 0.0020536 | 0.0025959 | 0.0031497 | 0.003715 | 0.0042919 | 0.0048803 | 0.00548 | 0.0060914 | 0.0067146 | 0.0073494 | 0.0079955 | 0.0086532 | 0.013709 | 0.013844 | 0.01398 | 0.014114 | 0.014243 | 0.14249 | 0.13286 | 0.062971 | 0.032258 | 0.0077991 | 8.728 | Compressors | 0.56428 | 0 |  |  |  | x | #REF! | #REF! | 37.0692 | 28.6234
LOEven20 | NR | Compressors | Commercial | Compressed Air | 0.023132 | 0.012663 | 307.9274 | 74.8112 | 70-80 | 40-100 | Commercial Building | Compressors-NR, Reciprocating-Commercial Building-CS->CS, No Standard Established | 0.032323 | 0.065362 | 0.099066 | 0.13342 | 0.16838 | 0.20392 | 0.24001 | 0.27668 | 0.31393 | 0.35185 | 0.39061 | 0.51736 | 0.56099 | 0.60504 | 0.64962 | 0.69451 | 0.73959 | 0.78473 | 0.64243 | 0 | 7.4698 | 7.4698 | 4.6086 | 2.2755 | 0.70247 | 558.8254 | Compressors | 0.49481 | 0 |  |  |  | x | #REF! | #REF! | 37.0177 | 37.7935
LO20Fast | NR | Bi-Level Stairwell Lighting | Commercial | Lighting | 0.36206 | 0.29064 | 4104.1395 | 51.5004 | 50-60 | 40-100 | Bi-Level Stairwell Lighting-NR | NR_LFStairwell8760_Fix_Repl_from LFTube to LINEAR_LEDPanel_CONTR | 0.10113 | 0.17125 | 0.21914 | 0.25588 | 0.28766 | 0.31474 | 0.33753 | 0.3565 | 0.37212 | 0.38483 | 0.39507 | 0.40258 | 0.40799 | 0.41177 | 0.41428 | 0.41582 | 0.4166 | 0.41755 | 0.41785 | 0.16029 | 6.6606 | 6.6606 | 4.8325 | 3.1958 | 1.3498 | 343.022 | Bi-Level Stairwell Lighting | 0.76921 | 0 |  |  |  | x | #REF! | #REF! | 39.6149 | 11.8855
LO20Fast | NR | Bi-Level Stairwell Lighting | Commercial | Lighting | 0.13477 | 0.10819 | 1527.713 | 69.2567 | 60-70 | 40-100 | Bi-Level Stairwell Lighting-NR | NR_LFStairwell3600_Fix_Repl_from LFTube to LINEAR_LEDPanel_CONTR | 0.01179 | 0.019966 | 0.025548 | 0.029833 | 0.033537 | 0.036694 | 0.039352 | 0.041563 | 0.043384 | 0.044866 | 0.04606 | 0.046936 | 0.047566 | 0.048006 | 0.0483 | 0.048479 | 0.04857 | 0.048681 | 0.048716 | 0.018688 | 0.77653 | 0.77653 | 0.5634 | 0.37259 | 0.15737 | 53.7802 | Bi-Level Stairwell Lighting | 0.54023 | 0 |  |  |  | x | #REF! | #REF! | 37.4149 | 31.8418
LOEven20 | NR | Chiller-Upgrade | Commercial | HVAC | 2.0704e-05 | 5.7412e-06 | 0.16495 | 48.6859 | 40-50 | 40-100 | Large Off | Chiller-Upgrade-NR-Large Off | 0.0063647 | 0.012691 | 0.01898 | 0.02523 | 0.031443 | 0.037619 | 0.043757 | 0.049858 | 0.055922 | 0.061949 | 0.067939 | 0.073893 | 0.079811 | 0.085692 | 0.091538 | 0.097347 | 0.10312 | 0.10886 | 0.11456 | 0.12023 | 2.4046 | 1.2868 | 0.74269 | 0.41175 | 0.13233 | 62.6494 | Chiller-Upgrade | 0.78454 | 0 |  |  |  | x | #REF! | #REF! | 38.1962 | 10.4896
LOEven20 | NR | Chiller-Upgrade | Commercial | HVAC | 1.9373e-05 | 5.3719e-06 | 0.15434 | 48.6859 | 40-50 | 40-100 | Medium Off | Chiller-Upgrade-NR-Medium Off | 0.0005916 | 0.0011796 | 0.0017642 | 0.0023452 | 0.0029226 | 0.0034967 | 0.0040672 | 0.0046343 | 0.0051979 | 0.0057581 | 0.0063149 | 0.0068684 | 0.0074184 | 0.0079651 | 0.0085084 | 0.0090484 | 0.0095851 | 0.010118 | 0.010649 | 0.011175 | 0.22351 | 0.11961 | 0.069033 | 0.038272 | 0.0123 | 5.8233 | Chiller-Upgrade | 0.78454 | 0 |  |  |  | x | #REF! | #REF! | 38.1962 | 10.4896
LOEven20 | NR | Chiller-Upgrade | Commercial | HVAC | 8.5252e-06 | 2.364e-06 | 0.067919 | 48.6859 | 40-50 | 40-100 | Small Off | Chiller-Upgrade-NR-Small Off | 0 | 0 | 0 | 0 | 0 | 0 | 0 | 0 | 0 | 0 | 0 | 0 | 0 | 0 | 0 | 0 | 0 | 0 | 0 | 0 | 0 | 0 | 0 | 0 | 0 | 0 | Chiller-Upgrade | 0.78454 | 0 |  |  |  | x | #REF! | #REF! | 38.1962 | 10.4896
LOEven20 | NR | Chiller-Upgrade | Commercial | HVAC | 1.5544e-05 | 4.3104e-06 | 0.12384 | 48.6859 | 40-50 | 40-100 | XLarge Ret | Chiller-Upgrade-NR-XLarge Ret | 0.0003588 | 0.00071429 | 0.0010665 | 0.0014155 | 0.0017612 | 0.0021037 | 0.0024431 | 0.0027792 | 0.0031122 | 0.0034421 | 0.0037689 | 0.0040926 | 0.0044133 | 0.0047309 | 0.0050455 | 0.0053571 | 0.0056658 | 0.0059715 | 0.0062742 | 0.0065741 | 0.13148 | 0.071091 | 0.041248 | 0.022966 | 0.00742 | 3.4611 | Chiller-Upgrade | 0.78454 | 0 |  |  |  | x | #REF! | #REF! | 38.1962 | 10.4896
LOEven20 | NR | Chiller-Upgrade | Commercial | HVAC | 1.3125e-05 | 3.6394e-06 | 0.10456 | 48.6859 | 40-50 | 40-100 | Large Ret | Chiller-Upgrade-NR-Large Ret | 0 | 0 | 0 | 0 | 0 | 0 | 0 | 0 | 0 | 0 | 0 | 0 | 0 | 0 | 0 | 0 | 0 | 0 | 0 | 0 | 0 | 0 | 0 | 0 | 0 | 0 | Chiller-Upgrade | 0.78454 | 0 |  |  |  | x | #REF! | #REF! | 38.1962 | 10.4896
LOEven20 | NR | Chiller-Upgrade | Commercial | HVAC | 6.4495e-06 | 1.7884e-06 | 0.051382 | 48.6859 | 40-50 | 40-100 | Medium Ret | Chiller-Upgrade-NR-Medium Ret | 0 | 0 | 0 | 0 | 0 | 0 | 0 | 0 | 0 | 0 | 0 | 0 | 0 | 0 | 0 | 0 | 0 | 0 | 0 | 0 | 0 | 0 | 0 | 0 | 0 | 0 | Chiller-Upgrade | 0.78454 | 0 |  |  |  | x | #REF! | #REF! | 38.1962 | 10.4896
LOEven20 | NR | Chiller-Upgrade | Commercial | HVAC | 4.3882e-06 | 1.2168e-06 | 0.03496 | 48.6859 | 40-50 | 40-100 | Small Ret | Chiller-Upgrade-NR-Small Ret | 0 | 0 | 0 | 0 | 0 | 0 | 0 | 0 | 0 | 0 | 0 | 0 | 0 | 0 | 0 | 0 | 0 | 0 | 0 | 0 | 0 | 0 | 0 | 0 | 0 | 0 | Chiller-Upgrade | 0.78454 | 0 |  |  |  | x | #REF! | #REF! | 38.1962 | 10.4896
LOEven20 | NR | Chiller-Upgrade | Commercial | HVAC | 1.2046e-06 | 3.3403e-07 | 0.0095968 | 48.6859 | 40-50 | 40-100 | School K-12 | Chiller-Upgrade-NR-School K-12 | 0.00019721 | 0.0003936 | 0.00058916 | 0.00078389 | 0.00097781 | 0.0011709 | 0.0013632 | 0.0015547 | 0.0017453 | 0.0019352 | 0.0021242 | 0.0023125 | 0.0024999 | 0.0026866 | 0.0028724 | 0.0030575 | 0.0032417 | 0.0034252 | 0.0036079 | 0.0037898 | 0.075797 | 0.040329 | 0.023206 | 0.012835 | 0.0041126 | 1.9634 | Chiller-Upgrade | 0.78454 | 0 |  |  |  | x | #REF! | #REF! | 38.1962 | 10.4896
LOEven20 | NR | Chiller-Upgrade | Commercial | HVAC | 4.2053e-06 | 1.1661e-06 | 0.033503 | 48.6859 | 40-50 | 40-100 | University | Chiller-Upgrade-NR-University | 0.00029223 | 0.00058305 | 0.00087248 | 0.0011605 | 0.0014472 | 0.0017324 | 0.0020163 | 0.0022988 | 0.00258 | 0.0028598 | 0.0031382 | 0.0034153 | 0.003691 | 0.0039654 | 0.0042384 | 0.0045101 | 0.0047805 | 0.0050496 | 0.0053173 | 0.0055837 | 0.11167 | 0.059532 | 0.034291 | 0.018981 | 0.0060879 | 2.8984 | Chiller-Upgrade | 0.78454 | 0 |  |  |  | x | #REF! | #REF! | 38.1962 | 10.4896
LOEven20 | NR | Chiller-Upgrade | Commercial | HVAC | 4.1439e-08 | 1.1491e-08 | 0.00033014 | 48.6859 | 40-50 | 40-100 | Warehouse | Chiller-Upgrade-NR-Warehouse | 0 | 0 | 0 | 0 | 0 | 0 | 0 | 0 | 0 | 0 | 0 | 0 | 0 | 0 | 0 | 0 | 0 | 0 | 0 | 0 | 0 | 0 | 0 | 0 | 0 | 0 | Chiller-Upgrade | 0.78454 | 0 |  |  |  | x | #REF! | #REF! | 38.1962 | 10.4896
LOEven20 | NR | Chiller-Upgrade | Commercial | HVAC | 3.3157e-06 | 9.1942e-07 | 0.026415 | 48.6859 | 40-50 | 40-100 | Supermarket | Chiller-Upgrade-NR-Supermarket | 3.6516e-06 | 7.2687e-06 | 1.0852e-05 | 1.44e-05 | 1.7916e-05 | 2.1397e-05 | 2.4846e-05 | 2.8261e-05 | 3.1644e-05 | 3.4994e-05 | 3.8311e-05 | 4.1597e-05 | 4.485e-05 | 4.8073e-05 | 5.1263e-05 | 5.4423e-05 | 5.7551e-05 | 6.0649e-05 | 6.3716e-05 | 6.6753e-05 | 0.0013351 | 0.00072241 | 0.00041932 | 0.00023354 | 7.5485e-05 | 0.035171 | Chiller-Upgrade | 0.78454 | 0 |  |  |  | x | #REF! | #REF! | 38.1962 | 10.4896
LOEven20 | NR | Chiller-Upgrade | Commercial | HVAC | 5.127e-06 | 1.4217e-06 | 0.040847 | 48.6859 | 40-50 | 40-100 | MiniMart | Chiller-Upgrade-NR-MiniMart | 0 | 0 | 0 | 0 | 0 | 0 | 0 | 0 | 0 | 0 | 0 | 0 | 0 | 0 | 0 | 0 | 0 | 0 | 0 | 0 | 0 | 0 | 0 | 0 | 0 | 0 | Chiller-Upgrade | 0.78454 | 0 |  |  |  | x | #REF! | #REF! | 38.1962 | 10.4896
LOEven20 | NR | Chiller-Upgrade | Commercial | HVAC | 2.1422e-05 | 5.9402e-06 | 0.17066 | 48.6859 | 40-50 | 40-100 | Restaurant | Chiller-Upgrade-NR-Restaurant | 0 | 0 | 0 | 0 | 0 | 0 | 0 | 0 | 0 | 0 | 0 | 0 | 0 | 0 | 0 | 0 | 0 | 0 | 0 | 0 | 0 | 0 | 0 | 0 | 0 | 0 | Chiller-Upgrade | 0.78454 | 0 |  |  |  | x | #REF! | #REF! | 38.1962 | 10.4896
LOEven20 | NR | Chiller-Upgrade | Commercial | HVAC | 1.0812e-05 | 2.9981e-06 | 0.086137 | 48.6859 | 40-50 | 40-100 | Lodging | Chiller-Upgrade-NR-Lodging | 0.0006088 | 0.0012131 | 0.0018129 | 0.0024083 | 0.0029992 | 0.0035857 | 0.0041678 | 0.0047456 | 0.0053191 | 0.0058882 | 0.0064531 | 0.0070137 | 0.00757 | 0.0081222 | 0.0086701 | 0.0092139 | 0.0097535 | 0.010289 | 0.010821 | 0.011348 | 0.22696 | 0.122 | 0.070578 | 0.039202 | 0.012628 | 5.9398 | Chiller-Upgrade | 0.78454 | 0 |  |  |  | x | #REF! | #REF! | 38.1962 | 10.4896
LOEven20 | NR | Chiller-Upgrade | Commercial | HVAC | 0.00011586 | 3.2127e-05 | 0.92303 | 48.6859 | 40-50 | 40-100 | Hospital | Chiller-Upgrade-NR-Hospital | 0.015735 | 0.03134 | 0.046817 | 0.062167 | 0.077391 | 0.092488 | 0.10746 | 0.12231 | 0.13703 | 0.15163 | 0.16611 | 0.18047 | 0.19471 | 0.20883 | 0.22283 | 0.23671 | 0.25047 | 0.26412 | 0.27765 | 0.29106 | 5.8212 | 3.1373 | 1.8173 | 1.0105 | 0.32594 | 152.7433 | Chiller-Upgrade | 0.78454 | 0 |  |  |  | x | #REF! | #REF! | 38.1962 | 10.4896
LOEven20 | NR | Chiller-Upgrade | Commercial | HVAC | 3.0859e-05 | 8.5569e-06 | 0.24585 | 48.6859 | 40-50 | 40-100 | Residential Care | Chiller-Upgrade-NR-Residential Care | 0.00045485 | 0.00090597 | 0.0013534 | 0.0017971 | 0.0022372 | 0.0026736 | 0.0031064 | 0.0035357 | 0.0039613 | 0.0043834 | 0.004802 | 0.005217 | 0.0056286 | 0.0060367 | 0.0064414 | 0.0068427 | 0.0072405 | 0.007635 | 0.0080261 | 0.0084139 | 0.16828 | 0.090693 | 0.052535 | 0.029211 | 0.0094221 | 4.4155 | Chiller-Upgrade | 0.78454 | 0 |  |  |  | x | #REF! | #REF! | 38.1962 | 10.4896
LOEven20 | NR | Chiller-Upgrade | Commercial | HVAC | 1.5598e-08 | 4.3253e-09 | 0.00012427 | 48.6859 | 40-50 | 40-100 | Assembly | Chiller-Upgrade-NR-Assembly | 1.6577e-06 | 3.3006e-06 | 4.9287e-06 | 6.5421e-06 | 8.141e-06 | 9.7253e-06 | 1.1295e-05 | 1.2851e-05 | 1.4393e-05 | 1.592e-05 | 1.7433e-05 | 1.8933e-05 | 2.0419e-05 | 2.1891e-05 | 2.3349e-05 | 2.4794e-05 | 2.6225e-05 | 2.7643e-05 | 2.9048e-05 | 3.044e-05 | 0.0006088 | 0.00032893 | 0.00019078 | 0.00010619 | 3.4295e-05 | 0.016014 | Chiller-Upgrade | 0.78454 | 0 |  |  |  | x | #REF! | #REF! | 38.1962 | 10.4896
LOEven20 | NR | Chiller-Upgrade | Commercial | HVAC | 9.0152e-06 | 2.4999e-06 | 0.071823 | 48.6859 | 40-50 | 40-100 | Other | Chiller-Upgrade-NR-Other | 0.0010719 | 0.0021244 | 0.0031579 | 0.0041727 | 0.0051689 | 0.0061469 | 0.0071068 | 0.008049 | 0.0089736 | 0.0098809 | 0.010771 | 0.011645 | 0.012502 | 0.013342 | 0.014166 | 0.014975 | 0.015768 | 0.016545 | 0.017307 | 0.018054 | 0.36107 | 0.20093 | 0.11828 | 0.066624 | 0.021843 | 9.7823 | Chiller-Upgrade | 0.78454 | 0 |  |  |  | x | #REF! | #REF! | 38.1962 | 10.4896
Retro12Med | Retro | Chiller-System | Commercial | HVAC | 1.1555e-05 | 3.2043e-06 | 0.09206 | 10.9818 | 10-20 | <40 | Large Off | Chiller-System-Retro-Large Off | 0.15541 | 0.15494 | 0.15448 | 0.15402 | 0.15355 | 0.13778 | 0.1099 | 0.087654 | 0.069913 | 0.055762 | 0.044476 | 0.035474 | 0.028294 | 0.0094301 | 0 | 0 | 0 | 0 | 0 | 0 | 1.3511 | 1.3511 | 1.3511 | 1.2779 | 0.91019 | 14.8373 | Chiller-System | 1.7138 | 1 |  |  |  | x | #REF! | #REF! | 18.8206 | -7.8388
Retro12Med | Retro | Chiller-System | Commercial | HVAC | 1.0812e-05 | 2.9982e-06 | 0.08614 | 9.0872 | 0-10 | <40 | Medium Off | Chiller-System-Retro-Medium Off | 0.014445 | 0.014402 | 0.014359 | 0.014316 | 0.014273 | 0.012807 | 0.010215 | 0.0081474 | 0.0064984 | 0.0051831 | 0.004134 | 0.0032973 | 0.0026299 | 0.00026277 | 0 | 0 | 0 | 0 | 0 | 0 | 0.12497 | 0.12497 | 0.12497 | 0.11878 | 0.084602 | 1.1356 | Chiller-System | 1.8187 | 1 |  |  |  | x | #REF! | #REF! | 16.5269 | -7.4398
Retro12Med | Retro | Chiller-System | Commercial | HVAC | 4.7581e-06 | 1.3194e-06 | 0.037907 | 2.3265 | 0-10 | <40 | Small Off | Chiller-System-Retro-Small Off | 0 | 0 | 0 | 0 | 0 | 0 | 0 | 0 | 0 | 0 | 0 | 0 | 0 | 0 | 0 | 0 | 0 | 0 | 0 | 0 | 0 | 0 | 0 | 0 | 0 | 0 | Chiller-System | 2.327 | 1 |  |  |  | x | #REF! | #REF! | 5.4138 | -3.0873
Retro12Med | Retro | Chiller-System | Commercial | HVAC | 2.0269e-05 | 5.6205e-06 | 0.16148 | 6.6318 | 0-10 | <40 | XLarge Ret | Chiller-System-Retro-XLarge Ret | 0.020468 | 0.020374 | 0.020281 | 0.020187 | 0.020094 | 0.018002 | 0.014335 | 0.011415 | 0.0090903 | 0.0072388 | 0.0057644 | 0.0044724 | 0 | 0 | 0 | 0 | 0 | 0 | 0 | 0 | 0.17172 | 0.17172 | 0.17172 | 0.16725 | 0.11941 | 1.1388 | Chiller-System | 1.9754 | 1 |  |  |  | x | #REF! | #REF! | 13.1006 | -6.4688
Retro12Med | Retro | Chiller-System | Commercial | HVAC | 1.7114e-05 | 4.7456e-06 | 0.13634 | 6.6318 | 0-10 | <40 | Large Ret | Chiller-System-Retro-Large Ret | 0 | 0 | 0 | 0 | 0 | 0 | 0 | 0 | 0 | 0 | 0 | 0 | 0 | 0 | 0 | 0 | 0 | 0 | 0 | 0 | 0 | 0 | 0 | 0 | 0 | 0 | Chiller-System | 1.9754 | 1 |  |  |  | x | #REF! | #REF! | 13.1006 | -6.4688
Retro12Med | Retro | Chiller-System | Commercial | HVAC | 8.4098e-06 | 2.332e-06 | 0.067 | 5.4598 | 0-10 | <40 | Medium Ret | Chiller-System-Retro-Medium Ret | 0 | 0 | 0 | 0 | 0 | 0 | 0 | 0 | 0 | 0 | 0 | 0 | 0 | 0 | 0 | 0 | 0 | 0 | 0 | 0 | 0 | 0 | 0 | 0 | 0 | 0 | Chiller-System | 2.0602 | 1 |  |  |  | x | #REF! | #REF! | 11.248 | -5.7882
Retro12Med | Retro | Chiller-System | Commercial | HVAC | 5.722e-06 | 1.5867e-06 | 0.045586 | 5.4598 | 0-10 | <40 | Small Ret | Chiller-System-Retro-Small Ret | 0 | 0 | 0 | 0 | 0 | 0 | 0 | 0 | 0 | 0 | 0 | 0 | 0 | 0 | 0 | 0 | 0 | 0 | 0 | 0 | 0 | 0 | 0 | 0 | 0 | 0 | Chiller-System | 2.0602 | 1 |  |  |  | x | #REF! | #REF! | 11.248 | -5.7882
Retro12Med | Retro | Chiller-System | Commercial | HVAC | 3.8874e-06 | 1.078e-06 | 0.03097 | 4.1443 | 0-10 | <40 | School K-12 | Chiller-System-Retro-School K-12 | 0.027844 | 0.027786 | 0.027727 | 0.027669 | 0.027611 | 0.024798 | 0.019797 | 0.015804 | 0.012617 | 0.010072 | 0.0080408 | 0.0064191 | 0.0051245 | 0.0039399 | 0 | 0 | 0 | 0 | 0 | 0 | 0.24525 | 0.24525 | 0.24525 | 0.22977 | 0.16344 | 1.0164 | Chiller-System | 2.1644 | 1 |  |  |  | x | #REF! | #REF! | 8.9698 | -4.8255
Retro12Med | Retro | Chiller-System | Commercial | HVAC | 1.3571e-05 | 3.7633e-06 | 0.10812 | 7.2138 | 0-10 | <40 | University | Chiller-System-Retro-University | 0.041259 | 0.04116 | 0.041061 | 0.040963 | 0.040864 | 0.03669 | 0.029281 | 0.023369 | 0.01865 | 0.014884 | 0.011879 | 0.0094803 | 0.0075661 | 0.0040405 | 0 | 0 | 0 | 0 | 0 | 0 | 0.36115 | 0.36115 | 0.36115 | 0.34006 | 0.242 | 2.6053 | Chiller-System | 1.9359 | 1 |  |  |  | x | #REF! | #REF! | 13.9651 | -6.7513
Retro12Med | Retro | Chiller-System | Commercial | HVAC | 5.4034e-08 | 1.4983e-08 | 0.00043048 | 3.6458 | 0-10 | <40 | Warehouse | Chiller-System-Retro-Warehouse | 0 | 0 | 0 | 0 | 0 | 0 | 0 | 0 | 0 | 0 | 0 | 0 | 0 | 0 | 0 | 0 | 0 | 0 | 0 | 0 | 0 | 0 | 0 | 0 | 0 | 0 | Chiller-System | 2.2066 | 1 |  |  |  | x | #REF! | #REF! | 8.045 | -4.3992
Retro12Med | Retro | Chiller-System | Commercial | HVAC | 4.3234e-06 | 1.1989e-06 | 0.034444 | 11.8066 | 10-20 | <40 | Supermarket | Chiller-System-Retro-Supermarket | 0.00020831 | 0.00020733 | 0.00020635 | 0.00020538 | 0.00020441 | 0.0001831 | 0.00014579 | 0.00011608 | 9.2425e-05 | 7.3591e-05 | 5.8595e-05 | 3.9728e-05 | 0 | 0 | 0 | 0 | 0 | 0 | 0 | 0 | 0.0017411 | 0.0017411 | 0.0017411 | 0.0017014 | 0.0012149 | 0.020556 | Chiller-System | 1.6718 | 1 |  |  |  | x | #REF! | #REF! | 19.7385 | -7.9319
Retro12Med | Retro | Chiller-System | Commercial | HVAC | 6.6854e-06 | 1.8538e-06 | 0.053262 | 11.8066 | 10-20 | <40 | MiniMart | Chiller-System-Retro-MiniMart | 0 | 0 | 0 | 0 | 0 | 0 | 0 | 0 | 0 | 0 | 0 | 0 | 0 | 0 | 0 | 0 | 0 | 0 | 0 | 0 | 0 | 0 | 0 | 0 | 0 | 0 | Chiller-System | 1.6718 | 1 |  |  |  | x | #REF! | #REF! | 19.7385 | -7.9319
Retro12Med | Retro | Chiller-System | Commercial | HVAC | 2.7933e-05 | 7.7456e-06 | 0.22254 | 4.3838 | 0-10 | <40 | Restaurant | Chiller-System-Retro-Restaurant | 0 | 0 | 0 | 0 | 0 | 0 | 0 | 0 | 0 | 0 | 0 | 0 | 0 | 0 | 0 | 0 | 0 | 0 | 0 | 0 | 0 | 0 | 0 | 0 | 0 | 0 | Chiller-System | 2.1446 | 1 |  |  |  | x | #REF! | #REF! | 9.4015 | -5.0177
Retro12Med | Retro | Chiller-System | Commercial | HVAC | 1.5559e-05 | 4.3145e-06 | 0.12396 | 10.1255 | 10-20 | <40 | Lodging | Chiller-System-Retro-Lodging | 0.038329 | 0.038188 | 0.038046 | 0.037905 | 0.037765 | 0.033863 | 0.02699 | 0.021512 | 0.017146 | 0.013666 | 0.010892 | 0.0086817 | 0.0042531 | 0 | 0 | 0 | 0 | 0 | 0 | 0 | 0.32724 | 0.32724 | 0.32724 | 0.3143 | 0.2241 | 3.3134 | Chiller-System | 1.7597 | 1 |  |  |  | x | #REF! | #REF! | 17.8176 | -7.6921
Retro12Med | Retro | Chiller-System | Commercial | HVAC | 9.0148e-05 | 2.4998e-05 | 0.7182 | 10.6179 | 10-20 | <40 | Hospital | Chiller-System-Retro-Hospital | 0.53562 | 0.53342 | 0.53124 | 0.52906 | 0.52689 | 0.47226 | 0.37626 | 0.29977 | 0.23883 | 0.19028 | 0.1516 | 0.12078 | 0.096232 | 0.074997 | 0 | 0 | 0 | 0 | 0 | 0 | 4.6772 | 4.6772 | 4.6772 | 4.3852 | 3.1285 | 49.6626 | Chiller-System | 1.733 | 1 |  |  |  | x | #REF! | #REF! | 18.4008 | -7.7829
Retro12Med | Retro | Chiller-System | Commercial | HVAC | 2.401e-05 | 6.658e-06 | 0.19129 | 10.4316 | 10-20 | <40 | Residential Care | Chiller-System-Retro-Residential Care | 0.015484 | 0.01542 | 0.015357 | 0.015294 | 0.015231 | 0.013652 | 0.010877 | 0.0086657 | 0.0069041 | 0.0055007 | 0.0043825 | 0.0034916 | 0.00089528 | 0 | 0 | 0 | 0 | 0 | 0 | 0 | 0.13115 | 0.13115 | 0.13115 | 0.12677 | 0.090437 | 1.3682 | Chiller-System | 1.743 | 1 |  |  |  | x | #REF! | #REF! | 18.1823 | -7.7507
Retro12Med | Retro | Chiller-System | Commercial | HVAC | 1.1936e-07 | 3.3097e-08 | 0.0009509 | 7.3137 | 0-10 | <40 | Assembly | Chiller-System-Retro-Assembly | 0.00055497 | 0.00055248 | 0.00055 | 0.00054753 | 0.00054508 | 0.00048837 | 0.00038894 | 0.00030976 | 0.00024669 | 0.00019647 | 0.00015647 | 0.00012461 | 1.4109e-05 | 0 | 0 | 0 | 0 | 0 | 0 | 0 | 0.0046755 | 0.0046755 | 0.0046755 | 0.0045367 | 0.0032384 | 0.034195 | Chiller-System | 1.9293 | 1 |  |  |  | x | #REF! | #REF! | 14.11 | -6.7963
Retro12Med | Retro | Chiller-System | Commercial | HVAC | 3.6238e-06 | 1.0049e-06 | 0.02887 | 7.3137 | 0-10 | <40 | Other | Chiller-System-Retro-Other | 0.01885 | 0.01868 | 0.018512 | 0.018345 | 0.01818 | 0.016215 | 0.012855 | 0.010192 | 0.0080799 | 0.0058709 | 0 | 0 | 0 | 0 | 0 | 0 | 0 | 0 | 0 | 0 | 0.14578 | 0.14578 | 0.14578 | 0.14578 | 0.10878 | 1.0662 | Chiller-System | 1.9293 | 1 |  |  |  | x | #REF! | #REF! | 14.11 | -6.7963
LOEven20 | New | Chiller-Upgrade | Commercial | HVAC | 2.0704e-05 | 5.7412e-06 | 0.16495 | 48.6859 | 40-50 | 40-100 | Large Off | Chiller-Upgrade-New-Large Off | 0.0018099 | 0.0035108 | 0.004297 | 0.0054341 | 0.0067133 | 0.0093732 | 0.011959 | 0.01516 | 0.018305 | 0.019882 | 0.02293 | 0.025743 | 0.025437 | 0.030581 | 0.032759 | 0.037768 | 0.040519 | 0.048111 | 0.042322 | 0.047392 | 0.45001 | 0.45001 | 0.23389 | 0.11937 | 0.031138 | 21.9089 | Chiller-Upgrade | 0.78454 | 0 |  |  |  | x | #REF! | #REF! | 38.1962 | 10.4896
LOEven20 | New | Chiller-Upgrade | Commercial | HVAC | 1.9373e-05 | 5.3719e-06 | 0.15434 | 48.6859 | 40-50 | 40-100 | Medium Off | Chiller-Upgrade-New-Medium Off | 0.00024473 | 0.00048244 | 0.00058846 | 0.00068916 | 0.0008666 | 0.0012969 | 0.0016134 | 0.0020401 | 0.0024657 | 0.0025525 | 0.003091 | 0.0034899 | 0.0033614 | 0.0041976 | 0.0042085 | 0.0050262 | 0.0053455 | 0.0063147 | 0.0054244 | 0.0060999 | 0.059399 | 0.059399 | 0.031188 | 0.015931 | 0.0041683 | 2.8919 | Chiller-Upgrade | 0.78454 | 0 |  |  |  | x | #REF! | #REF! | 38.1962 | 10.4896
LOEven20 | New | Chiller-Upgrade | Commercial | HVAC | 8.5252e-06 | 2.364e-06 | 0.067919 | 48.6859 | 40-50 | 40-100 | Small Off | Chiller-Upgrade-New-Small Off | 0 | 0 | 0 | 0 | 0 | 0 | 0 | 0 | 0 | 0 | 0 | 0 | 0 | 0 | 0 | 0 | 0 | 0 | 0 | 0 | 0 | 0 | 0 | 0 | 0 | 0 | Chiller-Upgrade | 0.78454 | 0 |  |  |  | x | #REF! | #REF! | 38.1962 | 10.4896
LOEven20 | New | Chiller-Upgrade | Commercial | HVAC | 1.5544e-05 | 4.3104e-06 | 0.12384 | 48.6859 | 40-50 | 40-100 | XLarge Ret | Chiller-Upgrade-New-XLarge Ret | 5.8802e-05 | 0.0001168 | 0.00022176 | 0.00042806 | 0.00049553 | 0.00077802 | 0.00092179 | 0.00084528 | 0.0014669 | 0.0015048 | 0.0018033 | 0.001826 | 0.0021351 | 0.0022308 | 0.0024382 | 0.0025864 | 0.0028681 | 0.0027187 | 0.0028961 | 0.0029856 | 0.031326 | 0.031326 | 0.017271 | 0.0086411 | 0.002099 | 1.5251 | Chiller-Upgrade | 0.78454 | 0 |  |  |  | x | #REF! | #REF! | 38.1962 | 10.4896
LOEven20 | New | Chiller-Upgrade | Commercial | HVAC | 1.3125e-05 | 3.6394e-06 | 0.10456 | 48.6859 | 40-50 | 40-100 | Large Ret | Chiller-Upgrade-New-Large Ret | 0 | 0 | 0 | 0 | 0 | 0 | 0 | 0 | 0 | 0 | 0 | 0 | 0 | 0 | 0 | 0 | 0 | 0 | 0 | 0 | 0 | 0 | 0 | 0 | 0 | 0 | Chiller-Upgrade | 0.78454 | 0 |  |  |  | x | #REF! | #REF! | 38.1962 | 10.4896
LOEven20 | New | Chiller-Upgrade | Commercial | HVAC | 6.4495e-06 | 1.7884e-06 | 0.051382 | 48.6859 | 40-50 | 40-100 | Medium Ret | Chiller-Upgrade-New-Medium Ret | 0 | 0 | 0 | 0 | 0 | 0 | 0 | 0 | 0 | 0 | 0 | 0 | 0 | 0 | 0 | 0 | 0 | 0 | 0 | 0 | 0 | 0 | 0 | 0 | 0 | 0 | Chiller-Upgrade | 0.78454 | 0 |  |  |  | x | #REF! | #REF! | 38.1962 | 10.4896
LOEven20 | New | Chiller-Upgrade | Commercial | HVAC | 4.3882e-06 | 1.2168e-06 | 0.03496 | 48.6859 | 40-50 | 40-100 | Small Ret | Chiller-Upgrade-New-Small Ret | 0 | 0 | 0 | 0 | 0 | 0 | 0 | 0 | 0 | 0 | 0 | 0 | 0 | 0 | 0 | 0 | 0 | 0 | 0 | 0 | 0 | 0 | 0 | 0 | 0 | 0 | Chiller-Upgrade | 0.78454 | 0 |  |  |  | x | #REF! | #REF! | 38.1962 | 10.4896
LOEven20 | New | Chiller-Upgrade | Commercial | HVAC | 1.2046e-06 | 3.3403e-07 | 0.0095968 | 48.6859 | 40-50 | 40-100 | School K-12 | Chiller-Upgrade-New-School K-12 | 2.8294e-05 | 5.628e-05 | 8.4483e-05 | 0.00011249 | 0.00014008 | 0.00016545 | 0.00019601 | 0.00022564 | 0.00030913 | 0.00034527 | 0.00037862 | 0.00042878 | 0.00045353 | 0.00048456 | 0.00051736 | 0.00056741 | 0.00059059 | 0.00064146 | 0.0006898 | 0.00074968 | 0.0071649 | 0.0071649 | 0.003926 | 0.0020418 | 0.00058709 | 0.34883 | Chiller-Upgrade | 0.78454 | 0 |  |  |  | x | #REF! | #REF! | 38.1962 | 10.4896
LOEven20 | New | Chiller-Upgrade | Commercial | HVAC | 4.2053e-06 | 1.1661e-06 | 0.033503 | 48.6859 | 40-50 | 40-100 | University | Chiller-Upgrade-New-University | 3.3588e-05 | 6.4328e-05 | 0.00011072 | 0.00014302 | 0.00019482 | 0.00023738 | 0.00028013 | 0.00031273 | 0.00038225 | 0.00044935 | 0.0004731 | 0.00051453 | 0.00051504 | 0.00057741 | 0.00066159 | 0.00076141 | 0.00078694 | 0.00088403 | 0.00087918 | 0.0010218 | 0.0092833 | 0.0092833 | 0.00495 | 0.0026814 | 0.00078385 | 0.45197 | Chiller-Upgrade | 0.78454 | 0 |  |  |  | x | #REF! | #REF! | 38.1962 | 10.4896
LOEven20 | New | Chiller-Upgrade | Commercial | HVAC | 4.1439e-08 | 1.1491e-08 | 0.00033014 | 48.6859 | 40-50 | 40-100 | Warehouse | Chiller-Upgrade-New-Warehouse | 0 | 0 | 0 | 0 | 0 | 0 | 0 | 0 | 0 | 0 | 0 | 0 | 0 | 0 | 0 | 0 | 0 | 0 | 0 | 0 | 0 | 0 | 0 | 0 | 0 | 0 | Chiller-Upgrade | 0.78454 | 0 |  |  |  | x | #REF! | #REF! | 38.1962 | 10.4896
LOEven20 | New | Chiller-Upgrade | Commercial | HVAC | 3.3157e-06 | 9.1942e-07 | 0.026415 | 48.6859 | 40-50 | 40-100 | Supermarket | Chiller-Upgrade-New-Supermarket | 6.348e-07 | 1.2803e-06 | 1.8838e-06 | 2.5971e-06 | 3.5391e-06 | 4.5552e-06 | 5.5208e-06 | 5.485e-06 | 9.2794e-06 | 9.4581e-06 | 1.1678e-05 | 1.1141e-05 | 1.3734e-05 | 1.4788e-05 | 1.6403e-05 | 1.753e-05 | 1.9655e-05 | 1.7535e-05 | 1.936e-05 | 1.9697e-05 | 0.00020575 | 0.00020575 | 0.00011198 | 5.5912e-05 | 1.449e-05 | 0.010017 | Chiller-Upgrade | 0.78454 | 0 |  |  |  | x | #REF! | #REF! | 38.1962 | 10.4896
LOEven20 | New | Chiller-Upgrade | Commercial | HVAC | 5.127e-06 | 1.4217e-06 | 0.040847 | 48.6859 | 40-50 | 40-100 | MiniMart | Chiller-Upgrade-New-MiniMart | 0 | 0 | 0 | 0 | 0 | 0 | 0 | 0 | 0 | 0 | 0 | 0 | 0 | 0 | 0 | 0 | 0 | 0 | 0 | 0 | 0 | 0 | 0 | 0 | 0 | 0 | Chiller-Upgrade | 0.78454 | 0 |  |  |  | x | #REF! | #REF! | 38.1962 | 10.4896
LOEven20 | New | Chiller-Upgrade | Commercial | HVAC | 2.1422e-05 | 5.9402e-06 | 0.17066 | 48.6859 | 40-50 | 40-100 | Restaurant | Chiller-Upgrade-New-Restaurant | 0 | 0 | 0 | 0 | 0 | 0 | 0 | 0 | 0 | 0 | 0 | 0 | 0 | 0 | 0 | 0 | 0 | 0 | 0 | 0 | 0 | 0 | 0 | 0 | 0 | 0 | Chiller-Upgrade | 0.78454 | 0 |  |  |  | x | #REF! | #REF! | 38.1962 | 10.4896
LOEven20 | New | Chiller-Upgrade | Commercial | HVAC | 1.0812e-05 | 2.9981e-06 | 0.086137 | 48.6859 | 40-50 | 40-100 | Lodging | Chiller-Upgrade-New-Lodging | 0.00011241 | 0.00018337 | 0.0002376 | 0.00031569 | 0.00043695 | 0.00061689 | 0.0007348 | 0.00066134 | 0.0013253 | 0.0012781 | 0.001761 | 0.0015804 | 0.0022612 | 0.0019194 | 0.0026643 | 0.0027369 | 0.0030817 | 0.0031044 | 0.0038249 | 0.0032637 | 0.0321 | 0.0321 | 0.016089 | 0.0076634 | 0.0019029 | 1.5628 | Chiller-Upgrade | 0.78454 | 0 |  |  |  | x | #REF! | #REF! | 38.1962 | 10.4896
LOEven20 | New | Chiller-Upgrade | Commercial | HVAC | 0.00011586 | 3.2127e-05 | 0.92303 | 48.6859 | 40-50 | 40-100 | Hospital | Chiller-Upgrade-New-Hospital | 0.011751 | 0.029193 | 0.04782 | 0.05997 | 0.086833 | 0.11939 | 0.12872 | 0.12253 | 0.14748 | 0.17642 | 0.18407 | 0.18931 | 0.18752 | 0.19952 | 0.22054 | 0.26649 | 0.2853 | 0.30161 | 0.3317 | 0.3611 | 3.4573 | 3.4573 | 1.9111 | 1.1142 | 0.35496 | 168.3201 | Chiller-Upgrade | 0.78454 | 0 |  |  |  | x | #REF! | #REF! | 38.1962 | 10.4896
LOEven20 | New | Chiller-Upgrade | Commercial | HVAC | 3.0859e-05 | 8.5569e-06 | 0.24585 | 48.6859 | 40-50 | 40-100 | Residential Care | Chiller-Upgrade-New-Residential Care | 0.00023951 | 0.00050791 | 0.00080073 | 0.0011879 | 0.0015889 | 0.0021766 | 0.0022118 | 0.0021423 | 0.0024912 | 0.003008 | 0.0031184 | 0.0031637 | 0.0029831 | 0.0033067 | 0.0035405 | 0.0044418 | 0.0044873 | 0.0050174 | 0.005389 | 0.0060703 | 0.057873 | 0.057873 | 0.032467 | 0.019473 | 0.0065015 | 2.8176 | Chiller-Upgrade | 0.78454 | 0 |  |  |  | x | #REF! | #REF! | 38.1962 | 10.4896
LOEven20 | New | Chiller-Upgrade | Commercial | HVAC | 1.5598e-08 | 4.3253e-09 | 0.00012427 | 48.6859 | 40-50 | 40-100 | Assembly | Chiller-Upgrade-New-Assembly | 3.8696e-07 | 1.2926e-06 | 1.2169e-06 | 1.6093e-06 | 2.329e-06 | 3.4993e-06 | 4.5611e-06 | 5.6988e-06 | 7.3828e-06 | 8.1721e-06 | 8.5635e-06 | 8.8515e-06 | 1.0832e-05 | 1.1763e-05 | 1.285e-05 | 1.4364e-05 | 1.5801e-05 | 1.7088e-05 | 1.6592e-05 | 1.7749e-05 | 0.0001706 | 0.0001706 | 8.9009e-05 | 4.4712e-05 | 1.0334e-05 | 0.008306 | Chiller-Upgrade | 0.78454 | 0 |  |  |  | x | #REF! | #REF! | 38.1962 | 10.4896
LOEven20 | New | Chiller-Upgrade | Commercial | HVAC | 9.0152e-06 | 2.4999e-06 | 0.071823 | 48.6859 | 40-50 | 40-100 | Other | Chiller-Upgrade-New-Other | 0.00035246 | 0.00090721 | 0.0011605 | 0.0015012 | 0.0027232 | 0.0034076 | 0.0034656 | 0.0036476 | 0.005205 | 0.0057723 | 0.006451 | 0.0061689 | 0.0064796 | 0.006904 | 0.0079128 | 0.0079502 | 0.0097222 | 0.011513 | 0.01039 | 0.011219 | 0.11285 | 0.11285 | 0.062059 | 0.034594 | 0.010052 | 5.4944 | Chiller-Upgrade | 0.78454 | 0 |  |  |  | x | #REF! | #REF! | 38.1962 | 10.4896
LO50Fast | NR | Computers | Commercial | Electronics | 0.00010751 | 7.4534e-05 | 1.3642 | 8.9165 | 0-10 | <40 | Office | Laptop | 0.040626 | 0.062205 | 0.076332 | 0.085946 | 0.092779 | 0.096792 | 0.022577 | 0 | 0 | 0 | 0 | 0 | 0 | 0 | 0 | 0 | 0 | 0 | 0 | 0 | 0.47726 | 0.47726 | 0.47726 | 0.47726 | 0.45468 | 4.2554 | Computers | 2.1827 | 1 |  |  |  | x | #REF! | #REF! | 19.4621 | -10.5455
LO50Fast | NR | Computers | Commercial | Electronics | 0.0043019 | 0.0029824 | 54.5854 | 56.6533 | 50-60 | 40-100 | Office | Desktop | 1.6256 | 2.489 | 3.0543 | 0.13937 | 0 | 0 | 0 | 0 | 0 | 0 | 0 | 0 | 0 | 0 | 0 | 0 | 0 | 0 | 0 | 0 | 7.3083 | 7.3083 | 7.3083 | 7.3083 | 7.3083 | 414.0407 | Computers | 0.72564 | 0 |  |  |  | x | #REF! | #REF! | 41.1098 | 15.5435
LO50Fast | NR | Computers | Commercial | Electronics | 0.0034409 | 0.0023854 | 43.6599 | 74.6484 | 70-80 | 40-100 | Office | Desktop-WA | 0.60742 | 0.84626 | 1.0507 | 1.1967 | 1.3067 | 1.3745 | 0.2839 | 0 | 0 | 0 | 0 | 0 | 0 | 0 | 0 | 0 | 0 | 0 | 0 | 0 | 6.6662 | 6.6662 | 6.6662 | 6.6662 | 6.3823 | 497.6199 | Computers | 0.5804 | 0 |  |  |  | x | #REF! | #REF! | 43.3258 | 31.3226
Retro12Med | Retro | ConnectedThermostats | Commercial | HVAC | 3.1858e-05 | 2.3587e-05 | 0.36138 | 92.8238 | 90-100 | 40-100 | Large Off | ConnectedThermostats-Large Off | 0 | 0 | 0 | 0 | 0 | 0 | 0 | 0 | 0 | 0 | 0 | 0 | 0 | 0 | 0 | 0 | 0 | 0 | 0 | 0 | 0 | 0 | 0 | 0 | 0 | 0 | ConnectedThermostats | 0.52919 | 0 |  | x |  | x | #REF! | #REF! | 49.1211 | 43.7027
Retro12Med | Retro | ConnectedThermostats | Commercial | HVAC | 3.1377e-05 | 2.3231e-05 | 0.35593 | 94.196 | 90-100 | 40-100 | Medium Off | ConnectedThermostats-Medium Off | 0.12379 | 0.12597 | 0.12555 | 0.12469 | 0.12406 | 0.11132 | 0.08908 | 0.071116 | 0.056818 | 0.045374 | 0.036131 | 0.02887 | 0.0062606 | 0 | 0 | 0 | 0 | 0 | 0 | 0 | 1.069 | 1.069 | 1.069 | 1.0339 | 0.73539 | 100.6991 | ConnectedThermostats | 0.5248 | 0 |  | x |  | x | #REF! | #REF! | 49.4343 | 44.7617
Retro12Med | Retro | ConnectedThermostats | Commercial | HVAC | 3.6256e-05 | 2.6844e-05 | 0.41128 | 82.0454 | 80-90 | 40-100 | Small Off | ConnectedThermostats-Small Off | 0.30647 | 0.30772 | 0.30677 | 0.30549 | 0.30438 | 0.27307 | 0.21798 | 0.17388 | 0.13873 | 0.1107 | 0.088248 | 0.070408 | 0.042696 | 0 | 0 | 0 | 0 | 0 | 0 | 0 | 2.6465 | 2.6465 | 2.6465 | 2.5334 | 1.8039 | 217.1358 | ConnectedThermostats | 0.56852 | 0 |  | x |  | x | #REF! | #REF! | 46.6442 | 35.4011
Retro12Med | Retro | ConnectedThermostats | Commercial | HVAC | 1.817e-05 | 1.3453e-05 | 0.20612 | 164.5356 | 160-170 | >100 | XLarge Ret | ConnectedThermostats-XLarge Ret | 0 | 0 | 0 | 0 | 0 | 0 | 0 | 0 | 0 | 0 | 0 | 0 | 0 | 0 | 0 | 0 | 0 | 0 | 0 | 0 | 0 | 0 | 0 | 0 | 0 | 0 | ConnectedThermostats | 0.38359 | 0 |  | x |  | x | #REF! | #REF! | 63.1144 | 101.4211
Retro12Med | Retro | ConnectedThermostats | Commercial | HVAC | 1.5261e-05 | 1.1299e-05 | 0.17312 | 196.093 | 190-200 | >100 | Large Ret | ConnectedThermostats-Large Ret | 0 | 0 | 0 | 0 | 0 | 0 | 0 | 0 | 0 | 0 | 0 | 0 | 0 | 0 | 0 | 0 | 0 | 0 | 0 | 0 | 0 | 0 | 0 | 0 | 0 | 0 | ConnectedThermostats | 0.35369 | 0 |  | x |  | x | #REF! | #REF! | 69.3555 | 126.7374
Retro12Med | Retro | ConnectedThermostats | Commercial | HVAC | 1.9805e-05 | 1.4663e-05 | 0.22466 | 150.8808 | 150-160 | >100 | Medium Ret | ConnectedThermostats-Medium Ret | 0.044915 | 0.04536 | 0.045151 | 0.045109 | 0.045304 | 0.040478 | 0.032499 | 0.025876 | 0.020463 | 0.016516 | 0.013104 | 0.0014362 | 0 | 0 | 0 | 0 | 0 | 0 | 0 | 0 | 0.37621 | 0.37621 | 0.37621 | 0.37478 | 0.26632 | 56.7632 | ConnectedThermostats | 0.40034 | 0 |  | x |  | x | #REF! | #REF! | 60.4043 | 90.4765
Retro12Med | Retro | ConnectedThermostats | Commercial | HVAC | 2.6482e-05 | 1.9607e-05 | 0.3004 | 112.5779 | 110-120 | >100 | Small Ret | ConnectedThermostats-Small Ret | 0.078238 | 0.078373 | 0.078005 | 0.077725 | 0.077543 | 0.069422 | 0.055405 | 0.044118 | 0.035061 | 0.028044 | 0.02231 | 0.011084 | 0 | 0 | 0 | 0 | 0 | 0 | 0 | 0 | 0.65533 | 0.65533 | 0.65533 | 0.64424 | 0.45931 | 73.7755 | ConnectedThermostats | 0.46897 | 0 |  | x |  | x | #REF! | #REF! | 52.7962 | 59.7817
Retro12Med | Retro | ConnectedThermostats | Commercial | HVAC | 2.0745e-05 | 1.5359e-05 | 0.23532 | 143.1307 | 140-150 | >100 | School K-12 | ConnectedThermostats-School K-12 | 0.10822 | 0.10873 | 0.1085 | 0.10827 | 0.10803 | 0.097016 | 0.077436 | 0.06182 | 0.04935 | 0.039448 | 0.031491 | 0.025138 | 0.020073 | 0.0071586 | 0 | 0 | 0 | 0 | 0 | 0 | 0.95067 | 0.95067 | 0.95067 | 0.8983 | 0.63876 | 136.0703 | ConnectedThermostats | 0.4148 | 0 |  | x |  | x | #REF! | #REF! | 59.3707 | 83.76
Retro12Med | Retro | ConnectedThermostats | Commercial | HVAC | 2.2667e-05 | 1.6782e-05 | 0.25712 | 130.9748 | 130-140 | >100 | University | ConnectedThermostats-University | 0 | 0 | 0 | 0 | 0 | 0 | 0 | 0 | 0 | 0 | 0 | 0 | 0 | 0 | 0 | 0 | 0 | 0 | 0 | 0 | 0 | 0 | 0 | 0 | 0 | 0 | ConnectedThermostats | 0.43414 | 0 |  | x |  | x | #REF! | #REF! | 56.8614 | 74.1133
Retro12Med | Retro | ConnectedThermostats | Commercial | HVAC | 1.938e-05 | 1.4349e-05 | 0.21984 | 154.2312 | 150-160 | >100 | Warehouse | ConnectedThermostats-Warehouse | 0.1369 | 0.1371 | 0.13668 | 0.13599 | 0.13536 | 0.12103 | 0.096458 | 0.076803 | 0.061066 | 0.048692 | 0.038772 | 0.019193 | 0 | 0 | 0 | 0 | 0 | 0 | 0 | 0 | 1.1441 | 1.1441 | 1.1441 | 1.1249 | 0.80307 | 176.4483 | ConnectedThermostats | 0.39585 | 0 |  | x |  | x | #REF! | #REF! | 61.0525 | 93.1787
Retro12Med | Retro | ConnectedThermostats | Commercial | HVAC | 5.2471e-05 | 3.8849e-05 | 0.59521 | 42.085 | 40-50 | 40-100 | Supermarket | ConnectedThermostats-Supermarket | 0.039756 | 0.039912 | 0.039726 | 0.039532 | 0.039356 | 0.03528 | 0.028108 | 0.022388 | 0.0178 | 0.014237 | 0.011322 | 0.0048153 | 0 | 0 | 0 | 0 | 0 | 0 | 0 | 0 | 0.33223 | 0.33223 | 0.33223 | 0.32742 | 0.23356 | 13.982 | ConnectedThermostats | 0.94601 | 0 |  | x |  | x | #REF! | #REF! | 39.8128 | 2.2722
Retro12Med | Retro | ConnectedThermostats | Commercial | HVAC | 9.2991e-05 | 6.8849e-05 | 1.0548 | 23.4974 | 20-30 | <40 | MiniMart | ConnectedThermostats-MiniMart | 0.080504 | 0.080716 | 0.080512 | 0.080317 | 0.080111 | 0.072391 | 0.05782 | 0.046119 | 0.036745 | 0.029439 | 0.023464 | 0.018732 | 0.014941 | 0.001381 | 0 | 0 | 0 | 0 | 0 | 0 | 0.70319 | 0.70319 | 0.70319 | 0.66814 | 0.47455 | 16.5232 | ConnectedThermostats | 1.2896 | 1 |  | x |  | x | #REF! | #REF! | 30.3032 | -6.8058
Retro12Med | Retro | ConnectedThermostats | Commercial | HVAC | 2.2789e-05 | 1.6872e-05 | 0.2585 | 130.3121 | 130-140 | >100 | Restaurant | ConnectedThermostats-Restaurant | 0.012197 | 0.012291 | 0.01216 | 0.012039 | 0.011932 | 0.01065 | 0.0084595 | 0.0067059 | 0.0052997 | 0.0021795 | 0 | 0 | 0 | 0 | 0 | 0 | 0 | 0 | 0 | 0 | 0.093914 | 0.093914 | 0.093914 | 0.093914 | 0.07127 | 12.2382 | ConnectedThermostats | 0.43514 | 0 |  | x |  | x | #REF! | #REF! | 56.7035 | 73.6086
Retro12Med | Retro | ConnectedThermostats | Commercial | HVAC | 4.2145e-05 | 3.1203e-05 | 0.47807 | 70.0676 | 70-80 | 40-100 | Lodging | ConnectedThermostats-Lodging | 0 | 0 | 0 | 0 | 0 | 0 | 0 | 0 | 0 | 0 | 0 | 0 | 0 | 0 | 0 | 0 | 0 | 0 | 0 | 0 | 0 | 0 | 0 | 0 | 0 | 0 | ConnectedThermostats | 0.63321 | 0 |  | x |  | x | #REF! | #REF! | 44.3675 | 25.7001
Retro12Med | Retro | ConnectedThermostats | Commercial | HVAC | 2.0706e-05 | 1.533e-05 | 0.23488 | 142.3142 | 140-150 | >100 | Hospital | ConnectedThermostats-Hospital | 0 | 0 | 0 | 0 | 0 | 0 | 0 | 0 | 0 | 0 | 0 | 0 | 0 | 0 | 0 | 0 | 0 | 0 | 0 | 0 | 0 | 0 | 0 | 0 | 0 | 0 | ConnectedThermostats | 0.42042 | 0 |  | x |  | x | #REF! | #REF! | 59.8317 | 82.4825
Retro12Med | Retro | ConnectedThermostats | Commercial | HVAC | 3.7809e-05 | 2.7993e-05 | 0.42889 | 78.4098 | 70-80 | 40-100 | Residential Care | ConnectedThermostats-Residential Care | 0.038561 | 0.039215 | 0.039105 | 0.038989 | 0.03893 | 0.034956 | 0.027957 | 0.022184 | 0.017601 | 0.014033 | 0.011204 | 0.0033537 | 0 | 0 | 0 | 0 | 0 | 0 | 0 | 0 | 0.32609 | 0.32609 | 0.32609 | 0.32274 | 0.22976 | 25.5686 | ConnectedThermostats | 0.58674 | 0 |  | x |  | x | #REF! | #REF! | 46.0062 | 32.4035
Retro12Med | Retro | ConnectedThermostats | Commercial | HVAC | 2.1798e-05 | 1.6139e-05 | 0.24727 | 136.605 | 130-140 | >100 | Assembly | ConnectedThermostats-Assembly | 0.16292 | 0.16408 | 0.16459 | 0.16268 | 0.16193 | 0.14534 | 0.11613 | 0.092648 | 0.073896 | 0.059015 | 0.046987 | 0.01734 | 0 | 0 | 0 | 0 | 0 | 0 | 0 | 0 | 1.3675 | 1.3675 | 1.3675 | 1.3502 | 0.96154 | 186.8139 | ConnectedThermostats | 0.42306 | 0 |  | x |  | x | #REF! | #REF! | 57.7915 | 78.8135
Retro12Med | Retro | ConnectedThermostats | Commercial | HVAC | 2.8107e-05 | 2.081e-05 | 0.31883 | 105.6288 | 100-110 | >100 | Other | ConnectedThermostats-Other | 0.16129 | 0.16248 | 0.16178 | 0.15984 | 0.15832 | 0.14232 | 0.11294 | 0.089237 | 0.070615 | 0.023107 | 0 | 0 | 0 | 0 | 0 | 0 | 0 | 0 | 0 | 0 | 1.2419 | 1.2419 | 1.2419 | 1.2419 | 0.94604 | 131.1845 | ConnectedThermostats | 0.48854 | 0 |  | x |  | x | #REF! | #REF! | 51.6035 | 54.0253
LO5Med | New | ConnectedThermostats | Commercial | HVAC | 3.1858e-05 | 2.3587e-05 | 0.36138 | 92.8238 | 90-100 | 40-100 | Large Off | ConnectedThermostats-Large Off | 0 | 0 | 0 | 0 | 0 | 0 | 0 | 0 | 0 | 0 | 0 | 0 | 0 | 0 | 0 | 0 | 0 | 0 | 0 | 0 | 0 | 0 | 0 | 0 | 0 | 0 | ConnectedThermostats | 0.52919 | 0 |  | x |  | x | #REF! | #REF! | 49.1211 | 43.7027
LO5Med | New | ConnectedThermostats | Commercial | HVAC | 3.1377e-05 | 2.3231e-05 | 0.35593 | 94.196 | 90-100 | 40-100 | Medium Off | ConnectedThermostats-Medium Off | 0.0009376 | 0.0020588 | 0.0028033 | 0.0036135 | 0.0049562 | 0.0081067 | 0.010898 | 0.014604 | 0.018268 | 0.019084 | 0.022769 | 0.024814 | 0.022727 | 0.026713 | 0.024997 | 0.027988 | 0.028015 | 0.031256 | 0.025436 | 0.027174 | 0.34722 | 0.34722 | 0.20735 | 0.1081 | 0.022476 | 32.7065 | ConnectedThermostats | 0.5248 | 0 |  | x |  | x | #REF! | #REF! | 49.4343 | 44.7617
LO5Med | New | ConnectedThermostats | Commercial | HVAC | 3.6256e-05 | 2.6844e-05 | 0.41128 | 82.0454 | 80-90 | 40-100 | Small Off | ConnectedThermostats-Small Off | 0.00080671 | 0.0017906 | 0.0025342 | 0.0033843 | 0.0045775 | 0.0072226 | 0.0095354 | 0.012654 | 0.016357 | 0.017492 | 0.020383 | 0.022144 | 0.020887 | 0.023708 | 0.022479 | 0.02459 | 0.024789 | 0.026922 | 0.023219 | 0.024322 | 0.3098 | 0.3098 | 0.18596 | 0.096737 | 0.020316 | 25.4175 | ConnectedThermostats | 0.56852 | 0 |  | x |  | x | #REF! | #REF! | 46.6442 | 35.4011
LO5Med | New | ConnectedThermostats | Commercial | HVAC | 1.817e-05 | 1.3453e-05 | 0.20612 | 164.5356 | 160-170 | >100 | XLarge Ret | ConnectedThermostats-XLarge Ret | 0 | 0 | 0 | 0 | 0 | 0 | 0 | 0 | 0 | 0 | 0 | 0 | 0 | 0 | 0 | 0 | 0 | 0 | 0 | 0 | 0 | 0 | 0 | 0 | 0 | 0 | ConnectedThermostats | 0.38359 | 0 |  | x |  | x | #REF! | #REF! | 63.1144 | 101.4211
LO5Med | New | ConnectedThermostats | Commercial | HVAC | 1.5261e-05 | 1.1299e-05 | 0.17312 | 196.0929 | 190-200 | >100 | Large Ret | ConnectedThermostats-Large Ret | 0 | 0 | 0 | 0 | 0 | 0 | 0 | 0 | 0 | 0 | 0 | 0 | 0 | 0 | 0 | 0 | 0 | 0 | 0 | 0 | 0 | 0 | 0 | 0 | 0 | 0 | ConnectedThermostats | 0.35369 | 0 |  | x |  | x | #REF! | #REF! | 69.3555 | 126.7374
LO5Med | New | ConnectedThermostats | Commercial | HVAC | 1.9805e-05 | 1.4663e-05 | 0.22466 | 150.8808 | 150-160 | >100 | Medium Ret | ConnectedThermostats-Medium Ret | 0.00024002 | 0.00053618 | 0.0011345 | 0.0025125 | 0.0031098 | 0.0055357 | 0.0070401 | 0.0067743 | 0.01228 | 0.012602 | 0.015077 | 0.014655 | 0.016261 | 0.015942 | 0.016184 | 0.016123 | 0.016851 | 0.014891 | 0.014817 | 0.014233 | 0.2068 | 0.2068 | 0.12988 | 0.066842 | 0.013069 | 31.2019 | ConnectedThermostats | 0.40034 | 0 |  | x |  | x | #REF! | #REF! | 60.4043 | 90.4765
LO5Med | New | ConnectedThermostats | Commercial | HVAC | 2.6482e-05 | 1.9607e-05 | 0.3004 | 112.5779 | 110-120 | >100 | Small Ret | ConnectedThermostats-Small Ret | 0.00018228 | 0.00040231 | 0.00078879 | 0.0015341 | 0.0019681 | 0.0032778 | 0.0041796 | 0.0042077 | 0.0074505 | 0.0078246 | 0.0091672 | 0.0091514 | 0.0099706 | 0.0098599 | 0.0099714 | 0.0099434 | 0.010329 | 0.0093663 | 0.0094539 | 0.0091403 | 0.12817 | 0.12817 | 0.079936 | 0.040983 | 0.0081534 | 14.429 | ConnectedThermostats | 0.46897 | 0 |  | x |  | x | #REF! | #REF! | 52.7962 | 59.7817
LO5Med | New | ConnectedThermostats | Commercial | HVAC | 2.0745e-05 | 1.5359e-05 | 0.23532 | 143.1307 | 140-150 | >100 | School K-12 | ConnectedThermostats-School K-12 | 0.00027365 | 0.00060633 | 0.001016 | 0.0014891 | 0.0020225 | 0.002611 | 0.0033423 | 0.0040776 | 0.0057818 | 0.006517 | 0.0070408 | 0.0076966 | 0.007741 | 0.0077848 | 0.0077577 | 0.0079765 | 0.0078139 | 0.0080154 | 0.0081658 | 0.008431 | 0.10616 | 0.10616 | 0.065758 | 0.034778 | 0.0080185 | 15.1949 | ConnectedThermostats | 0.4148 | 0 |  | x |  | x | #REF! | #REF! | 59.3707 | 83.76
LO5Med | New | ConnectedThermostats | Commercial | HVAC | 2.2667e-05 | 1.6782e-05 | 0.25712 | 130.9748 | 130-140 | >100 | University | ConnectedThermostats-University | 0 | 0 | 0 | 0 | 0 | 0 | 0 | 0 | 0 | 0 | 0 | 0 | 0 | 0 | 0 | 0 | 0 | 0 | 0 | 0 | 0 | 0 | 0 | 0 | 0 | 0 | ConnectedThermostats | 0.43414 | 0 |  | x |  | x | #REF! | #REF! | 56.8614 | 74.1133
LO5Med | New | ConnectedThermostats | Commercial | HVAC | 1.938e-05 | 1.4349e-05 | 0.21984 | 154.2312 | 150-160 | >100 | Warehouse | ConnectedThermostats-Warehouse | 0.00031283 | 0.00088482 | 0.0014128 | 0.0021011 | 0.0022019 | 0.0033667 | 0.0042729 | 0.0041215 | 0.00613 | 0.0069532 | 0.0075057 | 0.0075088 | 0.0074545 | 0.0088303 | 0.0087591 | 0.010162 | 0.0088755 | 0.0091222 | 0.0090492 | 0.0089173 | 0.11794 | 0.11794 | 0.071816 | 0.039264 | 0.01028 | 18.1903 | ConnectedThermostats | 0.39585 | 0 |  | x |  | x | #REF! | #REF! | 61.0525 | 93.1787
LO5Med | New | ConnectedThermostats | Commercial | HVAC | 5.2471e-05 | 3.8849e-05 | 0.59521 | 42.085 | 40-50 | 40-100 | Supermarket | ConnectedThermostats-Supermarket | 0.00012653 | 0.00028426 | 0.00046689 | 0.00070849 | 0.0010531 | 0.0014815 | 0.0019402 | 0.0020429 | 0.0035769 | 0.0036793 | 0.0044757 | 0.0041214 | 0.0048312 | 0.0048965 | 0.005069 | 0.0050788 | 0.0053593 | 0.0045158 | 0.0047234 | 0.0045652 | 0.062996 | 0.062996 | 0.038754 | 0.019836 | 0.0041207 | 2.6512 | ConnectedThermostats | 0.94601 | 0 |  | x |  | x | #REF! | #REF! | 39.8128 | 2.2722
LO5Med | New | ConnectedThermostats | Commercial | HVAC | 9.2991e-05 | 6.8849e-05 | 1.0548 | 23.4974 | 20-30 | <40 | MiniMart | ConnectedThermostats-MiniMart | 0.00014988 | 0.00032917 | 0.00055583 | 0.00080068 | 0.0026401 | 0.0038051 | 0.0046982 | 0.0049848 | 0.0083777 | 0.0086921 | 0.0098504 | 0.010028 | 0.010688 | 0.01104 | 0.011072 | 0.010892 | 0.011453 | 0.010259 | 0.010602 | 0.011084 | 0.142 | 0.142 | 0.087712 | 0.044884 | 0.0082808 | 3.3367 | ConnectedThermostats | 1.2896 | 1 |  | x |  | x | #REF! | #REF! | 30.3032 | -6.8058
LO5Med | New | ConnectedThermostats | Commercial | HVAC | 2.2789e-05 | 1.6872e-05 | 0.2585 | 130.3121 | 130-140 | >100 | Restaurant | ConnectedThermostats-Restaurant | 7.5014e-05 | 0.00014891 | 0.00023269 | 0.00034351 | 0.00049162 | 0.00072477 | 0.0009059 | 0.00088876 | 0.0016582 | 0.0017168 | 0.0021876 | 0.0020219 | 0.0024706 | 0.0022588 | 0.0025108 | 0.0024759 | 0.0027594 | 0.0024675 | 0.0026849 | 0.0023347 | 0.031358 | 0.031358 | 0.018636 | 0.0093738 | 0.0020165 | 4.0864 | ConnectedThermostats | 0.43514 | 0 |  | x |  | x | #REF! | #REF! | 56.7035 | 73.6086
LO5Med | New | ConnectedThermostats | Commercial | HVAC | 4.2145e-05 | 3.1203e-05 | 0.47807 | 70.0676 | 70-80 | 40-100 | Lodging | ConnectedThermostats-Lodging | 0 | 0 | 0 | 0 | 0 | 0 | 0 | 0 | 0 | 0 | 0 | 0 | 0 | 0 | 0 | 0 | 0 | 0 | 0 | 0 | 0 | 0 | 0 | 0 | 0 | 0 | ConnectedThermostats | 0.63321 | 0 |  | x |  | x | #REF! | #REF! | 44.3675 | 25.7001
LO5Med | New | ConnectedThermostats | Commercial | HVAC | 2.0706e-05 | 1.533e-05 | 0.23488 | 142.3142 | 140-150 | >100 | Hospital | ConnectedThermostats-Hospital | 0 | 0 | 0 | 0 | 0 | 0 | 0 | 0 | 0 | 0 | 0 | 0 | 0 | 0 | 0 | 0 | 0 | 0 | 0 | 0 | 0 | 0 | 0 | 0 | 0 | 0 | ConnectedThermostats | 0.42042 | 0 |  | x |  | x | #REF! | #REF! | 59.8317 | 82.4825
LO5Med | New | ConnectedThermostats | Commercial | HVAC | 3.7809e-05 | 2.7993e-05 | 0.42889 | 78.4098 | 70-80 | 40-100 | Residential Care | ConnectedThermostats-Residential Care | 0.00029787 | 0.00070363 | 0.0012383 | 0.0020219 | 0.0029499 | 0.0044169 | 0.0048498 | 0.0049784 | 0.0059914 | 0.0073009 | 0.0074569 | 0.0073025 | 0.0065474 | 0.0068313 | 0.0068268 | 0.0080292 | 0.0076345 | 0.008062 | 0.0082034 | 0.0087784 | 0.11042 | 0.11042 | 0.069714 | 0.042206 | 0.011628 | 8.6581 | ConnectedThermostats | 0.58674 | 0 |  | x |  | x | #REF! | #REF! | 46.0062 | 32.4036
LO5Med | New | ConnectedThermostats | Commercial | HVAC | 2.1798e-05 | 1.6139e-05 | 0.24727 | 136.605 | 130-140 | >100 | Assembly | ConnectedThermostats-Assembly | 0.00069623 | 0.0025906 | 0.0027225 | 0.003963 | 0.0062556 | 0.010273 | 0.014469 | 0.019159 | 0.025688 | 0.028696 | 0.029625 | 0.029558 | 0.034396 | 0.035156 | 0.035846 | 0.037565 | 0.038891 | 0.039723 | 0.036541 | 0.037134 | 0.46895 | 0.46895 | 0.27909 | 0.14414 | 0.026501 | 64.0606 | ConnectedThermostats | 0.42306 | 0 |  | x |  | x | #REF! | #REF! | 57.7915 | 78.8135
LO5Med | New | ConnectedThermostats | Commercial | HVAC | 2.8107e-05 | 2.081e-05 | 0.31883 | 105.6288 | 100-110 | >100 | Other | ConnectedThermostats-Other | 0.00097105 | 0.0027841 | 0.0039756 | 0.0056606 | 0.0112 | 0.015318 | 0.016834 | 0.018777 | 0.027731 | 0.031036 | 0.034172 | 0.031543 | 0.031504 | 0.031596 | 0.033799 | 0.031836 | 0.036642 | 0.040979 | 0.035037 | 0.035941 | 0.47734 | 0.47734 | 0.2969 | 0.16846 | 0.039909 | 50.4205 | ConnectedThermostats | 0.48854 | 0 |  | x |  | x | #REF! | #REF! | 51.6035 | 54.0253
LO12Med | NR | Cooking | Commercial | Food Preparation | 1.8992 | 1.0354 | 20016.6488 | -53.8001 | <0 | <40 | Restaurant | Steamer | 0.098825 | 0.20017 | 0.30398 | 0.41021 | 0.51883 | 0.61929 | 0.70271 | 0.7723 | 0.83065 | 0.87986 | 0.92164 | 0.95741 | 0.52483 | 0 | 0 | 0 | 0 | 0 | 0 | 0 | 7.7407 | 7.7407 | 7.7407 | 6.2584 | 2.1513 | -416.4495 | Cooking | 22.6438 | 1 |  |  |  | x | 22.6438 | 1 | 0 | -53.8001
LO5Med | NR | Cooking | Commercial | Food Preparation | 0.58432 | 0.31984 | 6156.5355 | -85.3383 | <0 | <40 | Restaurant | Combo Oven | 0.03858 | 0.087045 | 0.14756 | 0.21917 | 0.30236 | 0.40116 | 0.51143 | 0.62629 | 0.7371 | 0.83528 | 0.91459 | 0.97287 | 1.0122 | 0.88079 | 0 | 0 | 0 | 0 | 0 | 0 | 7.6864 | 7.6864 | 7.6864 | 4.8206 | 1.1959 | -655.9451 | Cooking | 8.1508 | 1 |  |  |  | x | 8.1508 | 1 | 0 | -85.3383
LO5Med | NR | Cooking | Commercial | Food Preparation | 0.34034 | 0.18486 | 3588.1374 | 12.142 | 10-20 | <40 | Restaurant | Griddle | 0.006968 | 0.015721 | 0.026651 | 0.039586 | 0.054609 | 0.072454 | 0.09237 | 0.11312 | 0.13313 | 0.15086 | 0.16519 | 0.17571 | 0.18281 | 0.18713 | 0.18894 | 0.19073 | 0.19253 | 0.19431 | 0.13096 | 0 | 2.3138 | 2.3138 | 1.6052 | 0.87066 | 0.21599 | 28.0938 | Cooking | 1.6652 | 1 |  |  |  | x | #REF! | #REF! | 20.219 | -8.077
LO5Med | NR | Cooking | Commercial | Food Preparation | 0.30002 | 0.16296 | 3163.0197 | 11.8803 | 10-20 | <40 | Restaurant | HFHC | 0.027695 | 0.062486 | 0.10593 | 0.15734 | 0.21705 | 0.28797 | 0.36713 | 0.44959 | 0.52913 | 0.59961 | 0.65654 | 0.69838 | 0.7266 | 0.74375 | 0.75093 | 0.75808 | 0.7652 | 0.066633 | 0 | 0 | 7.97 | 7.97 | 6.3801 | 3.4605 | 0.85846 | 94.6861 | Cooking | 1.6544 | 1 |  |  |  | x | #REF! | #REF! | 19.6551 | -7.7748
LO5Med | NR | Cooking | Commercial | Food Preparation | 0.18669 | 0.10799 | 1764.2173 | 17.9999 | 10-20 | <40 | Restaurant | Overwrapper | 0.0072303 | 0.016313 | 0.027654 | 0.041076 | 0.056665 | 0.075182 | 0.095848 | 0.11737 | 0.13814 | 0.15654 | 0.17141 | 0.18233 | 0.18969 | 0.19417 | 0.19605 | 0.19792 | 0.13714 | 0 | 0 | 0 | 2.0007 | 2.0007 | 1.6657 | 0.90343 | 0.22412 | 36.013 | Cooking | 1.3603 | 1 |  |  |  | x | #REF! | #REF! | 24.485 | -6.4851
LO5Med | NR | Cooking | Commercial | Food Preparation | 0.076203 | 0.04139 | 803.3896 | 77.4541 | 70-80 | 40-100 | Restaurant | Convection Oven | 0.0090623 | 0.020447 | 0.034661 | 0.051484 | 0.071023 | 0.094231 | 0.12013 | 0.14711 | 0.17314 | 0.19621 | 0.21484 | 0.22853 | 0.23776 | 0.24337 | 0.063832 | 0 | 0 | 0 | 0 | 0 | 1.9058 | 1.9058 | 1.9058 | 1.1323 | 0.28091 | 147.6143 | Cooking | 0.53094 | 0 |  |  |  | x | #REF! | #REF! | 41.1238 | 36.3303
LO12Med | NR | Cooking | Commercial | Food Preparation | 0.17509 | 0.095104 | 1845.9781 | 143.226 | 140-150 | >100 | Restaurant | Fryer | 0.0068048 | 0.013783 | 0.020931 | 0.028246 | 0.035725 | 0.042643 | 0.048387 | 0.053179 | 0.057196 | 0.060585 | 0.04708 | 0 | 0 | 0 | 0 | 0 | 0 | 0 | 0 | 0 | 0.41456 | 0.41456 | 0.41456 | 0.41456 | 0.14813 | 59.3756 | Cooking | 0.33279 | 0 |  |  |  | x | #REF! | #REF! | 47.6635 | 95.5625
LO12Med | New | DHP | Commercial | HVAC | 0.00020784 | 0.00010448 | 1.6263 | 69.8542 | 60-70 | 40-100 | Small Off | DHP-New-Small Off | 0.0048792 | 0.0097223 | 0.012327 | 0.014956 | 0.018546 | 0.026327 | 0.030936 | 0.036845 | 0.043524 | 0.043505 | 0.048499 | 0.051455 | 0.048154 | 0.054852 | 0.052715 | 0.058283 | 0.058759 | 0.063817 | 0.05504 | 0.057655 | 0.7908 | 0.7908 | 0.49724 | 0.29007 | 0.086757 | 55.2405 | DHP | 0.5709 | 0 |  | x |  | x | #REF! | #REF! | 39.8795 | 29.9746
LO12Med | New | DHP | Commercial | HVAC | 0.00020784 | 0.00010448 | 1.6263 | 69.8542 | 60-70 | 40-100 | Small Ret | DHP-New-Small Ret | 0.0027113 | 0.0053724 | 0.0094359 | 0.016674 | 0.019611 | 0.029384 | 0.033348 | 0.030131 | 0.048756 | 0.047862 | 0.053644 | 0.052297 | 0.056532 | 0.056104 | 0.057509 | 0.057962 | 0.060215 | 0.054603 | 0.055114 | 0.053286 | 0.80055 | 0.80055 | 0.51937 | 0.29693 | 0.083188 | 55.9219 | DHP | 0.5709 | 0 |  | x |  | x | #REF! | #REF! | 39.8795 | 29.9746
LO12Med | New | DHP | Commercial | HVAC | 0.00020784 | 0.00010448 | 1.6263 | 69.8542 | 60-70 | 40-100 | MiniMart | DHP-New-MiniMart | 0.00036744 | 0.00072448 | 0.0010959 | 0.0014343 | 0.0043358 | 0.0056221 | 0.0061785 | 0.0058832 | 0.0090358 | 0.0087631 | 0.0095004 | 0.009445 | 0.009988 | 0.010354 | 0.010525 | 0.010465 | 0.011004 | 0.0098573 | 0.010187 | 0.01065 | 0.14542 | 0.14542 | 0.093253 | 0.052941 | 0.01358 | 10.1579 | DHP | 0.5709 | 0 |  | x |  | x | #REF! | #REF! | 39.8795 | 29.9746
LO12Med | New | DHP | Commercial | HVAC | 0.00020784 | 0.00010448 | 1.6263 | 69.8542 | 60-70 | 40-100 | Restaurant | DHP-New-Restaurant | 0.00040391 | 0.00071979 | 0.0010076 | 0.0013514 | 0.0017733 | 0.0023519 | 0.0026165 | 0.0023037 | 0.003928 | 0.0038014 | 0.0046339 | 0.0041827 | 0.0050708 | 0.0046524 | 0.0052418 | 0.0052244 | 0.005823 | 0.0052071 | 0.0056659 | 0.0049269 | 0.070886 | 0.070886 | 0.044039 | 0.024891 | 0.0076079 | 4.9517 | DHP | 0.5709 | 0 |  | x |  | x | #REF! | #REF! | 39.8795 | 29.9746
LO12Med | New | DHP | Commercial | HVAC | 0.00020784 | 0.00010448 | 1.6263 | 69.8542 | 60-70 | 40-100 | Other | DHP-New-Other | 0.00074281 | 0.0019119 | 0.0024458 | 0.0031638 | 0.0057391 | 0.0070618 | 0.0069072 | 0.0069147 | 0.0093322 | 0.009763 | 0.010284 | 0.00927 | 0.0091861 | 0.0092456 | 0.010024 | 0.0095435 | 0.010985 | 0.012286 | 0.010504 | 0.010775 | 0.15609 | 0.15609 | 0.10199 | 0.064266 | 0.021065 | 10.9032 | DHP | 0.5709 | 0 |  | x |  | x | #REF! | #REF! | 39.8795 | 29.9746
Retro12Med | Retro | DHP | Commercial | HVAC | 0.00044527 | 0.00022384 | 3.4841 | 100.87 | 100-110 | >100 | Small Off | DHP-Retro-Small Off | 1.4541 | 1.4497 | 1.4454 | 1.4411 | 1.4367 | 1.2892 | 1.0282 | 0.82013 | 0.65414 | 0.52174 | 0.41614 | 0.33191 | 0.26473 | 0.025818 | 0 | 0 | 0 | 0 | 0 | 0 | 12.5791 | 12.5791 | 12.5791 | 11.9566 | 8.5162 | 1268.8491 | DHP | 0.42655 | 0 |  | x |  | x | #REF! | #REF! | 43.0263 | 57.8437
Retro12Med | Retro | DHP | Commercial | HVAC | 0.00043701 | 0.00021969 | 3.4195 | 103.187 | 100-110 | >100 | Small Ret | DHP-Retro-Small Ret | 0.83667 | 0.83282 | 0.82899 | 0.82517 | 0.82138 | 0.73584 | 0.58596 | 0.46662 | 0.37158 | 0.29589 | 0.23563 | 0.18763 | 0.0034342 | 0 | 0 | 0 | 0 | 0 | 0 | 0 | 7.0276 | 7.0276 | 7.0276 | 6.8365 | 4.8809 | 725.1577 | DHP | 0.41864 | 0 |  | x |  | x | #REF! | #REF! | 43.1986 | 59.9884
Retro12Med | Retro | DHP | Commercial | HVAC | 0.00078117 | 0.0003927 | 6.1124 | 48.1221 | 40-50 | 40-100 | MiniMart | DHP-Retro-MiniMart | 0.27019 | 0.26954 | 0.26889 | 0.26825 | 0.2676 | 0.24027 | 0.19175 | 0.15303 | 0.12213 | 0.097471 | 0.07779 | 0.062083 | 0.049547 | 0.027517 | 0 | 0 | 0 | 0 | 0 | 0 | 2.3661 | 2.3661 | 2.3661 | 2.2269 | 1.5847 | 113.8597 | DHP | 0.74833 | 0 |  | x |  | x | #REF! | #REF! | 36.0114 | 12.1107
Retro12Med | Retro | DHP | Commercial | HVAC | 0.00078117 | 0.0003927 | 6.1124 | 48.1221 | 40-50 | 40-100 | Restaurant | DHP-Retro-Restaurant | 0.083371 | 0.08262 | 0.081877 | 0.08114 | 0.08041 | 0.071717 | 0.056858 | 0.045077 | 0.035737 | 0.023528 | 0 | 0 | 0 | 0 | 0 | 0 | 0 | 0 | 0 | 0 | 0.64233 | 0.64233 | 0.64233 | 0.64233 | 0.48113 | 30.9104 | DHP | 0.74833 | 0 |  | x |  | x | #REF! | #REF! | 36.0114 | 12.1107
Retro12Med | Retro | DHP | Commercial | HVAC | 0.00043701 | 0.00021969 | 3.4195 | 103.187 | 100-110 | >100 | Other | DHP-Retro-Other | 0.094996 | 0.094141 | 0.093293 | 0.092454 | 0.091622 | 0.081717 | 0.064785 | 0.051362 | 0.04072 | 0.0265 | 0 | 0 | 0 | 0 | 0 | 0 | 0 | 0 | 0 | 0 | 0.73159 | 0.73159 | 0.73159 | 0.73159 | 0.54822 | 75.4905 | DHP | 0.41864 | 0 |  | x |  | x | #REF! | #REF! | 43.1986 | 59.9884
Retro3Slow | Retro | Commercial EM | Commercial | HVAC | 7.6247e-05 | 5.6452e-05 | 0.86492 | 56.9996 | 50-60 | 40-100 | Large Off | Commercial EM-Large Off-Retro | 0.087703 | 0.13745 | 0.27407 | 0.47818 | 0.74161 | 1.0351 | 1.3135 | 1.5278 | 1.6404 | 1.6355 | 1.5219 | 1.3276 | 1.0901 | 0.84529 | 0.62098 | 0.43338 | 0.26336 | 0 | 0 | 0 | 14.9739 | 14.9739 | 14.2772 | 10.3932 | 2.7541 | 853.5066 | Commercial EM | 0.79382 | 0 |  | x |  | x | #REF! | #REF! | 45.2473 | 11.7523
Retro3Slow | Retro | Commercial EM | Commercial | HVAC | 8.4279e-05 | 6.2399e-05 | 0.95603 | 45.6227 | 40-50 | 40-100 | Medium Off | Commercial EM-Medium Off-Retro | 0.0077259 | 0.012108 | 0.024143 | 0.042124 | 0.06533 | 0.091188 | 0.11571 | 0.13459 | 0.14451 | 0.14407 | 0.13406 | 0.11695 | 0.096027 | 0.074463 | 0.054703 | 0.038177 | 0.0232 | 0 | 0 | 0 | 1.3191 | 1.3191 | 1.2577 | 0.91556 | 0.24262 | 60.1802 | Commercial EM | 0.91294 | 0 |  | x |  | x | #REF! | #REF! | 41.6509 | 3.9718
Retro3Slow | Retro | Commercial EM | Commercial | HVAC | 6.2784e-05 | 4.6484e-05 | 0.7122 | 61.1886 | 60-70 | 40-100 | Small Off | Commercial EM-Small Off-Retro | 0 | 0 | 0 | 0 | 0 | 0 | 0 | 0 | 0 | 0 | 0 | 0 | 0 | 0 | 0 | 0 | 0 | 0 | 0 | 0 | 0 | 0 | 0 | 0 | 0 | 0 | Commercial EM | 0.76405 | 0 |  | x |  | x | #REF! | #REF! | 46.7511 | 14.4375
Retro3Slow | Retro | Commercial EM | Commercial | HVAC | 8.4984e-05 | 6.2921e-05 | 0.96402 | 48.5785 | 40-50 | 40-100 | XLarge Ret | Commercial EM-XLarge Ret-Retro | 0.0026599 | 0.0041619 | 0.0082855 | 0.014433 | 0.022348 | 0.031143 | 0.039455 | 0.045819 | 0.049116 | 0.04889 | 0.045421 | 0.03956 | 0.032429 | 0.025107 | 0.018415 | 0.012831 | 0.0004163 | 0 | 0 | 0 | 0.44049 | 0.44049 | 0.42724 | 0.31173 | 0.083032 | 21.3984 | Commercial EM | 0.87893 | 0 |  | x |  | x | #REF! | #REF! | 42.6969 | 5.8816
Retro3Slow | Retro | Commercial EM | Commercial | HVAC | 5.3965e-05 | 3.9955e-05 | 0.61216 | 86.1897 | 80-90 | 40-100 | Large Ret | Commercial EM-Large Ret-Retro | 0.017073 | 0.026714 | 0.053183 | 0.092642 | 0.14345 | 0.1999 | 0.25325 | 0.2941 | 0.31527 | 0.31382 | 0.29155 | 0.25393 | 0.20816 | 0.16116 | 0.1182 | 0.082359 | 0.0026721 | 0 | 0 | 0 | 2.8274 | 2.8274 | 2.7424 | 2.0009 | 0.53296 | 243.6941 | Commercial EM | 0.61474 | 0 |  | x |  | x | #REF! | #REF! | 52.9844 | 33.2053
Retro3Slow | Retro | Commercial EM | Commercial | HVAC | 5.2984e-05 | 3.9228e-05 | 0.60102 | 70.8446 | 70-80 | 40-100 | Medium Ret | Commercial EM-Medium Ret-Retro | 0.00070081 | 0.0010965 | 0.002183 | 0.0038027 | 0.0058881 | 0.0082054 | 0.010395 | 0.012072 | 0.012941 | 0.012881 | 0.011967 | 0.010423 | 0.0085442 | 0.006615 | 0.0048518 | 0.0033806 | 0.00010968 | 0 | 0 | 0 | 0.11606 | 0.11606 | 0.11257 | 0.082133 | 0.021877 | 8.222 | Commercial EM | 0.70419 | 0 |  | x |  | x | #REF! | #REF! | 49.888 | 20.9566
Retro3Slow | Retro | Commercial EM | Commercial | HVAC | 8.7712e-05 | 6.494e-05 | 0.99497 | 25.6991 | 20-30 | <40 | Small Ret | Commercial EM-Small Ret-Retro | 0 | 0 | 0 | 0 | 0 | 0 | 0 | 0 | 0 | 0 | 0 | 0 | 0 | 0 | 0 | 0 | 0 | 0 | 0 | 0 | 0 | 0 | 0 | 0 | 0 | 0 | Commercial EM | 1.2491 | 1 |  | x |  | x | #REF! | #REF! | 32.1019 | -6.4028
Retro3Slow | Retro | Commercial EM | Commercial | HVAC | 4.7418e-05 | 3.5107e-05 | 0.53789 | 7.8803 | 0-10 | <40 | School K-12 | Commercial EM-School K-12-Retro | 0.017854 | 0.028006 | 0.055895 | 0.09761 | 0.15152 | 0.21168 | 0.26885 | 0.313 | 0.33637 | 0.33566 | 0.31262 | 0.27297 | 0.22433 | 0.17411 | 0.12802 | 0.089428 | 0.059493 | 0.023626 | 0 | 0 | 3.101 | 3.101 | 2.9285 | 2.1291 | 0.56257 | 24.4371 | Commercial EM | 1.6769 | 1 |  | x |  | x | #REF! | #REF! | 13.2149 | -5.3346
Retro3Slow | Retro | Commercial EM | Commercial | HVAC | 4.7796e-05 | 3.5387e-05 | 0.54217 | 99.4901 | 90-100 | 40-100 | University | Commercial EM-University-Retro | 0.028978 | 0.045442 | 0.090665 | 0.15828 | 0.24563 | 0.34305 | 0.43557 | 0.50694 | 0.54463 | 0.54332 | 0.50588 | 0.44158 | 0.36278 | 0.28149 | 0.20691 | 0.14449 | 0.096097 | 0.022724 | 0 | 0 | 5.0045 | 5.0045 | 4.7411 | 3.4484 | 0.91205 | 497.8944 | Commercial EM | 0.5622 | 0 |  | x |  | x | #REF! | #REF! | 55.9333 | 43.5568
Retro3Slow | Retro | Commercial EM | Commercial | HVAC | 4.5452e-05 | 3.3652e-05 | 0.51559 | 10.201 | 10-20 | <40 | Warehouse | Commercial EM-Warehouse-Retro | 0 | 0 | 0 | 0 | 0 | 0 | 0 | 0 | 0 | 0 | 0 | 0 | 0 | 0 | 0 | 0 | 0 | 0 | 0 | 0 | 0 | 0 | 0 | 0 | 0 | 0 | Commercial EM | 1.721 | 1 |  | x |  | x | #REF! | #REF! | 17.5555 | -7.3545
Retro3Slow | Retro | Commercial EM | Commercial | HVAC | 0.00017526 | 0.00012976 | 1.9881 | 173.3893 | 170-180 | >100 | Supermarket | Commercial EM-Supermarket-Retro | 0.0032901 | 0.0051473 | 0.010246 | 0.017846 | 0.027629 | 0.038498 | 0.048766 | 0.056626 | 0.060693 | 0.060407 | 0.056114 | 0.048868 | 0.040054 | 0.031006 | 0.022739 | 0.01567 | 0 | 0 | 0 | 0 | 0.5436 | 0.5436 | 0.52793 | 0.38526 | 0.10266 | 94.2543 | Commercial EM | 0.33003 | 0 |  | x |  | x | #REF! | #REF! | 57.2234 | 116.1658
Retro3Slow | Retro | Commercial EM | Commercial | HVAC | 0.00017526 | 0.00012976 | 1.9881 | 173.3893 | 170-180 | >100 | MiniMart | Commercial EM-MiniMart-Retro | 0 | 0 | 0 | 0 | 0 | 0 | 0 | 0 | 0 | 0 | 0 | 0 | 0 | 0 | 0 | 0 | 0 | 0 | 0 | 0 | 0 | 0 | 0 | 0 | 0 | 0 | Commercial EM | 0.33003 | 0 |  | x |  | x | #REF! | #REF! | 57.2234 | 116.1658
Retro3Slow | Retro | Commercial EM | Commercial | HVAC | 0.00012499 | 9.2539e-05 | 1.4178 | 162.1458 | 160-170 | >100 | Restaurant | Commercial EM-Restaurant-Retro | 0.00076258 | 0.0011879 | 0.0023544 | 0.0040832 | 0.0062945 | 0.0087329 | 0.011015 | 0.012735 | 0.013591 | 0.013469 | 0.012458 | 0.010802 | 0.0088159 | 0.0067951 | 0.0029954 | 0 | 0 | 0 | 0 | 0 | 0.11609 | 0.11609 | 0.11609 | 0.086682 | 0.023415 | 18.8236 | Commercial EM | 0.36327 | 0 |  | x |  | x | #REF! | #REF! | 58.9019 | 103.2439
Retro3Slow | Retro | Commercial EM | Commercial | HVAC | 0.00011677 | 8.6451e-05 | 1.3245 | -0.84845 | <0 | <40 | Lodging | Commercial EM-Lodging-Retro | 0.0091931 | 0.014397 | 0.028688 | 0.050018 | 0.077518 | 0.10812 | 0.1371 | 0.15936 | 0.17098 | 0.17035 | 0.15841 | 0.13809 | 0.1133 | 0.087799 | 0.064454 | 0.044951 | 0.016026 | 0 | 0 | 0 | 1.5488 | 1.5488 | 1.4878 | 1.0841 | 0.28794 | -1.314 | Commercial EM | 2.5986 | 1 |  | x |  | x | 2.5986 | 1 | 0 | -0.84845
Retro3Slow | Retro | Commercial EM | Commercial | HVAC | 0.00016442 | 0.00012173 | 1.8651 | 81.4105 | 80-90 | 40-100 | Hospital | Commercial EM-Hospital-Retro | 0.093096 | 0.14574 | 0.29028 | 0.50591 | 0.78375 | 1.0927 | 1.3851 | 1.6093 | 1.726 | 1.7189 | 1.5977 | 1.3923 | 1.1419 | 0.88449 | 0.64906 | 0.45248 | 0.096219 | 0 | 0 | 0 | 15.5649 | 15.5649 | 15.0162 | 10.9485 | 2.9115 | 1267.1441 | Commercial EM | 0.61266 | 0 |  | x |  | x | #REF! | #REF! | 49.8773 | 31.5333
Retro3Slow | Retro | Commercial EM | Commercial | HVAC | 0.00012021 | 8.9004e-05 | 1.3637 | 55.1905 | 50-60 | 40-100 | Residential Care | Commercial EM-Residential Care-Retro | 0.0061851 | 0.0096825 | 0.019286 | 0.033611 | 0.05207 | 0.072599 | 0.09202 | 0.10692 | 0.11467 | 0.1142 | 0.10615 | 0.092499 | 0.075863 | 0.058763 | 0.043121 | 0.030061 | 0.0063925 | 0 | 0 | 0 | 1.0341 | 1.0341 | 0.99763 | 0.72739 | 0.19343 | 57.0717 | Commercial EM | 0.81556 | 0 |  | x |  | x | #REF! | #REF! | 45.0112 | 10.1793
Retro3Slow | Retro | Commercial EM | Commercial | HVAC | 0.00011145 | 8.2513e-05 | 1.2642 | 36.1283 | 30-40 | <40 | Assembly | Commercial EM-Assembly-Retro | 0 | 0 | 0 | 0 | 0 | 0 | 0 | 0 | 0 | 0 | 0 | 0 | 0 | 0 | 0 | 0 | 0 | 0 | 0 | 0 | 0 | 0 | 0 | 0 | 0 | 0 | Commercial EM | 1.0468 | 1 |  | x |  | x | #REF! | #REF! | 37.8203 | -1.692
Retro3Slow | Retro | Commercial EM | Commercial | HVAC | 0.00011145 | 8.2513e-05 | 1.2642 | 29.8098 | 20-30 | <40 | Other | Commercial EM-Other-Retro | 0 | 0 | 0 | 0 | 0 | 0 | 0 | 0 | 0 | 0 | 0 | 0 | 0 | 0 | 0 | 0 | 0 | 0 | 0 | 0 | 0 | 0 | 0 | 0 | 0 | 0 | Commercial EM | 1.1431 | 1 |  | x |  | x | #REF! | #REF! | 34.0763 | -4.2664
LO5Med | New | Commercial EM | Commercial | HVAC | 6.8622e-05 | 5.0807e-05 | 0.86492 | 63.0731 | 60-70 | 40-100 | Large Off | Commercial EM-Large Off-New | 0.0082874 | 0.017907 | 0.024465 | 0.034054 | 0.045887 | 0.070028 | 0.09654 | 0.1297 | 0.16209 | 0.17767 | 0.20187 | 0.21876 | 0.20555 | 0.2326 | 0.23256 | 0.25136 | 0.25381 | 0.28461 | 0.23719 | 0.25233 | 3.1373 | 3.1373 | 1.858 | 0.96849 | 0.20063 | 197.8766 | Commercial EM | 0.70134 | 0 |  | x |  | x | #REF! | #REF! | 44.2355 | 18.8376
LO5Med | New | Commercial EM | Commercial | HVAC | 7.5851e-05 | 5.6159e-05 | 0.95603 | 45.8146 | 40-50 | 40-100 | Medium Off | Commercial EM-Medium Off-New | 0.0012087 | 0.0026542 | 0.0036139 | 0.0046585 | 0.0063894 | 0.010451 | 0.014049 | 0.018827 | 0.023551 | 0.024603 | 0.029353 | 0.03199 | 0.029299 | 0.034438 | 0.032226 | 0.036081 | 0.036116 | 0.040294 | 0.032792 | 0.035032 | 0.44763 | 0.44763 | 0.26731 | 0.13936 | 0.028976 | 20.5078 | Commercial EM | 0.89448 | 0 |  | x |  | x | #REF! | #REF! | 40.9801 | 4.8345
LO5Med | New | Commercial EM | Commercial | HVAC | 5.6506e-05 | 4.1836e-05 | 0.7122 | 54.328 | 50-60 | 40-100 | Small Off | Commercial EM-Small Off-New | 0 | 0 | 0 | 0 | 0 | 0 | 0 | 0 | 0 | 0 | 0 | 0 | 0 | 0 | 0 | 0 | 0 | 0 | 0 | 0 | 0 | 0 | 0 | 0 | 0 | 0 | Commercial EM | 0.7875 | 0 |  | x |  | x | #REF! | #REF! | 42.7832 | 11.5447
LO5Med | New | Commercial EM | Commercial | HVAC | 7.6485e-05 | 5.6628e-05 | 0.96402 | 45.2948 | 40-50 | 40-100 | XLarge Ret | Commercial EM-XLarge Ret-New | 0.00014485 | 0.00032052 | 0.00067928 | 0.0014432 | 0.0018222 | 0.0031272 | 0.0040035 | 0.0038907 | 0.0069881 | 0.0072344 | 0.0085415 | 0.0083482 | 0.0092822 | 0.0091286 | 0.0093122 | 0.0092606 | 0.0096654 | 0.0086528 | 0.0087323 | 0.0085519 | 0.11913 | 0.11913 | 0.074267 | 0.038196 | 0.0075373 | 5.396 | Commercial EM | 0.90196 | 0 |  | x |  | x | #REF! | #REF! | 40.854 | 4.4408
LO5Med | New | Commercial EM | Commercial | HVAC | 4.8568e-05 | 3.5959e-05 | 0.61216 | 81.0185 | 80-90 | 40-100 | Large Ret | Commercial EM-Large Ret-New | 0.00056718 | 0.0012716 | 0.0023396 | 0.0041658 | 0.0054667 | 0.0084656 | 0.010721 | 0.011418 | 0.019411 | 0.020623 | 0.023802 | 0.023823 | 0.02569 | 0.025757 | 0.025866 | 0.025987 | 0.026578 | 0.024885 | 0.025421 | 0.025133 | 0.33739 | 0.33739 | 0.20939 | 0.10825 | 0.022276 | 27.3349 | Commercial EM | 0.57274 | 0 |  | x |  | x | #REF! | #REF! | 46.4029 | 34.6156
LO5Med | New | Commercial EM | Commercial | HVAC | 4.7685e-05 | 3.5305e-05 | 0.60102 | 63.6606 | 60-70 | 40-100 | Medium Ret | Commercial EM-Medium Ret-New | 7.2977e-05 | 0.00016303 | 0.00034493 | 0.00076392 | 0.00094555 | 0.0016831 | 0.0021405 | 0.0020597 | 0.0037338 | 0.0038315 | 0.0045842 | 0.0044558 | 0.0049442 | 0.0048471 | 0.0049206 | 0.0049023 | 0.0051235 | 0.0045275 | 0.0045052 | 0.0043275 | 0.062877 | 0.062877 | 0.039491 | 0.020323 | 0.0039735 | 4.0028 | Commercial EM | 0.69622 | 0 |  | x |  | x | #REF! | #REF! | 44.3217 | 19.3389
LO5Med | New | Commercial EM | Commercial | HVAC | 7.8941e-05 | 5.8446e-05 | 0.99497 | 20.2015 | 20-30 | <40 | Small Ret | Commercial EM-Small Ret-New | 0 | 0 | 0 | 0 | 0 | 0 | 0 | 0 | 0 | 0 | 0 | 0 | 0 | 0 | 0 | 0 | 0 | 0 | 0 | 0 | 0 | 0 | 0 | 0 | 0 | 0 | Commercial EM | 1.5127 | 1 |  | x |  | x | #REF! | #REF! | 30.5595 | -10.358
LO5Med | New | Commercial EM | Commercial | HVAC | 4.2676e-05 | 3.1597e-05 | 0.53789 | 25.986 | 20-30 | <40 | School K-12 | Commercial EM-School K-12-New | 0.0010024 | 0.0022211 | 0.0037218 | 0.0054547 | 0.0074087 | 0.0095644 | 0.012244 | 0.014937 | 0.02118 | 0.023873 | 0.025792 | 0.028194 | 0.028357 | 0.028517 | 0.028418 | 0.029219 | 0.028624 | 0.029362 | 0.029913 | 0.030884 | 0.38889 | 0.38889 | 0.24088 | 0.1274 | 0.029373 | 10.1056 | Commercial EM | 1.3085 | 1 |  | x |  | x | #REF! | #REF! | 34.0022 | -8.0161
LO5Med | New | Commercial EM | Commercial | HVAC | 4.3016e-05 | 3.1848e-05 | 0.54217 | 102.1519 | 100-110 | >100 | University | Commercial EM-University-New | 0.0010655 | 0.0022731 | 0.0043673 | 0.0062094 | 0.0092256 | 0.012287 | 0.015668 | 0.018536 | 0.02345 | 0.027819 | 0.028856 | 0.030293 | 0.028834 | 0.030427 | 0.032539 | 0.035107 | 0.03415 | 0.036232 | 0.034137 | 0.037689 | 0.44916 | 0.44916 | 0.27185 | 0.14976 | 0.035428 | 45.883 | Commercial EM | 0.47104 | 0 |  | x |  | x | #REF! | #REF! | 48.1172 | 54.0347
LO5Med | New | Commercial EM | Commercial | HVAC | 4.0907e-05 | 3.0287e-05 | 0.51559 | 1.0227 | 0-10 | <40 | Warehouse | Commercial EM-Warehouse-New | 0 | 0 | 0 | 0 | 0 | 0 | 0 | 0 | 0 | 0 | 0 | 0 | 0 | 0 | 0 | 0 | 0 | 0 | 0 | 0 | 0 | 0 | 0 | 0 | 0 | 0 | Commercial EM | 3.1356 | 1 |  | x |  | x | #REF! | #REF! | 3.2068 | -2.1841
LO5Med | New | Commercial EM | Commercial | HVAC | 0.00015774 | 0.00011679 | 1.9881 | 175.5521 | 170-180 | >100 | Supermarket | Commercial EM-Supermarket-New | 0.00020649 | 0.0004639 | 0.00076194 | 0.0011562 | 0.0017185 | 0.0024177 | 0.0031662 | 0.0033338 | 0.0058372 | 0.0060043 | 0.0073039 | 0.0067258 | 0.0078841 | 0.0079908 | 0.0082722 | 0.0082882 | 0.008746 | 0.0073694 | 0.0077082 | 0.0074501 | 0.1028 | 0.1028 | 0.063243 | 0.03237 | 0.0067247 | 18.0476 | Commercial EM | 0.29134 | 0 |  | x |  | x | #REF! | #REF! | 51.1459 | 124.4062
LO5Med | New | Commercial EM | Commercial | HVAC | 0.00015774 | 0.00011679 | 1.9881 | 175.5521 | 170-180 | >100 | MiniMart | Commercial EM-MiniMart-New | 0 | 0 | 0 | 0 | 0 | 0 | 0 | 0 | 0 | 0 | 0 | 0 | 0 | 0 | 0 | 0 | 0 | 0 | 0 | 0 | 0 | 0 | 0 | 0 | 0 | 0 | Commercial EM | 0.29134 | 0 |  | x |  | x | #REF! | #REF! | 51.1459 | 124.4062
LO5Med | New | Commercial EM | Commercial | HVAC | 0.00011249 | 8.3285e-05 | 1.4178 | 155.4268 | 150-160 | >100 | Restaurant | Commercial EM-Restaurant-New | 9.1092e-05 | 0.00018082 | 0.00028256 | 0.00041714 | 0.00059699 | 0.00088011 | 0.0011001 | 0.0010793 | 0.0020136 | 0.0020848 | 0.0026565 | 0.0024553 | 0.0030002 | 0.0027429 | 0.0030489 | 0.0030066 | 0.0033508 | 0.0029964 | 0.0032603 | 0.0028351 | 0.03808 | 0.03808 | 0.02263 | 0.011383 | 0.0024487 | 5.9186 | Commercial EM | 0.32538 | 0 |  | x |  | x | #REF! | #REF! | 50.5723 | 104.8545
LO5Med | New | Commercial EM | Commercial | HVAC | 0.00010509 | 7.7806e-05 | 1.3245 | 4.0221 | 0-10 | <40 | Lodging | Commercial EM-Lodging-New | 0.00057522 | 0.0010452 | 0.0015118 | 0.0022109 | 0.0033378 | 0.0051506 | 0.0066293 | 0.0063233 | 0.013114 | 0.012764 | 0.017326 | 0.015009 | 0.02042 | 0.016315 | 0.021137 | 0.020356 | 0.021572 | 0.020524 | 0.023956 | 0.019419 | 0.2487 | 0.2487 | 0.14287 | 0.069989 | 0.013831 | 1.0003 | Commercial EM | 2.6851 | 1 |  | x |  | x | #REF! | #REF! | 10.7998 | -6.7776
LO5Med | New | Commercial EM | Commercial | HVAC | 0.00014798 | 0.00010956 | 1.8651 | 62.218 | 60-70 | 40-100 | Hospital | Commercial EM-Hospital-New | 0.018511 | 0.051227 | 0.093672 | 0.1293 | 0.2042 | 0.30688 | 0.35751 | 0.36066 | 0.4493 | 0.54239 | 0.55754 | 0.55349 | 0.52135 | 0.52211 | 0.53864 | 0.6102 | 0.61482 | 0.61387 | 0.63958 | 0.66146 | 8.3467 | 8.3467 | 5.2068 | 3.0712 | 0.80379 | 519.3146 | Commercial EM | 0.70892 | 0 |  | x |  | x | #REF! | #REF! | 44.1077 | 18.1103
LO5Med | New | Commercial EM | Commercial | HVAC | 0.00010819 | 8.0103e-05 | 1.3637 | 47.3596 | 40-50 | 40-100 | Residential Care | Commercial EM-Residential Care-New | 0.00099589 | 0.0023525 | 0.0041401 | 0.0067599 | 0.0098627 | 0.014767 | 0.016215 | 0.016645 | 0.020032 | 0.02441 | 0.024931 | 0.024415 | 0.021891 | 0.02284 | 0.022825 | 0.026845 | 0.025525 | 0.026954 | 0.027427 | 0.02935 | 0.36918 | 0.36918 | 0.23308 | 0.14111 | 0.038879 | 17.4843 | Commercial EM | 0.87296 | 0 |  | x |  | x | #REF! | #REF! | 41.3429 | 6.0168
LO5Med | New | Commercial EM | Commercial | HVAC | 0.0001003 | 7.4262e-05 | 1.2642 | 37.8286 | 30-40 | <40 | Assembly | Commercial EM-Assembly-New | 0 | 0 | 0 | 0 | 0 | 0 | 0 | 0 | 0 | 0 | 0 | 0 | 0 | 0 | 0 | 0 | 0 | 0 | 0 | 0 | 0 | 0 | 0 | 0 | 0 | 0 | Commercial EM | 1.0251 | 1 |  | x |  | x | #REF! | #REF! | 38.7784 | -0.94979
LO5Med | New | Commercial EM | Commercial | HVAC | 0.0001003 | 7.4262e-05 | 1.2642 | 37.8286 | 30-40 | <40 | Other | Commercial EM-Other-New | 0 | 0 | 0 | 0 | 0 | 0 | 0 | 0 | 0 | 0 | 0 | 0 | 0 | 0 | 0 | 0 | 0 | 0 | 0 | 0 | 0 | 0 | 0 | 0 | 0 | 0 | Commercial EM | 1.0251 | 1 |  | x |  | x | #REF! | #REF! | 38.7784 | -0.94979
Retro3Slow | Retro | Elevators | Commercial | Process Loads | 1.5157 | 1.0311 | 15590.5805 | 199.2331 | 190-200 | >100 | All | High-Rise_Hydraulic_Elevator_Efficiency | 0.28981 | 0.46136 | 0.93416 | 1.6546 | 2.6042 | 3.6881 | 4.7469 | 5.5993 | 6.0953 | 6.1598 | 5.8088 | 5.1343 | 4.2704 | 3.354 | 2.4953 | 1.7633 | 1.1866 | 0.76209 | 0.45675 | 0.31167 | 62.3343 | 57.7767 | 53.2963 | 38.0423 | 9.6322 | 11511.0384 | Elevators | 0.21531 | 0 |  |  |  | x | #REF! | #REF! | 42.8975 | 156.3355
Retro3Slow | Retro | Elevators | Commercial | Process Loads | 0.024041 | 0.016355 | 247.2927 | 199.2331 | 190-200 | >100 | All | Low-Rise_Hydraulic_Elevator_Efficiency | 5.9104e-06 | 9.4089e-06 | 1.9051e-05 | 3.3744e-05 | 5.3111e-05 | 7.5214e-05 | 9.6808e-05 | 0.00011419 | 0.00012431 | 0.00012562 | 0.00011846 | 0.00010471 | 8.709e-05 | 6.8402e-05 | 5.0888e-05 | 3.5961e-05 | 2.4199e-05 | 1.5542e-05 | 9.3148e-06 | 6.3562e-06 | 0.0012712 | 0.0011783 | 0.0010869 | 0.00077583 | 0.00019644 | 0.23475 | Elevators | 0.21531 | 0 |  |  |  | x | #REF! | #REF! | 42.8975 | 156.3355
Retro3Slow | Retro | Elevators | Commercial | Process Loads | 0.80903 | 0.55037 | 8321.9771 | 199.2331 | 190-200 | >100 | All | Mid-Rise_Hydraulic_Elevator_Efficiency | 0.00092688 | 0.0014755 | 0.0029877 | 0.0052918 | 0.008329 | 0.011795 | 0.015182 | 0.017908 | 0.019494 | 0.019701 | 0.018578 | 0.016421 | 0.013658 | 0.010727 | 0.0079805 | 0.0056395 | 0.003795 | 0.0024374 | 0.0014608 | 0.0009968 | 0.19936 | 0.18478 | 0.17045 | 0.12167 | 0.030806 | 36.8151 | Elevators | 0.21531 | 0 |  |  |  | x | #REF! | #REF! | 42.8975 | 156.3355
Retro5Med | Retro | EBHeaterControl | Commercial | Process Loads | 0.41435 | 0.5305 | 2748.4311 | -13.3855 | <0 | <40 | Other | Wall-Mounted Vehicle Engine Block Heater Control_School Bus_HZ1 | 0 | 0 | 0 | 0 | 0 | 0 | 0 | 0 | 0 | 0 | 0 | 0 | 0 | 0 | 0 | 0 | 0 | 0 | 0 | 0 | 0 | 0 | 0 | 0 | 0 | 0 | EBHeaterControl | 4.6683 | 1 |  |  |  | x | 4.6683 | 1 | 0 | -13.3855
Retro5Med | Retro | EBHeaterControl | Commercial | Process Loads | 0.40651 | 0.53205 | 2171.0299 | -15.6903 | <0 | <40 | Other | Wall-Mounted Vehicle Engine Block Heater Control_Delivery_HZ1 | 0 | 0 | 0 | 0 | 0 | 0 | 0 | 0 | 0 | 0 | 0 | 0 | 0 | 0 | 0 | 0 | 0 | 0 | 0 | 0 | 0 | 0 | 0 | 0 | 0 | 0 | EBHeaterControl | 4.0969 | 1 |  |  |  | x | 4.0969 | 1 | 0 | -15.6903
Retro5Med | Retro | EBHeaterControl | Commercial | Process Loads | 0.26085 | 0.5397 | 1790.5412 | -7.4677 | <0 | <40 | Other | Wall-Mounted Vehicle Engine Block Heater Control_Mass Transit_HZ1 | 0 | 0 | 0 | 0 | 0 | 0 | 0 | 0 | 0 | 0 | 0 | 0 | 0 | 0 | 0 | 0 | 0 | 0 | 0 | 0 | 0 | 0 | 0 | 0 | 0 | 0 | EBHeaterControl | 3.1784 | 1 |  |  |  | x | 3.1784 | 1 | 0 | -7.4677
Retro5Med | Retro | EBHeaterControl | Commercial | Process Loads | 0.27259 | 0.35677 | 1455.8206 | -7.9493 | <0 | <40 | Other | Wall-Mounted Vehicle Engine Block Heater Control_Residential_HZ1 | 0 | 0 | 0 | 0 | 0 | 0 | 0 | 0 | 0 | 0 | 0 | 0 | 0 | 0 | 0 | 0 | 0 | 0 | 0 | 0 | 0 | 0 | 0 | 0 | 0 | 0 | EBHeaterControl | 2.7473 | 1 |  |  |  | x | 2.7473 | 1 | 0 | -7.9493
Retro5Med | Retro | EBHeaterControl | Commercial | Process Loads | 0.47436 | 0.54308 | 3103.8557 | -14.6894 | <0 | <40 | Other | Wall-Mounted Vehicle Engine Block Heater Control_School Bus_HZ2 | 0.011488 | 0.014285 | 0.017697 | 0.020792 | 0.023997 | 0.028379 | 0.031484 | 0.032519 | 0.030977 | 0.026909 | 0.021039 | 0.014066 | 0.0082486 | 0.0040105 | 0.0017132 | 0.00062889 | 0.00019828 | 4.3617e-05 | 7.0591e-06 | 8.5395e-07 | 0.31788 | 0.28848 | 0.2876 | 0.25956 | 0.11664 | -4.2376 | EBHeaterControl | 5.0829 | 1 |  |  |  | x | 5.0829 | 1 | 0 | -14.6894
Retro5Med | Retro | EBHeaterControl | Commercial | Process Loads | 0.45718 | 0.54181 | 2374.9498 | -17.3625 | <0 | <40 | Other | Wall-Mounted Vehicle Engine Block Heater Control_Delivery_HZ2 | 0.18825 | 0.23409 | 0.29 | 0.34073 | 0.39324 | 0.46505 | 0.51594 | 0.53289 | 0.50762 | 0.44096 | 0.34477 | 0.2305 | 0.13517 | 0.065721 | 0.028074 | 0.010306 | 0.0032493 | 0.00071476 | 0.00011568 | 1.3994e-05 | 5.2091 | 4.7274 | 4.713 | 4.2535 | 1.9114 | -82.0796 | EBHeaterControl | 4.3652 | 1 |  |  |  | x | 4.3652 | 1 | 0 | -17.3625
Retro5Med | Retro | EBHeaterControl | Commercial | Process Loads | 0.3194 | 0.56804 | 1946.18 | -11.2202 | <0 | <40 | Other | Wall-Mounted Vehicle Engine Block Heater Control_Mass Transit_HZ2 | 0.0021009 | 0.0026124 | 0.0032364 | 0.0038025 | 0.0043885 | 0.00519 | 0.0057578 | 0.0059471 | 0.005665 | 0.0049211 | 0.0038477 | 0.0025723 | 0.0015085 | 0.00073345 | 0.0003133 | 0.00011501 | 3.6262e-05 | 7.9767e-06 | 1.291e-06 | 1.5617e-07 | 0.058133 | 0.052758 | 0.052597 | 0.047469 | 0.021331 | -0.59195 | EBHeaterControl | 3.4894 | 1 |  |  |  | x | 3.4894 | 1 | 0 | -11.2202
Retro5Med | Retro | EBHeaterControl | Commercial | Process Loads | 0.30354 | 0.35973 | 1576.8444 | -10.0721 | <0 | <40 | Other | Wall-Mounted Vehicle Engine Block Heater Control_Residential_HZ2 | 0.072614 | 0.090294 | 0.11186 | 0.13143 | 0.15168 | 0.17939 | 0.19901 | 0.20555 | 0.19581 | 0.17009 | 0.13299 | 0.08891 | 0.05214 | 0.025351 | 0.010829 | 0.0039753 | 0.0012534 | 0.00027571 | 4.4621e-05 | 5.3979e-06 | 2.0093 | 1.8235 | 1.818 | 1.6407 | 0.73727 | -18.3666 | EBHeaterControl | 2.8983 | 1 |  |  |  | x | 2.8983 | 1 | 0 | -10.0721
Retro5Med | Retro | EBHeaterControl | Commercial | Process Loads | 0.54059 | 0.60156 | 3416.5602 | -16.5574 | <0 | <40 | Other | Wall-Mounted Vehicle Engine Block Heater Control_School Bus_HZ3 | 0.0084299 | 0.010483 | 0.012987 | 0.015258 | 0.017609 | 0.020825 | 0.023104 | 0.023863 | 0.022732 | 0.019747 | 0.015439 | 0.010322 | 0.0060531 | 0.002943 | 0.0012572 | 0.0004615 | 0.00014551 | 3.2008e-05 | 5.1802e-06 | 6.2666e-07 | 0.23327 | 0.2117 | 0.21105 | 0.19048 | 0.085592 | -3.5051 | EBHeaterControl | 5.7957 | 1 |  |  |  | x | 5.7957 | 1 | 0 | -16.5574
Retro5Med | Retro | EBHeaterControl | Commercial | Process Loads | 0.51798 | 0.60226 | 2580.7657 | -19.7995 | <0 | <40 | Other | Wall-Mounted Vehicle Engine Block Heater Control_Delivery_HZ3 | 0.13638 | 0.16958 | 0.21009 | 0.24684 | 0.28488 | 0.3369 | 0.37376 | 0.38605 | 0.36774 | 0.31945 | 0.24977 | 0.16698 | 0.097924 | 0.047611 | 0.020338 | 0.007466 | 0.0023539 | 0.0005178 | 8.3803e-05 | 1.0138e-05 | 3.7737 | 3.4247 | 3.4143 | 3.0814 | 1.3847 | -67.8078 | EBHeaterControl | 4.9285 | 1 |  |  |  | x | 4.9285 | 1 | 0 | -19.7995
Retro5Med | Retro | EBHeaterControl | Commercial | Process Loads | 0.39039 | 0.63238 | 2129.9658 | -15.5407 | <0 | <40 | Other | Wall-Mounted Vehicle Engine Block Heater Control_Mass Transit_HZ3 | 0.0015328 | 0.0019061 | 0.0023614 | 0.0027744 | 0.003202 | 0.0037867 | 0.004201 | 0.0043391 | 0.0041333 | 0.0035906 | 0.0028073 | 0.0018768 | 0.0011006 | 0.00053514 | 0.00022859 | 8.3916e-05 | 2.6458e-05 | 5.82e-06 | 9.4193e-07 | 1.1395e-07 | 0.042415 | 0.038493 | 0.038376 | 0.034635 | 0.015563 | -0.59821 | EBHeaterControl | 4.0873 | 1 |  |  |  | x | 4.0873 | 1 | 0 | -15.5407
Retro5Med | Retro | EBHeaterControl | Commercial | Process Loads | 0.34339 | 0.39927 | 1710.9319 | -13.0606 | <0 | <40 | Other | Wall-Mounted Vehicle Engine Block Heater Control_Residential_HZ3 | 0.052526 | 0.065315 | 0.080917 | 0.09507 | 0.10972 | 0.12976 | 0.14396 | 0.14869 | 0.14164 | 0.12304 | 0.096199 | 0.064313 | 0.037716 | 0.018338 | 0.0078332 | 0.0028755 | 0.00090662 | 0.00019943 | 3.2277e-05 | 3.9046e-06 | 1.4535 | 1.319 | 1.315 | 1.1868 | 0.53331 | -17.2275 | EBHeaterControl | 3.2674 | 1 |  |  |  | x | 3.2674 | 1 | 0 | -13.0606
Retro5Med | Retro | EBHeaterControl | Commercial | Process Loads | 0.41435 | 0.5305 | 2748.4311 | -13.3855 | <0 | <40 | Other | Engine-Mounted Vehicle Engine Block Heater Control_School Bus_HZ1 | 0 | 0 | 0 | 0 | 0 | 0 | 0 | 0 | 0 | 0 | 0 | 0 | 0 | 0 | 0 | 0 | 0 | 0 | 0 | 0 | 0 | 0 | 0 | 0 | 0 | 0 | EBHeaterControl | 4.6683 | 1 |  |  |  | x | 4.6683 | 1 | 0 | -13.3855
Retro5Med | Retro | EBHeaterControl | Commercial | Process Loads | 0.40651 | 0.53205 | 2171.0299 | -15.6903 | <0 | <40 | Other | Engine-Mounted Vehicle Engine Block Heater Control_Delivery_HZ1 | 0 | 0 | 0 | 0 | 0 | 0 | 0 | 0 | 0 | 0 | 0 | 0 | 0 | 0 | 0 | 0 | 0 | 0 | 0 | 0 | 0 | 0 | 0 | 0 | 0 | 0 | EBHeaterControl | 4.0969 | 1 |  |  |  | x | 4.0969 | 1 | 0 | -15.6903
Retro5Med | Retro | EBHeaterControl | Commercial | Process Loads | 0.26085 | 0.5397 | 1790.5412 | -7.4677 | <0 | <40 | Other | Engine-Mounted Vehicle Engine Block Heater Control_Mass Transit_HZ1 | 0 | 0 | 0 | 0 | 0 | 0 | 0 | 0 | 0 | 0 | 0 | 0 | 0 | 0 | 0 | 0 | 0 | 0 | 0 | 0 | 0 | 0 | 0 | 0 | 0 | 0 | EBHeaterControl | 3.1784 | 1 |  |  |  | x | 3.1784 | 1 | 0 | -7.4677
Retro5Med | Retro | EBHeaterControl | Commercial | Process Loads | 0.27259 | 0.35677 | 1455.8206 | -7.9493 | <0 | <40 | Other | Engine-Mounted Vehicle Engine Block Heater Control_Residential_HZ1 | 0 | 0 | 0 | 0 | 0 | 0 | 0 | 0 | 0 | 0 | 0 | 0 | 0 | 0 | 0 | 0 | 0 | 0 | 0 | 0 | 0 | 0 | 0 | 0 | 0 | 0 | EBHeaterControl | 2.7473 | 1 |  |  |  | x | 2.7473 | 1 | 0 | -7.9493
Retro5Med | Retro | EBHeaterControl | Commercial | Process Loads | 0.47436 | 0.54308 | 3103.8557 | -14.6894 | <0 | <40 | Other | Engine-Mounted Vehicle Engine Block Heater Control_School Bus_HZ2 | 0.011488 | 0.014285 | 0.017697 | 0.020792 | 0.023997 | 0.028379 | 0.031484 | 0.032519 | 0.030977 | 0.026909 | 0.021039 | 0.014066 | 0.0082486 | 0.0040105 | 0.0017132 | 0.00062889 | 0.00019828 | 4.3617e-05 | 7.0591e-06 | 8.5395e-07 | 0.31788 | 0.28848 | 0.2876 | 0.25956 | 0.11664 | -4.2376 | EBHeaterControl | 5.0829 | 1 |  |  |  | x | 5.0829 | 1 | 0 | -14.6894
Retro5Med | Retro | EBHeaterControl | Commercial | Process Loads | 0.45718 | 0.54181 | 2374.9498 | -17.3625 | <0 | <40 | Other | Engine-Mounted Vehicle Engine Block Heater Control_Delivery_HZ2 | 0.18825 | 0.23409 | 0.29 | 0.34073 | 0.39324 | 0.46505 | 0.51594 | 0.53289 | 0.50762 | 0.44096 | 0.34477 | 0.2305 | 0.13517 | 0.065721 | 0.028074 | 0.010306 | 0.0032493 | 0.00071476 | 0.00011568 | 1.3994e-05 | 5.2091 | 4.7274 | 4.713 | 4.2535 | 1.9114 | -82.0796 | EBHeaterControl | 4.3652 | 1 |  |  |  | x | 4.3652 | 1 | 0 | -17.3625
Retro5Med | Retro | EBHeaterControl | Commercial | Process Loads | 0.3194 | 0.56804 | 1946.18 | -11.2202 | <0 | <40 | Other | Engine-Mounted Vehicle Engine Block Heater Control_Mass Transit_HZ2 | 0.0021009 | 0.0026124 | 0.0032364 | 0.0038025 | 0.0043885 | 0.00519 | 0.0057578 | 0.0059471 | 0.005665 | 0.0049211 | 0.0038477 | 0.0025723 | 0.0015085 | 0.00073345 | 0.0003133 | 0.00011501 | 3.6262e-05 | 7.9767e-06 | 1.291e-06 | 1.5617e-07 | 0.058133 | 0.052758 | 0.052597 | 0.047469 | 0.021331 | -0.59195 | EBHeaterControl | 3.4894 | 1 |  |  |  | x | 3.4894 | 1 | 0 | -11.2202
Retro5Med | Retro | EBHeaterControl | Commercial | Process Loads | 0.30354 | 0.35973 | 1576.8444 | -10.0721 | <0 | <40 | Other | Engine-Mounted Vehicle Engine Block Heater Control_Residential_HZ2 | 0.072614 | 0.090294 | 0.11186 | 0.13143 | 0.15168 | 0.17939 | 0.19901 | 0.20555 | 0.19581 | 0.17009 | 0.13299 | 0.08891 | 0.05214 | 0.025351 | 0.010829 | 0.0039753 | 0.0012534 | 0.00027571 | 4.4621e-05 | 5.3979e-06 | 2.0093 | 1.8235 | 1.818 | 1.6407 | 0.73727 | -18.3666 | EBHeaterControl | 2.8983 | 1 |  |  |  | x | 2.8983 | 1 | 0 | -10.0721
Retro5Med | Retro | EBHeaterControl | Commercial | Process Loads | 0.54059 | 0.60156 | 3416.5602 | -16.5574 | <0 | <40 | Other | Engine-Mounted Vehicle Engine Block Heater Control_School Bus_HZ3 | 0.0084299 | 0.010483 | 0.012987 | 0.015258 | 0.017609 | 0.020825 | 0.023104 | 0.023863 | 0.022732 | 0.019747 | 0.015439 | 0.010322 | 0.0060531 | 0.002943 | 0.0012572 | 0.0004615 | 0.00014551 | 3.2008e-05 | 5.1802e-06 | 6.2666e-07 | 0.23327 | 0.2117 | 0.21105 | 0.19048 | 0.085592 | -3.5051 | EBHeaterControl | 5.7957 | 1 |  |  |  | x | 5.7957 | 1 | 0 | -16.5574
Retro5Med | Retro | EBHeaterControl | Commercial | Process Loads | 0.51798 | 0.60226 | 2580.7657 | -19.7995 | <0 | <40 | Other | Engine-Mounted Vehicle Engine Block Heater Control_Delivery_HZ3 | 0.13638 | 0.16958 | 0.21009 | 0.24684 | 0.28488 | 0.3369 | 0.37376 | 0.38605 | 0.36774 | 0.31945 | 0.24977 | 0.16698 | 0.097924 | 0.047611 | 0.020338 | 0.007466 | 0.0023539 | 0.0005178 | 8.3803e-05 | 1.0138e-05 | 3.7737 | 3.4247 | 3.4143 | 3.0814 | 1.3847 | -67.8078 | EBHeaterControl | 4.9285 | 1 |  |  |  | x | 4.9285 | 1 | 0 | -19.7995
Retro5Med | Retro | EBHeaterControl | Commercial | Process Loads | 0.39039 | 0.63238 | 2129.9658 | -15.5407 | <0 | <40 | Other | Engine-Mounted Vehicle Engine Block Heater Control_Mass Transit_HZ3 | 0.0015328 | 0.0019061 | 0.0023614 | 0.0027744 | 0.003202 | 0.0037867 | 0.004201 | 0.0043391 | 0.0041333 | 0.0035906 | 0.0028073 | 0.0018768 | 0.0011006 | 0.00053514 | 0.00022859 | 8.3916e-05 | 2.6458e-05 | 5.82e-06 | 9.4193e-07 | 1.1395e-07 | 0.042415 | 0.038493 | 0.038376 | 0.034635 | 0.015563 | -0.59821 | EBHeaterControl | 4.0873 | 1 |  |  |  | x | 4.0873 | 1 | 0 | -15.5407
Retro5Med | Retro | EBHeaterControl | Commercial | Process Loads | 0.34339 | 0.39927 | 1710.9319 | -13.0606 | <0 | <40 | Other | Engine-Mounted Vehicle Engine Block Heater Control_Residential_HZ3 | 0.052526 | 0.065315 | 0.080917 | 0.09507 | 0.10972 | 0.12976 | 0.14396 | 0.14869 | 0.14164 | 0.12304 | 0.096199 | 0.064313 | 0.037716 | 0.018338 | 0.0078332 | 0.0028755 | 0.00090662 | 0.00019943 | 3.2277e-05 | 3.9046e-06 | 1.4535 | 1.319 | 1.315 | 1.1868 | 0.53331 | -17.2275 | EBHeaterControl | 3.2674 | 1 |  |  |  | x | 3.2674 | 1 | 0 | -13.0606
LO20Fast | New | LEC Exit Sign | Commercial | Lighting | 0.0075783 | 0.0075275 | 66.512 | -61.1575 | <0 | <40 | All Buildings | LEC Exit Sign-Double-New | 0.040666 | 0.078919 | 0.091269 | 0.11027 | 0.1347 | 0.17169 | 0.18311 | 0.18241 | 0.23472 | 0.23941 | 0.25387 | 0.246 | 0.25101 | 0.25953 | 0.26842 | 0.28304 | 0.29264 | 0.30274 | 0.28504 | 0.2904 | 4.1999 | 4.1999 | 2.746 | 1.721 | 0.62752 | -256.853 | LEC Exit Sign | 2.2561 | 1 |  |  |  | x | 2.2561 | 1 | 0 | -61.1575
LO20Fast | New | LEC Exit Sign | Commercial | Lighting | 0.0037466 | 0.0037215 | 32.8823 | -103.6171 | <0 | <40 | All Buildings | LEC Exit Sign-Single-New | 0.0082817 | 0.016072 | 0.018587 | 0.022456 | 0.027432 | 0.034965 | 0.037291 | 0.037147 | 0.047802 | 0.048757 | 0.0517 | 0.050097 | 0.051119 | 0.052853 | 0.054665 | 0.057642 | 0.059596 | 0.061652 | 0.058047 | 0.059139 | 0.8553 | 0.8553 | 0.55922 | 0.35049 | 0.12779 | -88.6236 | LEC Exit Sign | 1.9128 | 1 |  |  |  | x | 1.9128 | 1 | 0 | -103.6171
LO20Fast | NR | LEC Exit Sign | Commercial | Lighting | 0.0075783 | 0.0075275 | 66.512 | -61.1571 | <0 | <40 | All Buildings | LEC Exit Sign-Double-NR | 0.73963 | 1.2525 | 1.6027 | 1.8715 | 2.1039 | 2.3482 | 2.5184 | 2.6502 | 2.7639 | 2.8582 | 2.3499 | 0 | 0 | 0 | 0 | 0 | 0 | 0 | 0 | 0 | 23.059 | 23.059 | 23.059 | 23.059 | 9.9185 | -1410.2235 | LEC Exit Sign | 2.2561 | 1 |  |  |  | x | 2.2561 | 1 | 0 | -61.1571
LO20Fast | NR | LEC Exit Sign | Commercial | Lighting | 0.0037466 | 0.0037215 | 32.8823 | -103.617 | <0 | <40 | All Buildings | LEC Exit Sign-Single-NR | 0.15062 | 0.25507 | 0.3264 | 0.38113 | 0.42846 | 0.47821 | 0.51287 | 0.53971 | 0.56286 | 0.58207 | 0.47855 | 0 | 0 | 0 | 0 | 0 | 0 | 0 | 0 | 0 | 4.696 | 4.696 | 4.696 | 4.696 | 2.0199 | -486.582 | LEC Exit Sign | 1.9128 | 1 |  |  |  | x | 1.9128 | 1 | 0 | -103.617
LO80Fast | New | Exterior Building Lighting | Commercial | Lighting | 0.026492 | 0.028262 | 121.6117 | 1.1171 | 0-10 | <40 | All Btype | Exterior Lighting: Parking Lot - HPS 250W - New | 0.086398 | 0.10787 | 0.10357 | 0.11162 | 0.1245 | 0.14729 | 0.14766 | 0.1397 | 0.17221 | 0.16996 | 0.17478 | 0.16548 | 0.16589 | 0.1692 | 0.17318 | 0.18115 | 0.18612 | 0.19127 | 0.17918 | 0.18126 | 3.0783 | 3.0783 | 2.1593 | 1.4856 | 0.68125 | 3.4387 | Exterior Building Lighting | 1.7839 | 1 |  |  |  | x | #REF! | #REF! | 1.9927 | -0.87563
LO80Fast | New | Exterior Building Lighting | Commercial | Lighting | 0.016577 | 0.017672 | 76.0916 | -52.7107 | <0 | <40 | All Btype | Exterior Lighting: Walkway - HID 150W - New | 0.040544 | 0.05062 | 0.048601 | 0.052381 | 0.058425 | 0.069121 | 0.069294 | 0.065556 | 0.080814 | 0.079757 | 0.082021 | 0.077654 | 0.077847 | 0.079402 | 0.081269 | 0.085007 | 0.087342 | 0.089757 | 0.084082 | 0.085061 | 1.4446 | 1.4446 | 1.0133 | 0.69713 | 0.31969 | -76.1434 | Exterior Building Lighting | 9999 | 1 |  |  |  | x | 9999 | 1 | 0 | -52.7107
LO80Fast | New | Exterior Building Lighting | Commercial | Lighting | 0.016487 | 0.017576 | 75.6759 | -55.1273 | <0 | <40 | All Btype | Exterior Lighting: Façade - HID 150W - New | 0.040322 | 0.050344 | 0.048336 | 0.052094 | 0.058106 | 0.068743 | 0.068915 | 0.065198 | 0.080373 | 0.079321 | 0.081573 | 0.07723 | 0.077421 | 0.078968 | 0.080825 | 0.084542 | 0.086865 | 0.089266 | 0.083622 | 0.084597 | 1.4367 | 1.4367 | 1.0078 | 0.69332 | 0.31795 | -79.1992 | Exterior Building Lighting | 9999 | 1 |  |  |  | x | 9999 | 1 | 0 | -55.1273
LO80Fast | New | Exterior Building Lighting | Commercial | Lighting | 0.003421 | 0.0036469 | 15.7026 | -152.154 | <0 | <40 | All Btype | Exterior Lighting: Walkway - INC 75W - New | 0.0083668 | 0.010446 | 0.01003 | 0.010809 | 0.012057 | 0.014264 | 0.0143 | 0.013528 | 0.016677 | 0.016459 | 0.016926 | 0.016025 | 0.016065 | 0.016386 | 0.016771 | 0.017542 | 0.018024 | 0.018523 | 0.017351 | 0.017554 | 0.2981 | 0.2981 | 0.20911 | 0.14386 | 0.065973 | -45.3577 | Exterior Building Lighting | 6.5646 | 1 |  |  |  | x | 6.5646 | 1 | 0 | -152.154
LO80Fast | New | Exterior Building Lighting | Commercial | Lighting | 0.0071549 | 0.0076278 | 32.8421 | -44.6377 | <0 | <40 | All Btype | Exterior Lighting: Façade - HID 400W - New | 0.017499 | 0.021848 | 0.020977 | 0.022608 | 0.025217 | 0.029833 | 0.029908 | 0.028295 | 0.03488 | 0.034424 | 0.035401 | 0.033516 | 0.0336 | 0.034271 | 0.035077 | 0.03669 | 0.037698 | 0.03874 | 0.036291 | 0.036714 | 0.62349 | 0.62349 | 0.43735 | 0.30089 | 0.13798 | -27.831 | Exterior Building Lighting | 9999 | 1 |  |  |  | x | 9999 | 1 | 0 | -44.6377
LO80Fast | New | Exterior Building Lighting | Commercial | Lighting | 0.0030074 | 0.003207 | 13.805 | 49.0977 | 40-50 | 40-100 | All Btype | Exterior Lighting: Walkway - CFL 26W - New | 0.0073557 | 0.0091838 | 0.0088175 | 0.0095032 | 0.0106 | 0.01254 | 0.012572 | 0.011894 | 0.014662 | 0.01447 | 0.014881 | 0.014088 | 0.014123 | 0.014406 | 0.014744 | 0.015422 | 0.015846 | 0.016284 | 0.015255 | 0.015432 | 0.26208 | 0.26208 | 0.18384 | 0.12648 | 0.058 | 12.8675 | Exterior Building Lighting | 0.895 | 0 |  |  |  | x | #REF! | #REF! | 43.9426 | 5.1551
LO80Fast | New | Exterior Building Lighting | Commercial | Lighting | 0.011745 | 0.012525 | 53.9114 | -15.8852 | <0 | <40 | All Btype | Exterior Lighting: Parking Lot - MH 400W - New | 0.038301 | 0.04782 | 0.045912 | 0.049483 | 0.055193 | 0.065297 | 0.06546 | 0.061929 | 0.076343 | 0.075344 | 0.077483 | 0.073358 | 0.07354 | 0.075009 | 0.076773 | 0.080304 | 0.08251 | 0.084791 | 0.07943 | 0.080355 | 1.3646 | 1.3646 | 0.95724 | 0.65856 | 0.30201 | -21.6774 | Exterior Building Lighting | 3.0539 | 1 |  |  |  | x | 3.0539 | 1 | 0 | -15.8852
LO80Fast | New | Exterior Building Lighting | Commercial | Lighting | 0.0014772 | 0.0015753 | 6.7807 | -19.3645 | <0 | <40 | All Btype | Exterior Lighting: Parking Lot - MH 1000W - New | 0.0048173 | 0.0060145 | 0.0057746 | 0.0062236 | 0.0069418 | 0.0082126 | 0.0082332 | 0.0077891 | 0.009602 | 0.0094764 | 0.0097453 | 0.0092265 | 0.0092494 | 0.0094342 | 0.009656 | 0.0101 | 0.010378 | 0.010665 | 0.0099902 | 0.010107 | 0.17164 | 0.17164 | 0.1204 | 0.08283 | 0.037984 | -3.3236 | Exterior Building Lighting | 3.9279 | 1 |  |  |  | x | 3.9279 | 1 | 0 | -19.3645
LO80Fast | NR | Exterior Building Lighting | Commercial | Lighting | 0.030766 | 0.032854 | 141.2505 | 23.7921 | 20-30 | <40 | All Btype | Exterior Lighting: Parking Lot - HPS 250W - NR | 1.5505 | 1.6892 | 1.7945 | 1.8693 | 1.9187 | 1.301 | 0 | 0 | 0 | 0 | 0 | 0 | 0 | 0 | 0 | 0 | 0 | 0 | 0 | 0 | 10.1233 | 10.1233 | 10.1233 | 10.1233 | 10.1233 | 240.854 | Exterior Building Lighting | 1.1392 | 1 |  |  |  | x | #REF! | #REF! | 27.104 | -3.3119
LO80Fast | NR | Exterior Building Lighting | Commercial | Lighting | 0.016839 | 0.017955 | 77.2971 | -27.3976 | <0 | <40 | All Btype | Exterior Lighting: Walkway - HID 150W - NR | 0.63635 | 0.6933 | 0.73651 | 0.76721 | 0.7875 | 0.53397 | 0 | 0 | 0 | 0 | 0 | 0 | 0 | 0 | 0 | 0 | 0 | 0 | 0 | 0 | 4.1548 | 4.1548 | 4.1548 | 4.1548 | 4.1548 | -113.8328 | Exterior Building Lighting | 5.2526 | 1 |  |  |  | x | 5.2526 | 1 | 0 | -27.3976
LO80Fast | NR | Exterior Building Lighting | Commercial | Lighting | 0.016892 | 0.018011 | 77.5374 | -29.1091 | <0 | <40 | All Btype | Exterior Lighting: Façade - HID 150W - NR | 0.63833 | 0.69545 | 0.7388 | 0.7696 | 0.78994 | 0.53564 | 0 | 0 | 0 | 0 | 0 | 0 | 0 | 0 | 0 | 0 | 0 | 0 | 0 | 0 | 4.1678 | 4.1678 | 4.1678 | 4.1678 | 4.1678 | -121.3198 | Exterior Building Lighting | 5.7403 | 1 |  |  |  | x | 5.7403 | 1 | 0 | -29.1091
LO80Fast | NR | Exterior Building Lighting | Commercial | Lighting | 0.0034908 | 0.0037219 | 16.0234 | -149.8168 | <0 | <40 | All Btype | Exterior Lighting: Walkway - INC 75W - NR | 0.73759 | 0.12369 | 0 | 0 | 0 | 0 | 0 | 0 | 0 | 0 | 0 | 0 | 0 | 0 | 0 | 0 | 0 | 0 | 0 | 0 | 0.86128 | 0.86128 | 0.86128 | 0.86128 | 0.86128 | -129.0347 | Exterior Building Lighting | 6.6058 | 1 |  |  |  | x | 6.6058 | 1 | 0 | -149.8168
LO80Fast | NR | Exterior Building Lighting | Commercial | Lighting | 0.0073675 | 0.0078562 | 33.8189 | -28.4021 | <0 | <40 | All Btype | Exterior Lighting: Façade - HID 400W - NR | 0.41762 | 0.455 | 0.48336 | 0.46185 | 0 | 0 | 0 | 0 | 0 | 0 | 0 | 0 | 0 | 0 | 0 | 0 | 0 | 0 | 0 | 0 | 1.8178 | 1.8178 | 1.8178 | 1.8178 | 1.8178 | -51.63 | Exterior Building Lighting | 6.2908 | 1 |  |  |  | x | 6.2908 | 1 | 0 | -28.4021
LO80Fast | NR | Exterior Building Lighting | Commercial | Lighting | 0.0032382 | 0.0034548 | 14.8651 | 43.0709 | 40-50 | 40-100 | All Btype | Exterior Lighting: Walkway - CFL 26W - NR | 0.29371 | 0.31999 | 0.18533 | 0 | 0 | 0 | 0 | 0 | 0 | 0 | 0 | 0 | 0 | 0 | 0 | 0 | 0 | 0 | 0 | 0 | 0.79902 | 0.79902 | 0.79902 | 0.79902 | 0.79902 | 34.4146 | Exterior Building Lighting | 0.93685 | 0 |  |  |  | x | #REF! | #REF! | 40.351 | 2.7199
LO80Fast | NR | Exterior Building Lighting | Commercial | Lighting | 0.012894 | 0.013759 | 59.1904 | -0.35455 | <0 | <40 | All Btype | Exterior Lighting: Parking Lot - MH 400W - NR | 0.97458 | 1.0618 | 1.128 | 1.0778 | 0 | 0 | 0 | 0 | 0 | 0 | 0 | 0 | 0 | 0 | 0 | 0 | 0 | 0 | 0 | 0 | 4.2421 | 4.2421 | 4.2421 | 4.2421 | 4.2421 | -1.504 | Exterior Building Lighting | 1.8499 | 1 |  |  |  | x | 1.8499 | 1 | 0 | -0.35455
LO80Fast | NR | Exterior Building Lighting | Commercial | Lighting | 0.0016038 | 0.0017113 | 7.3626 | -5.2307 | <0 | <40 | All Btype | Exterior Lighting: Parking Lot - MH 1000W - NR | 0.12123 | 0.13207 | 0.14031 | 0.13406 | 0 | 0 | 0 | 0 | 0 | 0 | 0 | 0 | 0 | 0 | 0 | 0 | 0 | 0 | 0 | 0 | 0.52767 | 0.52767 | 0.52767 | 0.52767 | 0.52767 | -2.7601 | Exterior Building Lighting | 2.1927 | 1 |  |  |  | x | 2.1927 | 1 | 0 | -5.2307
LO12Med | New | HPWH ResType | Commercial | Water Heating | 0.073069 | 0.052803 | 767.6748 | 87.652 | 80-90 | 40-100 | All Buildings | HPWH ResType-Low Volume-New | 0.007106 | 0.015333 | 0.020739 | 0.025975 | 0.035249 | 0.047656 | 0.053205 | 0.057109 | 0.067536 | 0.070443 | 0.074949 | 0.075846 | 0.071217 | 0.078375 | 0.079347 | 0.086962 | 0.088259 | 0.095888 | 0.084671 | 0.08887 | 1.2247 | 1.2247 | 0.78008 | 0.4753 | 0.15206 | 107.3504 | HPWH ResType | 0.45576 | 0 |  |  |  | x | #REF! | #REF! | 39.9482 | 47.7037
LO12Med | New | HPWH ResType | Commercial | Water Heating | 0.14072 | 0.095963 | 1472.103 | 36.6888 | 30-40 | <40 | All Buildings | HPWH ResType-Med Volume-New | 0.0047517 | 0.0098864 | 0.01609 | 0.025375 | 0.032738 | 0.045552 | 0.047196 | 0.043187 | 0.056226 | 0.059458 | 0.062106 | 0.059585 | 0.058928 | 0.060018 | 0.061271 | 0.066947 | 0.066546 | 0.064982 | 0.065912 | 0.067646 | 0.9744 | 0.9744 | 0.64237 | 0.40257 | 0.13439 | 35.7496 | HPWH ResType | 0.89255 | 0 |  |  |  | x | #REF! | #REF! | 32.7467 | 3.9421
LO12Med | New | HPWH ResType | Commercial | Water Heating | 0.25982 | 0.18479 | 2694.5731 | 11.1742 | 10-20 | <40 | All Buildings | HPWH ResType-High Volume-New | 0.0060689 | 0.014537 | 0.016095 | 0.021386 | 0.029884 | 0.042427 | 0.05076 | 0.053231 | 0.076319 | 0.075954 | 0.083873 | 0.077531 | 0.094162 | 0.088691 | 0.099101 | 0.10135 | 0.10724 | 0.10463 | 0.10626 | 0.098349 | 1.3479 | 1.3479 | 0.83002 | 0.47053 | 0.1304 | 15.0611 | HPWH ResType | 1.6904 | 1 |  |  |  | x | #REF! | #REF! | 18.8893 | -7.7151
LO5Med | NR | HPWH ResType | Commercial | Water Heating | 0.073069 | 0.052803 | 767.6748 | 87.652 | 80-90 | 40-100 | All Buildings | HPWH ResType-Low Volume-NR | 0.017202 | 0.038177 | 0.063679 | 0.093094 | 0.12644 | 0.1652 | 0.20746 | 0.25032 | 0.29034 | 0.32433 | 0.35014 | 0.3673 | 0.37692 | 0.43955 | 0.43624 | 0.42331 | 0.41359 | 0.40937 | 0.4068 | 0.4003 | 8.012 | 5.5998 | 3.5464 | 1.9264 | 0.50379 | 490.8306 | HPWH ResType | 0.45576 | 0 |  |  |  | x | #REF! | #REF! | 39.9482 | 47.7037
LO5Med | NR | HPWH ResType | Commercial | Water Heating | 0.14072 | 0.095963 | 1472.103 | 36.6888 | 30-40 | <40 | All Buildings | HPWH ResType-Med Volume-NR | 0.011937 | 0.026484 | 0.04416 | 0.064537 | 0.087623 | 0.11445 | 0.14368 | 0.1733 | 0.20093 | 0.22437 | 0.24214 | 0.25391 | 0.26047 | 0.30234 | 0.29863 | 0.2961 | 0.29609 | 0.29061 | 0.28937 | 0.28149 | 5.5747 | 3.9026 | 2.449 | 1.3336 | 0.34919 | 143.1825 | HPWH ResType | 0.89255 | 0 |  |  |  | x | #REF! | #REF! | 32.7467 | 3.9421
LO5Med | NR | HPWH ResType | Commercial | Water Heating | 0.25982 | 0.18479 | 2694.5731 | 11.1742 | 10-20 | <40 | All Buildings | HPWH ResType-High Volume-NR | 0.01748 | 0.038748 | 0.064556 | 0.094265 | 0.12788 | 0.16689 | 0.20933 | 0.25228 | 0.29227 | 0.3261 | 0.35164 | 0.36844 | 0.37765 | 0.45304 | 0.44636 | 0.44186 | 0.44195 | 0.43205 | 0.42989 | 0.4156 | 8.1898 | 5.7483 | 3.5869 | 1.9414 | 0.50982 | 64.2323 | HPWH ResType | 1.6904 | 1 |  |  |  | x | #REF! | #REF! | 18.8893 | -7.7151
LO12Med | New | HPWH ResType | Commercial | Water Heating | 1.581 | 0.80995 | 12393.0362 | 11.2775 | 10-20 | <40 | All Buildings | HPWH Com Type-Low Volume-New | 0.0062258 | 0.014207 | 0.019175 | 0.026335 | 0.035615 | 0.048743 | 0.054152 | 0.055273 | 0.072188 | 0.074299 | 0.079215 | 0.077124 | 0.079021 | 0.081992 | 0.085059 | 0.089925 | 0.092402 | 0.094959 | 0.088956 | 0.089993 | 1.2649 | 1.2649 | 0.80862 | 0.48543 | 0.1503 | 14.2644 | HPWH ResType | 1.6133 | 1 |  |  |  | x | #REF! | #REF! | 18.1943 | -6.9168
LO12Med | New | HPWH ResType | Commercial | Water Heating | 2.6784 | 1.2995 | 21021.2143 | -0.32985 | <0 | <40 | All Buildings | HPWH Com Type-Med Volume-New | 0.0079202 | 0.018073 | 0.024393 | 0.033503 | 0.045308 | 0.062009 | 0.06889 | 0.070317 | 0.091834 | 0.09452 | 0.10077 | 0.098114 | 0.10053 | 0.10431 | 0.10821 | 0.1144 | 0.11755 | 0.1208 | 0.11317 | 0.11448 | 1.6091 | 1.6091 | 1.0287 | 0.61754 | 0.19121 | -0.53076 | HPWH ResType | 2.492 | 1 |  |  |  | x | 2.492 | 1 | 0 | -0.32985
LO12Med | New | HPWH ResType | Commercial | Water Heating | 4.388 | 2.2462 | 34406.6047 | -7.0665 | <0 | <40 | All Buildings | HPWH Com Type-High Volume-New | 0.00086423 | 0.0019721 | 0.0026617 | 0.0036557 | 0.0049439 | 0.0067662 | 0.007517 | 0.0076727 | 0.010021 | 0.010314 | 0.010996 | 0.010706 | 0.010969 | 0.011382 | 0.011807 | 0.012483 | 0.012827 | 0.013182 | 0.012348 | 0.012492 | 0.17558 | 0.17558 | 0.11225 | 0.067384 | 0.020864 | -1.2407 | HPWH ResType | 3.6152 | 1 |  |  |  | x | 3.6152 | 1 | 0 | -7.0665
LO5Med | NR | HPWH ResType | Commercial | Water Heating | 1.581 | 0.80995 | 12393.0362 | 11.2775 | 10-20 | <40 | All Buildings | HPWH Com Type-Low Volume-NR | 0.014179 | 0.031449 | 0.052427 | 0.076602 | 0.10398 | 0.13579 | 0.17042 | 0.20552 | 0.23824 | 0.26598 | 0.28698 | 0.30088 | 0.30859 | 0.36308 | 0.36296 | 0.35088 | 0.34521 | 0.34091 | 0.33883 | 0.33217 | 6.6095 | 4.6251 | 2.9171 | 1.5816 | 0.41442 | 52.1591 | HPWH ResType | 1.6133 | 1 |  |  |  | x | #REF! | #REF! | 18.1943 | -6.9168
LO5Med | NR | HPWH ResType | Commercial | Water Heating | 2.6784 | 1.2995 | 21021.2143 | -0.32985 | <0 | <40 | All Buildings | HPWH Com Type-Med Volume-NR | 0.018038 | 0.040008 | 0.066696 | 0.09745 | 0.13228 | 0.17274 | 0.21681 | 0.26145 | 0.30308 | 0.33836 | 0.36509 | 0.38277 | 0.39258 | 0.46189 | 0.46174 | 0.44637 | 0.43916 | 0.43369 | 0.43105 | 0.42257 | 8.4084 | 5.8838 | 3.711 | 2.012 | 0.52721 | -1.9408 | HPWH ResType | 2.492 | 1 |  |  |  | x | 2.492 | 1 | 0 | -0.32985
LO5Med | NR | HPWH ResType | Commercial | Water Heating | 4.388 | 2.2462 | 34406.6047 | -7.0665 | <0 | <40 | All Buildings | HPWH Com Type-High Volume-NR | 0.0019682 | 0.0043656 | 0.0072777 | 0.010633 | 0.014434 | 0.018849 | 0.023657 | 0.028528 | 0.033071 | 0.036921 | 0.039837 | 0.041766 | 0.042837 | 0.15074 | 0.15313 | 0.1306 | 0.1214 | 0.11506 | 0.11331 | 0.102 | 1.4659 | 1.1904 | 0.60801 | 0.21954 | 0.057528 | -8.4119 | HPWH ResType | 3.6152 | 1 |  |  |  | x | 3.6152 | 1 | 0 | -7.0665
LO5Med | NR | HeatPumps | Commercial | HVAC | 2.3527e-05 | 1.7419e-05 | 0.26688 | 33.9916 | 30-40 | <40 | Large Off | HeatPumps-NR-Large Off | 0.00057058 | 0.0012673 | 0.0021157 | 0.0030956 | 0.0042079 | 0.0055026 | 0.006916 | 0.0083516 | 0.0096948 | 0.010838 | 0.011711 | 0.012294 | 0.012627 | 0.012761 | 0.012723 | 0.012866 | 0.012813 | 0.012735 | 0.012681 | 0.01263 | 0.188 | 0.1784 | 0.11468 | 0.064271 | 0.01676 | 6.0641 | HeatPumps | 0.92484 | 0 |  | x |  | x | #REF! | #REF! | 31.4367 | 2.5549
LO5Med | NR | HeatPumps | Commercial | HVAC | 2.7376e-05 | 2.0269e-05 | 0.31054 | 23.3911 | 20-30 | <40 | Medium Off | HeatPumps-NR-Medium Off | 0.0036788 | 0.0081713 | 0.013641 | 0.019959 | 0.027131 | 0.035479 | 0.044591 | 0.053847 | 0.062508 | 0.069881 | 0.075505 | 0.079269 | 0.081413 | 0.082277 | 0.08203 | 0.083482 | 0.083124 | 0.082497 | 0.082018 | 0.081678 | 1.2121 | 1.1522 | 0.73938 | 0.41439 | 0.10806 | 26.9507 | HeatPumps | 1.174 | 1 |  | x |  | x | #REF! | #REF! | 27.4607 | -4.0696
LO5Med | NR | HeatPumps | Commercial | HVAC | 5.4992e-05 | 4.0715e-05 | 0.62381 | 26.7811 | 20-30 | <40 | Small Off | HeatPumps-NR-Small Off | 0.0065562 | 0.014562 | 0.02431 | 0.03557 | 0.048351 | 0.063227 | 0.079467 | 0.095963 | 0.1114 | 0.12454 | 0.13456 | 0.14127 | 0.14509 | 0.14663 | 0.14619 | 0.1468 | 0.14631 | 0.14566 | 0.14509 | 0.14459 | 2.1601 | 2.0461 | 1.3177 | 0.7385 | 0.19258 | 54.7973 | HeatPumps | 1.0809 | 1 |  | x |  | x | #REF! | #REF! | 28.9467 | -2.1656
LO5Med | NR | HeatPumps | Commercial | HVAC | 1.6639e-05 | 1.2319e-05 | 0.18875 | 54.6688 | 50-60 | 40-100 | XLarge Ret | HeatPumps-NR-XLarge Ret | 8.579e-05 | 0.00019025 | 0.00031709 | 0.00046321 | 0.00062864 | 0.00082074 | 0.0010299 | 0.0012417 | 0.0014391 | 0.0016062 | 0.0017327 | 0.0018162 | 0.0018623 | 0.0018791 | 0.0018704 | 0.0018775 | 0.001868 | 0.0018621 | 0.0018593 | 0.0018469 | 0.027417 | 0.026297 | 0.016983 | 0.0095553 | 0.0025057 | 1.4376 | HeatPumps | 0.65408 | 0 |  | x |  | x | #REF! | #REF! | 35.7576 | 18.9112
LO5Med | NR | HeatPumps | Commercial | HVAC | 1.6639e-05 | 1.2319e-05 | 0.18875 | 48.7832 | 40-50 | 40-100 | Large Ret | HeatPumps-NR-Large Ret | 0 | 0 | 0 | 0 | 0 | 0 | 0 | 0 | 0 | 0 | 0 | 0 | 0 | 0 | 0 | 0 | 0 | 0 | 0 | 0 | 0 | 0 | 0 | 0 | 0 | 0 | HeatPumps | 0.71354 | 0 |  | x |  | x | #REF! | #REF! | 34.8087 | 13.9745
LO5Med | NR | HeatPumps | Commercial | HVAC | 5.6224e-05 | 4.1628e-05 | 0.63779 | 3.201 | 0-10 | <40 | Medium Ret | HeatPumps-NR-Medium Ret | 0.0010588 | 0.002348 | 0.0039135 | 0.0057169 | 0.0077586 | 0.010129 | 0.012711 | 0.015325 | 0.017761 | 0.019824 | 0.021385 | 0.022415 | 0.022984 | 0.023191 | 0.023084 | 0.023323 | 0.0232 | 0.023153 | 0.023196 | 0.022992 | 0.33837 | 0.32547 | 0.2096 | 0.11793 | 0.030925 | 1.0418 | HeatPumps | 2.4111 | 1 |  | x |  | x | #REF! | #REF! | 7.718 | -4.517
LO5Med | NR | HeatPumps | Commercial | HVAC | 5.6224e-05 | 4.1628e-05 | 0.63779 | 25.8441 | 20-30 | <40 | Small Ret | HeatPumps-NR-Small Ret | 0.00093331 | 0.0020697 | 0.0034496 | 0.0050392 | 0.0068389 | 0.0089288 | 0.011204 | 0.013508 | 0.015656 | 0.017474 | 0.01885 | 0.019758 | 0.02026 | 0.020442 | 0.020348 | 0.020387 | 0.020286 | 0.020204 | 0.020141 | 0.020023 | 0.29826 | 0.2858 | 0.18476 | 0.10395 | 0.02726 | 7.3863 | HeatPumps | 1.1051 | 1 |  | x |  | x | #REF! | #REF! | 28.5601 | -2.716
LO5Med | NR | HeatPumps | Commercial | HVAC | 5.4992e-05 | 4.0715e-05 | 0.62381 | 3.6305 | 0-10 | <40 | School K-12 | HeatPumps-NR-School K-12 | 0.00087991 | 0.0019562 | 0.0032686 | 0.0047868 | 0.0065127 | 0.0085242 | 0.010723 | 0.012961 | 0.015059 | 0.016851 | 0.018223 | 0.019149 | 0.019684 | 0.019911 | 0.01987 | 0.019963 | 0.019914 | 0.019864 | 0.019812 | 0.019759 | 0.29493 | 0.27767 | 0.17836 | 0.099745 | 0.025928 | 1.0081 | HeatPumps | 2.3582 | 1 |  | x |  | x | #REF! | #REF! | 8.5616 | -4.9311
LO5Med | NR | HeatPumps | Commercial | HVAC | 6.4716e-05 | 4.7915e-05 | 0.73411 | 0.68708 | 0-10 | <40 | University | HeatPumps-NR-University | 0.001446 | 0.0032138 | 0.0053683 | 0.0078594 | 0.01069 | 0.013987 | 0.017591 | 0.021255 | 0.024688 | 0.027617 | 0.029857 | 0.031365 | 0.032232 | 0.032594 | 0.032516 | 0.032616 | 0.032522 | 0.032456 | 0.032359 | 0.032278 | 0.48191 | 0.45451 | 0.29228 | 0.16357 | 0.042565 | 0.31228 | HeatPumps | 2.7753 | 1 |  | x |  | x | #REF! | #REF! | 1.9068 | -1.2197
LO5Med | NR | HeatPumps | Commercial | HVAC | 6.3252e-06 | 4.683e-06 | 0.07175 | 154.3505 | 150-160 | >100 | Warehouse | HeatPumps-NR-Warehouse | 3.1142e-05 | 6.9051e-05 | 0.00011508 | 0.00016808 | 0.00022808 | 0.00029775 | 0.00037358 | 0.00045035 | 0.00052188 | 0.00058243 | 0.00062821 | 0.0006584 | 0.00067503 | 0.00068102 | 0.00067781 | 0.00067895 | 0.00067664 | 0.0006729 | 0.00066941 | 0.00066493 | 0.0099295 | 0.0095207 | 0.0061579 | 0.0034656 | 0.00090919 | 1.4695 | HeatPumps | 0.27125 | 0 |  | x |  | x | #REF! | #REF! | 41.867 | 112.4835
LO5Med | NR | HeatPumps | Commercial | HVAC | 1.8286e-05 | 1.3539e-05 | 0.20743 | 42.9518 | 40-50 | 40-100 | Supermarket | HeatPumps-NR-Supermarket | 0.00037941 | 0.00084129 | 0.001402 | 0.0020478 | 0.0027789 | 0.0036276 | 0.0045515 | 0.0054868 | 0.0063583 | 0.007096 | 0.0076538 | 0.0080216 | 0.0082242 | 0.0082972 | 0.0082581 | 0.0082927 | 0.0082506 | 0.008206 | 0.0081642 | 0.0081245 | 0.12098 | 0.11606 | 0.075025 | 0.042223 | 0.011077 | 4.9851 | HeatPumps | 0.78417 | 0 |  | x |  | x | #REF! | #REF! | 33.6815 | 9.2703
LO5Med | NR | HeatPumps | Commercial | HVAC | 1.8286e-05 | 1.3539e-05 | 0.20743 | 112.573 | 110-120 | >100 | MiniMart | HeatPumps-NR-MiniMart | 0.00019271 | 0.00042829 | 0.00071542 | 0.0010474 | 0.0014246 | 0.001864 | 0.0023442 | 0.0028325 | 0.0032901 | 0.0036804 | 0.003979 | 0.0041799 | 0.0042955 | 0.0043437 | 0.0043333 | 0.0043447 | 0.0043329 | 0.0043214 | 0.0043091 | 0.0043189 | 0.064223 | 0.060578 | 0.038951 | 0.021799 | 0.0056725 | 6.8195 | HeatPumps | 0.35941 | 0 |  | x |  | x | #REF! | #REF! | 40.46 | 72.113
LO5Med | NR | HeatPumps | Commercial | HVAC | 5.6224e-05 | 4.1628e-05 | 0.63779 | 3.201 | 0-10 | <40 | Restaurant | HeatPumps-NR-Restaurant | 0.00080021 | 0.0017667 | 0.0029316 | 0.0042636 | 0.0057606 | 0.0074878 | 0.0093544 | 0.011228 | 0.012956 | 0.014397 | 0.015461 | 0.016135 | 0.016471 | 0.016546 | 0.016397 | 0.016549 | 0.016356 | 0.016179 | 0.016018 | 0.015863 | 0.23509 | 0.23292 | 0.15196 | 0.086407 | 0.02301 | 0.74559 | HeatPumps | 2.4111 | 1 |  | x |  | x | #REF! | #REF! | 7.718 | -4.517
LO5Med | NR | HeatPumps | Commercial | HVAC | 5.4992e-05 | 4.0715e-05 | 0.62381 | 5.4113 | 0-10 | <40 | Lodging | HeatPumps-NR-Lodging | 0.0011703 | 0.0025975 | 0.0043333 | 0.0063359 | 0.0086064 | 0.011247 | 0.014125 | 0.017045 | 0.019773 | 0.02209 | 0.023851 | 0.025022 | 0.025681 | 0.025935 | 0.025839 | 0.025985 | 0.025835 | 0.025704 | 0.025596 | 0.025501 | 0.38047 | 0.36227 | 0.23365 | 0.13117 | 0.03429 | 1.9604 | HeatPumps | 2.1617 | 1 |  | x |  | x | #REF! | #REF! | 11.6977 | -6.2864
LO5Med | NR | HeatPumps | Commercial | HVAC | 6.4716e-05 | 4.7915e-05 | 0.73411 | 2.2003 | 0-10 | <40 | Hospital | HeatPumps-NR-Hospital | 0.0012304 | 0.00273 | 0.0045524 | 0.0066535 | 0.0090342 | 0.011801 | 0.014816 | 0.017871 | 0.020723 | 0.023141 | 0.024976 | 0.026192 | 0.026871 | 0.027126 | 0.027015 | 0.027726 | 0.027761 | 0.027669 | 0.027423 | 0.027345 | 0.39699 | 0.38266 | 0.24473 | 0.13753 | 0.036001 | 0.84197 | HeatPumps | 2.544 | 1 |  | x |  | x | #REF! | #REF! | 5.5976 | -3.3972
LO5Med | NR | HeatPumps | Commercial | HVAC | 6.4716e-05 | 4.7915e-05 | 0.73411 | 0.68708 | 0-10 | <40 | Residential Care | HeatPumps-NR-Residential Care | 0.00124 | 0.0027513 | 0.0045879 | 0.0067055 | 0.0091048 | 0.011893 | 0.014931 | 0.018011 | 0.020884 | 0.023322 | 0.025171 | 0.026397 | 0.027081 | 0.027338 | 0.027226 | 0.027698 | 0.02759 | 0.027467 | 0.027368 | 0.027234 | 0.40009 | 0.384 | 0.24664 | 0.1386 | 0.036283 | 0.26384 | HeatPumps | 2.7753 | 1 |  | x |  | x | #REF! | #REF! | 1.9068 | -1.2197
LO5Med | NR | HeatPumps | Commercial | HVAC | 1.6639e-05 | 1.2319e-05 | 0.18875 | 48.7832 | 40-50 | 40-100 | Assembly | HeatPumps-NR-Assembly | 0.0009753 | 0.0021631 | 0.0036057 | 0.0052678 | 0.0071499 | 0.0093359 | 0.011716 | 0.014127 | 0.016375 | 0.018279 | 0.019721 | 0.020673 | 0.0212 | 0.021394 | 0.021298 | 0.021456 | 0.021509 | 0.021247 | 0.021132 | 0.021046 | 0.31236 | 0.29967 | 0.19328 | 0.10872 | 0.028498 | 14.6189 | HeatPumps | 0.71354 | 0 |  | x |  | x | #REF! | #REF! | 34.8087 | 13.9745
LO5Med | NR | HeatPumps | Commercial | HVAC | 2.7376e-05 | 2.0269e-05 | 0.31054 | 23.3911 | 20-30 | <40 | Other | HeatPumps-NR-Other | 0.00088919 | 0.0019631 | 0.0032576 | 0.0047376 | 0.0064012 | 0.0083204 | 0.010395 | 0.012477 | 0.014396 | 0.015997 | 0.017181 | 0.017929 | 0.018303 | 0.018386 | 0.01822 | 0.018382 | 0.018292 | 0.018049 | 0.017854 | 0.01778 | 0.26123 | 0.25921 | 0.16885 | 0.096014 | 0.025569 | 6.0632 | HeatPumps | 1.174 | 1 |  | x |  | x | #REF! | #REF! | 27.4607 | -4.0696
LO5Med | New | HeatPumps | Commercial | HVAC | 1.4103e-05 | 1.0442e-05 | 0.15998 | 67.3696 | 60-70 | 40-100 | Large Off | HeatPumps-New-Large Off | 7.2947e-05 | 0.00015762 | 0.00021535 | 0.00029975 | 0.00040391 | 0.0006164 | 0.00084976 | 0.0011416 | 0.0014267 | 0.0015639 | 0.0017769 | 0.0019256 | 0.0018093 | 0.0020474 | 0.002047 | 0.0022125 | 0.002234 | 0.0025052 | 0.0020878 | 0.002221 | 0.027615 | 0.027615 | 0.016354 | 0.0085248 | 0.001766 | 1.8604 | HeatPumps | 0.55438 | 0 |  | x |  | x | #REF! | #REF! | 37.3485 | 30.0211
LO5Med | New | HeatPumps | Commercial | HVAC | 1.4025e-05 | 1.0384e-05 | 0.15909 | 60.8508 | 60-70 | 40-100 | Medium Off | HeatPumps-New-Medium Off | 0.00058475 | 0.001284 | 0.0017483 | 0.0022536 | 0.003091 | 0.0050559 | 0.0067964 | 0.0091081 | 0.011393 | 0.011902 | 0.0142 | 0.015476 | 0.014174 | 0.01666 | 0.01559 | 0.017455 | 0.017472 | 0.019493 | 0.015864 | 0.016947 | 0.21655 | 0.21655 | 0.12932 | 0.067417 | 0.014018 | 13.1771 | HeatPumps | 0.60143 | 0 |  | x |  | x | #REF! | #REF! | 36.5977 | 24.2531
LO5Med | New | HeatPumps | Commercial | HVAC | 7.946e-06 | 5.8831e-06 | 0.090137 | 279.8277 | >200 | >100 | Small Off | HeatPumps-New-Small Off | 0.00010215 | 0.00022674 | 0.0003209 | 0.00042855 | 0.00057964 | 0.00091459 | 0.0012075 | 0.0016024 | 0.0020713 | 0.002215 | 0.0025811 | 0.0028041 | 0.0026449 | 0.0030021 | 0.0028465 | 0.0031138 | 0.003139 | 0.0034091 | 0.0029402 | 0.0030799 | 0.039229 | 0.039229 | 0.023547 | 0.01225 | 0.0025726 | 10.9775 | HeatPumps | 0.15618 | 0 |  | x |  | x | #REF! | #REF! | 43.7033 | 236.1244
LO5Med | New | HeatPumps | Commercial | HVAC | 1.1779e-05 | 8.7206e-06 | 0.13361 | 83.8132 | 80-90 | 40-100 | XLarge Ret | HeatPumps-New-XLarge Ret | 7.4646e-06 | 1.6517e-05 | 3.5005e-05 | 7.4373e-05 | 9.3904e-05 | 0.00016115 | 0.00020631 | 0.0002005 | 0.00036011 | 0.0003728 | 0.00044016 | 0.0004302 | 0.00047833 | 0.00047042 | 0.00047988 | 0.00047722 | 0.00049808 | 0.0004459 | 0.00044999 | 0.0004407 | 0.006139 | 0.006139 | 0.0038271 | 0.0019683 | 0.00038842 | 0.51453 | HeatPumps | 0.46301 | 0 |  | x |  | x | #REF! | #REF! | 38.8067 | 45.0065
LO5Med | New | HeatPumps | Commercial | HVAC | 1.1779e-05 | 8.7206e-06 | 0.13361 | 75.4989 | 70-80 | 40-100 | Large Ret | HeatPumps-New-Large Ret | 0 | 0 | 0 | 0 | 0 | 0 | 0 | 0 | 0 | 0 | 0 | 0 | 0 | 0 | 0 | 0 | 0 | 0 | 0 | 0 | 0 | 0 | 0 | 0 | 0 | 0 | HeatPumps | 0.50511 | 0 |  | x |  | x | #REF! | #REF! | 38.1349 | 37.364
LO5Med | New | HeatPumps | Commercial | HVAC | 1.1849e-05 | 8.773e-06 | 0.13441 | 74.9528 | 70-80 | 40-100 | Medium Ret | HeatPumps-New-Medium Ret | 4.8849e-05 | 0.00010912 | 0.00023088 | 0.00051134 | 0.00063292 | 0.0011266 | 0.0014328 | 0.0013787 | 0.0024993 | 0.0025647 | 0.0030685 | 0.0029825 | 0.0033095 | 0.0032445 | 0.0032937 | 0.0032814 | 0.0034295 | 0.0030306 | 0.0030156 | 0.0028967 | 0.042088 | 0.042088 | 0.026434 | 0.013604 | 0.0026597 | 3.1546 | HeatPumps | 0.50814 | 0 |  | x |  | x | #REF! | #REF! | 38.0865 | 36.8663
LO5Med | New | HeatPumps | Commercial | HVAC | 1.1849e-05 | 8.773e-06 | 0.13441 | 182.3934 | 180-190 | >100 | Small Ret | HeatPumps-New-Small Ret | 1.8772e-05 | 4.1433e-05 | 8.1235e-05 | 0.000158 | 0.00020269 | 0.00033757 | 0.00043045 | 0.00043335 | 0.00076732 | 0.00080584 | 0.00094411 | 0.00094248 | 0.0010268 | 0.0010155 | 0.0010269 | 0.0010241 | 0.0010638 | 0.00096462 | 0.00097364 | 0.00094134 | 0.0132 | 0.0132 | 0.0082325 | 0.0042208 | 0.0008397 | 2.4076 | HeatPumps | 0.2329 | 0 |  | x |  | x | #REF! | #REF! | 42.479 | 139.9144
LO5Med | New | HeatPumps | Commercial | HVAC | 7.946e-06 | 5.8831e-06 | 0.090137 | 119.6102 | 110-120 | >100 | School K-12 | HeatPumps-New-School K-12 | 1.3171e-05 | 2.9183e-05 | 4.8901e-05 | 7.1669e-05 | 9.7342e-05 | 0.00012567 | 0.00016087 | 0.00019626 | 0.00027828 | 0.00031366 | 0.00033887 | 0.00037043 | 0.00037257 | 0.00037468 | 0.00037338 | 0.00038391 | 0.00037608 | 0.00038578 | 0.00039302 | 0.00040578 | 0.0051095 | 0.0051095 | 0.0031649 | 0.0016739 | 0.00038593 | 0.61115 | HeatPumps | 0.34075 | 0 |  | x |  | x | #REF! | #REF! | 40.7577 | 78.8524
LO5Med | New | HeatPumps | Commercial | HVAC | 2.0196e-05 | 1.4953e-05 | 0.22909 | 37.3808 | 30-40 | <40 | University | HeatPumps-New-University | 3.745e-05 | 7.9894e-05 | 0.0001535 | 0.00021824 | 0.00032426 | 0.00043186 | 0.00055068 | 0.00065151 | 0.0008242 | 0.00097777 | 0.0010142 | 0.0010647 | 0.0010135 | 0.0010694 | 0.0011437 | 0.0012339 | 0.0012003 | 0.0012735 | 0.0011998 | 0.0013247 | 0.015787 | 0.015787 | 0.0095549 | 0.0052636 | 0.0012452 | 0.59013 | HeatPumps | 0.86607 | 0 |  | x |  | x | #REF! | #REF! | 32.3745 | 5.0064
LO5Med | New | HeatPumps | Commercial | HVAC | 6.3252e-06 | 4.683e-06 | 0.07175 | 154.3505 | 150-160 | >100 | Warehouse | HeatPumps-New-Warehouse | 2.9152e-06 | 8.2454e-06 | 1.3165e-05 | 1.958e-05 | 2.0519e-05 | 3.1373e-05 | 3.9818e-05 | 3.8407e-05 | 5.7124e-05 | 6.4795e-05 | 6.9944e-05 | 6.9972e-05 | 6.9467e-05 | 8.2287e-05 | 8.1624e-05 | 9.4695e-05 | 8.2708e-05 | 8.5007e-05 | 8.4327e-05 | 8.3098e-05 | 0.0010991 | 0.0010991 | 0.00066924 | 0.00036589 | 9.5798e-05 | 0.16964 | HeatPumps | 0.27125 | 0 |  | x |  | x | #REF! | #REF! | 41.867 | 112.4835
LO5Med | New | HeatPumps | Commercial | HVAC | 1.414e-05 | 1.0469e-05 | 0.1604 | 60.2252 | 60-70 | 40-100 | Supermarket | HeatPumps-New-Supermarket | 3.8253e-05 | 8.5937e-05 | 0.00014115 | 0.00021419 | 0.00031836 | 0.00044788 | 0.00058654 | 0.00061759 | 0.0010813 | 0.0011123 | 0.0013531 | 0.001246 | 0.0014605 | 0.0014803 | 0.0015324 | 0.0015354 | 0.0016202 | 0.0013652 | 0.001428 | 0.0013801 | 0.019045 | 0.019045 | 0.011716 | 0.0059966 | 0.0012458 | 1.147 | HeatPumps | 0.60637 | 0 |  | x |  | x | #REF! | #REF! | 36.5189 | 23.7063
LO5Med | New | HeatPumps | Commercial | HVAC | 1.414e-05 | 1.0469e-05 | 0.1604 | 150.2604 | 150-160 | >100 | MiniMart | HeatPumps-New-MiniMart | 1.1365e-05 | 2.496e-05 | 4.2147e-05 | 6.0712e-05 | 0.00020019 | 0.00028853 | 0.00035625 | 0.00037798 | 0.00063525 | 0.00065909 | 0.00074692 | 0.00076037 | 0.00081044 | 0.00083715 | 0.00083957 | 0.00082592 | 0.00086842 | 0.0007779 | 0.00080389 | 0.00084045 | 0.010768 | 0.010768 | 0.0066509 | 0.0034034 | 0.0006279 | 1.6179 | HeatPumps | 0.27792 | 0 |  | x |  | x | #REF! | #REF! | 41.7605 | 108.5
LO5Med | New | HeatPumps | Commercial | HVAC | 1.1849e-05 | 8.773e-06 | 0.13441 | 74.9528 | 70-80 | 40-100 | Restaurant | HeatPumps-New-Restaurant | 4.2489e-05 | 8.4343e-05 | 0.0001318 | 0.00019457 | 0.00027846 | 0.00041052 | 0.00051312 | 0.00050341 | 0.00093924 | 0.00097244 | 0.0012391 | 0.0011453 | 0.0013994 | 0.0012794 | 0.0014222 | 0.0014024 | 0.001563 | 0.0013976 | 0.0015208 | 0.0013224 | 0.017762 | 0.017762 | 0.010556 | 0.0053095 | 0.0011422 | 1.3313 | HeatPumps | 0.50814 | 0 |  | x |  | x | #REF! | #REF! | 38.0865 | 36.8663
LO5Med | New | HeatPumps | Commercial | HVAC | 7.946e-06 | 5.8831e-06 | 0.090137 | 131.9346 | 130-140 | >100 | Lodging | HeatPumps-New-Lodging | 2.3417e-05 | 4.255e-05 | 6.1546e-05 | 9.0007e-05 | 0.00013588 | 0.00020969 | 0.00026988 | 0.00025743 | 0.00053389 | 0.00051962 | 0.00070536 | 0.00061104 | 0.00083133 | 0.00066421 | 0.00086052 | 0.00082869 | 0.00087822 | 0.00083553 | 0.00097528 | 0.00079058 | 0.010125 | 0.010125 | 0.0058164 | 0.0028493 | 0.00056309 | 1.3358 | HeatPumps | 0.31236 | 0 |  | x |  | x | #REF! | #REF! | 41.2109 | 90.7237
LO5Med | New | HeatPumps | Commercial | HVAC | 2.0196e-05 | 1.4953e-05 | 0.22909 | 42.2299 | 40-50 | 40-100 | Hospital | HeatPumps-New-Hospital | 0.00017233 | 0.00047689 | 0.00087202 | 0.0012037 | 0.001901 | 0.0028569 | 0.0033282 | 0.0033575 | 0.0041826 | 0.0050493 | 0.0051903 | 0.0051526 | 0.0048534 | 0.0048604 | 0.0050143 | 0.0056805 | 0.0057236 | 0.0057147 | 0.0059541 | 0.0061578 | 0.077702 | 0.077702 | 0.048471 | 0.028591 | 0.0074827 | 3.2813 | HeatPumps | 0.7939 | 0 |  | x |  | x | #REF! | #REF! | 33.5262 | 8.7036
LO5Med | New | HeatPumps | Commercial | HVAC | 2.0196e-05 | 1.4953e-05 | 0.22909 | 37.3808 | 30-40 | <40 | Residential Care | HeatPumps-New-Residential Care | 0.00012245 | 0.00028926 | 0.00050906 | 0.0008312 | 0.0012127 | 0.0018158 | 0.0019938 | 0.0020466 | 0.0024631 | 0.0030014 | 0.0030655 | 0.0030021 | 0.0026916 | 0.0028083 | 0.0028065 | 0.0033008 | 0.0031385 | 0.0033143 | 0.0033724 | 0.0036088 | 0.045394 | 0.045394 | 0.028659 | 0.017351 | 0.0047805 | 1.6969 | HeatPumps | 0.86607 | 0 |  | x |  | x | #REF! | #REF! | 32.3745 | 5.0064
LO5Med | New | HeatPumps | Commercial | HVAC | 1.1779e-05 | 8.7206e-06 | 0.13361 | 75.4989 | 70-80 | 40-100 | Assembly | HeatPumps-New-Assembly | 0.00012087 | 0.00044973 | 0.00047263 | 0.00068799 | 0.001086 | 0.0017835 | 0.0025118 | 0.003326 | 0.0044596 | 0.0049817 | 0.005143 | 0.0051313 | 0.0059712 | 0.0061032 | 0.006223 | 0.0065215 | 0.0067515 | 0.006896 | 0.0063436 | 0.0064466 | 0.081411 | 0.081411 | 0.048451 | 0.025023 | 0.0046007 | 6.1464 | HeatPumps | 0.50511 | 0 |  | x |  | x | #REF! | #REF! | 38.1349 | 37.364
LO5Med | New | HeatPumps | Commercial | HVAC | 1.4025e-05 | 1.0384e-05 | 0.15909 | 60.8508 | 60-70 | 40-100 | Other | HeatPumps-New-Other | 0.00011235 | 0.00032211 | 0.00045996 | 0.00065491 | 0.0012958 | 0.0017722 | 0.0019476 | 0.0021724 | 0.0032084 | 0.0035908 | 0.0039536 | 0.0036494 | 0.0036449 | 0.0036555 | 0.0039104 | 0.0036833 | 0.0042393 | 0.0047411 | 0.0040537 | 0.0041582 | 0.055226 | 0.055226 | 0.03435 | 0.01949 | 0.0046173 | 3.3605 | HeatPumps | 0.60143 | 0 |  | x |  | x | #REF! | #REF! | 36.5977 | 24.2531
LO12Med | NR | IceAndVending | Commercial | Refrigeration | 0.054358 | 0.029525 | 573.0867 | -53.4281 | <0 | <40 | Misc | Commercial Ice Maker | 0.032477 | 0.065781 | 0.099896 | 0.13481 | 0.1705 | 0.20352 | 0.23093 | 0.2538 | 0.27298 | 0.28915 | 0.30288 | 0.31463 | 0.32478 | 0.33363 | 0.34143 | 0.34837 | 0.16684 | 0 | 0 | 0 | 3.8864 | 3.8864 | 3.3712 | 2.0567 | 0.70698 | -207.6432 | IceAndVending | 1.8203 | 1 |  |  |  | x | 1.8203 | 1 | 0 | -53.4281
LO12Med | NR | IceAndVending | Commercial | Refrigeration | 0.0074662 | 0.0055345 | 77.3119 | 49.3293 | 40-50 | 40-100 | MIsc | Commercial Beverage Vending Machine | 0.023763 | 0.048132 | 0.073093 | 0.098638 | 0.12476 | 0.14891 | 0.16897 | 0.18571 | 0.19974 | 0.21157 | 0.0092989 | 0 | 0 | 0 | 0 | 0 | 0 | 0 | 0 | 0 | 1.2926 | 1.2926 | 1.2926 | 1.2926 | 0.5173 | 63.7619 | IceAndVending | 0.82591 | 0 |  |  |  | x | #REF! | #REF! | 40.7417 | 8.5876
LO50Fast | New | LPD Package | Commercial | Lighting | 0.062795 | 0.044363 | 717.8375 | 16.2986 | 10-20 | <40 | All Btype | NEW_LINEAR_Fixture_from_LFTube_to_LEDPanel_CONTR | 1.3055 | 2.1845 | 2.3826 | 2.7304 | 3.1516 | 3.7699 | 3.7832 | 3.5714 | 4.392 | 4.3138 | 4.4363 | 4.2001 | 4.2105 | 4.2946 | 4.3956 | 4.5978 | 4.7241 | 4.8547 | 4.5478 | 4.6008 | 80.3856 | 76.4472 | 53.1221 | 36.0212 | 15.5245 | 1245.9836 | LPD Package | 1.3958 | 1 |  |  |  | x | #REF! | #REF! | 22.7489 | -6.4503
LO50Fast | New | LPD Package | Commercial | Lighting | 0.0067471 | 0.0045081 | 77.3898 | 26.0492 | 20-30 | <40 | All Btype | NEW_HIGHBAY_Fixture_from_LFTube_to_LEDPanel_CONTR | 0.081826 | 0.13693 | 0.14934 | 0.17114 | 0.19754 | 0.2363 | 0.23713 | 0.22385 | 0.27529 | 0.27039 | 0.27807 | 0.26326 | 0.26392 | 0.26919 | 0.27552 | 0.28819 | 0.29611 | 0.30429 | 0.28505 | 0.28838 | 5.0386 | 4.7917 | 3.3297 | 2.2578 | 0.97307 | 124.8205 | LPD Package | 1.0847 | 1 |  |  |  | x | #REF! | #REF! | 28.2552 | -2.206
LO50Fast | New | LPD Package | Commercial | Lighting | 0.0039204 | 0.0028524 | 44.1849 | -44.1654 | <0 | <40 | All Btype | NEW_CAN_Fixture_from_CFL_to_LEDPanel | 0.010278 | 0.017199 | 0.018758 | 0.021496 | 0.024813 | 0.029681 | 0.029785 | 0.028118 | 0.034579 | 0.033963 | 0.034927 | 0.033068 | 0.03315 | 0.033812 | 0.034607 | 0.036199 | 0.037193 | 0.038221 | 0.035805 | 0.036222 | 0.63288 | 0.60187 | 0.41823 | 0.2836 | 0.12222 | -26.5819 | LPD Package | 6.2826 | 1 |  |  |  | x | 6.2826 | 1 | 0 | -44.1654
LO50Fast | New | LPD Package | Commercial | Lighting | 0.00052963 | 0.00038534 | 5.9692 | -211.0819 | <0 | <40 | All Btype | NEW_DISP_Fixture_from_CFL_to_LEDPanel | 0.00025245 | 0.00042245 | 0.00046076 | 0.00052801 | 0.00060947 | 0.00072905 | 0.00073161 | 0.00069065 | 0.00084935 | 0.00083423 | 0.00085791 | 0.00081223 | 0.00081425 | 0.00083052 | 0.00085005 | 0.00088914 | 0.00091357 | 0.00093883 | 0.00087947 | 0.00088972 | 0.015545 | 0.014784 | 0.010273 | 0.0069659 | 0.0030022 | -3.1206 | LPD Package | 66.114 | 1 |  |  |  | x | 66.114 | 1 | 0 | -211.0819
LO50Fast | New | LPD Package | Commercial | Lighting | 0.0013945 | 0.0010155 | 14.9993 | -139.3489 | <0 | <40 | All Btype | NEW_OTHER_Fixture_from_CFL_to_LEDPanel | 0.0095154 | 0.015923 | 0.017367 | 0.019902 | 0.022972 | 0.027479 | 0.027576 | 0.026032 | 0.032013 | 0.031444 | 0.032336 | 0.030615 | 0.03069 | 0.031304 | 0.03204 | 0.033513 | 0.034434 | 0.035386 | 0.033149 | 0.033535 | 0.58593 | 0.55722 | 0.38721 | 0.26256 | 0.11316 | -77.6485 | LPD Package | 6.232 | 1 |  |  |  | x | 6.232 | 1 | 0 | -139.3489
LO50Fast | NR | LPD Package | Commercial | Lighting | 0.012929 | 0.0091448 | 149.1146 | 2.5118 | 0-10 | <40 | All Btype | NR_LINEAR_Fixture_from_LFTube_to_LEDPanel | 1.6692 | 2.4374 | 2.9414 | 3.258 | 3.4606 | 3.5535 | 3.5857 | 3.589 | 3.5802 | 3.5654 | 3.5498 | 3.5343 | 2.2334 | 0 | 0 | 0 | 0 | 0 | 0 | 0 | 40.9579 | 40.9579 | 40.9579 | 35.1903 | 17.3201 | 102.8783 | LPD Package | 2.2403 | 1 |  |  |  | x | #REF! | #REF! | 5.6273 | -3.1155
LO50Fast | NR | LPD Package | Commercial | Lighting | 0.0038908 | 0.002752 | 44.8737 | 21.9364 | 20-30 | <40 | All Btype | NR_LINEAR_Fixture_from_LFTube_to_LEDPanel_RDX | 0.50232 | 0.73349 | 0.88517 | 0.98043 | 1.0414 | 1.0694 | 1.0791 | 1.0801 | 1.0774 | 1.073 | 1.0683 | 1.0636 | 0.67209 | 0 | 0 | 0 | 0 | 0 | 0 | 0 | 12.3256 | 12.3256 | 12.3256 | 10.5899 | 5.2122 | 270.3807 | LPD Package | 1.199 | 1 |  |  |  | x | #REF! | #REF! | 26.301 | -4.3646
LO50Fast | NR | LPD Package | Commercial | Lighting | 0.051163 | 0.0362 | 589.4914 | 17.2284 | 10-20 | <40 | All Btype | NR_LINEAR_Fixture_from_LFTube_to_LEDPanel_CONTR | 6.5988 | 9.6357 | 11.6283 | 12.8796 | 13.6809 | 14.0479 | 14.1753 | 14.1884 | 14.1536 | 14.0951 | 14.0335 | 13.9722 | 8.8291 | 0 | 0 | 0 | 0 | 0 | 0 | 0 | 161.9181 | 161.9181 | 161.9181 | 139.1169 | 68.4711 | 2789.5826 | LPD Package | 1.3606 | 1 |  |  |  | x | #REF! | #REF! | 23.4414 | -6.2131
LO50Fast | NR | LPD Package | Commercial | Lighting | 0.00072309 | 0.00051145 | 8.3396 | 3.0847 | 0-10 | <40 | All Btype | NR_LINEAR_Lamp_from_LFTube_to_LEDTube_RDX | 0.0083223 | 0.012152 | 0.014665 | 0.016243 | 0.017254 | 0.017717 | 0.017878 | 0.017894 | 0.01785 | 0.017776 | 0.017699 | 0.017621 | 0.011135 | 0 | 0 | 0 | 0 | 0 | 0 | 0 | 0.20421 | 0.20421 | 0.20421 | 0.17545 | 0.086354 | 0.62993 | LPD Package | 2.209 | 1 |  |  |  | x | #REF! | #REF! | 6.8141 | -3.7293
LO50Fast | NR | LPD Package | Commercial | Lighting | 0.010986 | 0.007776 | 126.4422 | 19.855 | 10-20 | <40 | All Btype | NR_LINEAR_Fixture_from_LEDTube_to_LEDPanel_CONTR | 1.5727 | 2.2964 | 2.7713 | 3.0695 | 3.2605 | 3.348 | 3.3783 | 3.3815 | 3.3732 | 3.3592 | 3.3445 | 3.3299 | 2.1042 | 0 | 0 | 0 | 0 | 0 | 0 | 0 | 38.5894 | 38.5894 | 38.5894 | 33.1552 | 16.3185 | 766.193 | LPD Package | 1.2816 | 1 |  |  |  | x | #REF! | #REF! | 25.4462 | -5.5912
LO50Fast | NR | LPD Package | Commercial | Lighting | 0.001326 | 0.00088821 | 15.3217 | 40.8371 | 40-50 | 40-100 | All Btype | NR_HIGHBAY_Fixture_from_LFTube_to_LEDPanel | 0.070428 | 0.10284 | 0.12411 | 0.13746 | 0.14601 | 0.14993 | 0.15129 | 0.15143 | 0.15106 | 0.15043 | 0.14978 | 0.14912 | 0.14847 | 0.14782 | 0.14718 | 0.14654 | 0.1459 | 0.076968 | 0 | 0 | 2.4468 | 2.4468 | 2.0774 | 1.4848 | 0.73078 | 99.9195 | LPD Package | 0.84143 | 0 |  |  |  | x | #REF! | #REF! | 34.3614 | 6.4756
LO50Fast | NR | LPD Package | Commercial | Lighting | 0.0072718 | 0.0048767 | 84.0633 | 24.8384 | 20-30 | <40 | All Btype | NR_HIGHBAY_Fixture_from_LFTube_to_LEDPanel_CONTR | 0.38641 | 0.56424 | 0.68092 | 0.75419 | 0.80111 | 0.82261 | 0.83006 | 0.83083 | 0.82879 | 0.82537 | 0.82176 | 0.81817 | 0.8146 | 0.81105 | 0.80752 | 0.804 | 0.80051 | 0.42229 | 0 | 0 | 13.4244 | 13.4244 | 11.3976 | 8.1463 | 4.0095 | 333.4414 | LPD Package | 1.1122 | 1 |  |  |  | x | #REF! | #REF! | 27.6244 | -2.786
LO50Fast | NR | LPD Package | Commercial | Lighting | 0.00014953 | 0.00010001 | 1.7398 | -81.0247 | <0 | <40 | All Btype | NR_HIGHBAY_Fixture_from_HID_to_LEDPanel | 0.0017772 | 0.0025951 | 0.0031317 | 0.0034687 | 0.0036845 | 0.0037834 | 0.0038177 | 0.0038212 | 0.0038118 | 0.0037961 | 0.0037795 | 0.003763 | 0.0037466 | 0.0037302 | 0.003714 | 0.0036978 | 0.0036817 | 0.0019422 | 0 | 0 | 0.061743 | 0.061743 | 0.052421 | 0.037467 | 0.018441 | -5.0027 | LPD Package | 21.9536 | 1 |  |  |  | x | 21.9536 | 1 | 0 | -81.0247
LO50Fast | NR | LPD Package | Commercial | Lighting | 0.0006942 | 0.00046457 | 8.0794 | -58.0735 | <0 | <40 | All Btype | NR_HIGHBAY_Fixture_from_HID_to_LEDPanel_CONTR | 0.008253 | 0.012051 | 0.014543 | 0.016108 | 0.01711 | 0.017569 | 0.017729 | 0.017745 | 0.017701 | 0.017628 | 0.017551 | 0.017475 | 0.017398 | 0.017322 | 0.017247 | 0.017172 | 0.017097 | 0.0090193 | 0 | 0 | 0.28672 | 0.28672 | 0.24343 | 0.17399 | 0.085635 | -16.6508 | LPD Package | 17.3897 | 1 |  |  |  | x | 17.3897 | 1 | 0 | -58.0735
LO50Fast | NR | LPD Package | Commercial | Lighting | 0.0020377 | 0.0014723 | 22.9926 | -53.9584 | <0 | <40 | All Btype | NR_CAN_Lamp_from_CFL_to_LEDScrew | 0.013168 | 0.019229 | 0.023205 | 0.025702 | 0.027301 | 0.028033 | 0.028288 | 0.028314 | 0.028244 | 0.028128 | 0.028005 | 0.027882 | 0.027761 | 0.02764 | 0.027519 | 0.0274 | 0.02728 | 0.0056763 | 0 | 0 | 0.44877 | 0.44877 | 0.38842 | 0.27762 | 0.13664 | -24.2152 | LPD Package | 21.7933 | 1 |  |  |  | x | 21.7933 | 1 | 0 | -53.9584
LO50Fast | NR | LPD Package | Commercial | Lighting | 0.001665 | 0.0012124 | 17.7243 | -54.9206 | <0 | <40 | All Btype | NR_CAN_Lamp_from_Inc/Hal_to_LEDScrew | 0.16919 | 0.17676 | 0 | 0 | 0 | 0 | 0 | 0 | 0 | 0 | 0 | 0 | 0 | 0 | 0 | 0 | 0 | 0 | 0 | 0 | 0.34595 | 0.34595 | 0.34595 | 0.34595 | 0.34595 | -18.9996 | LPD Package | 15.7849 | 1 |  |  |  | x | 15.7849 | 1 | 0 | -54.9206
LO50Fast | NR | LPD Package | Commercial | Lighting | 0.00077458 | 0.00055729 | 8.7739 | -128.3919 | <0 | <40 | All Btype | NR_DISP_Lamp_from_CFL_to_LEDScrew | 0.00091364 | 0.0013341 | 0.00161 | 0.0017832 | 0.0018942 | 0.001945 | 0.0019626 | 0.0019645 | 0.0019596 | 0.0019515 | 0.001943 | 0.0019345 | 0.0019261 | 0.0019177 | 0.0019093 | 0.001901 | 0.0018927 | 0.00039383 | 0 | 0 | 0.031137 | 0.031137 | 0.026949 | 0.019261 | 0.0094802 | -3.9977 | LPD Package | 43.1133 | 1 |  |  |  | x | 43.1133 | 1 | 0 | -128.3919
LO50Fast | NR | LPD Package | Commercial | Lighting | 0.00099808 | 0.00069358 | 11.0374 | -57.1355 | <0 | <40 | All Btype | NR_DISP_Lamp_from_Inc/Hal_to_LEDScrew | 0.019156 | 0.020014 | 0 | 0 | 0 | 0 | 0 | 0 | 0 | 0 | 0 | 0 | 0 | 0 | 0 | 0 | 0 | 0 | 0 | 0 | 0.039169 | 0.039169 | 0.039169 | 0.039169 | 0.039169 | -2.238 | LPD Package | 12.3365 | 1 |  |  |  | x | 12.3365 | 1 | 0 | -57.1355
LO50Fast | NR | LPD Package | Commercial | Lighting | 0.0025332 | 0.0018871 | 26.6081 | -161.1829 | <0 | <40 | All Btype | NR_OTHER_Lamp_from_CFL_to_LEDScrew | 0.027707 | 0.040459 | 0.048825 | 0.054079 | 0.057444 | 0.058985 | 0.05952 | 0.059575 | 0.059428 | 0.059183 | 0.058924 | 0.058667 | 0.058411 | 0.058156 | 0.057903 | 0.057651 | 0.0574 | 0.011944 | 0 | 0 | 0.94426 | 0.94426 | 0.81727 | 0.58413 | 0.2875 | -152.1986 | LPD Package | 62.1801 | 1 |  |  |  | x | 62.1801 | 1 | 0 | -161.1829
LO50Fast | NR | LPD Package | Commercial | Lighting | 0.0045376 | 0.0033888 | 47.5018 | -159.4196 | <0 | <40 | All Btype | NR_OTHER_Lamp_from_Inc/Hal_to_LEDScrew | 0.8244 | 0.86132 | 0 | 0 | 0 | 0 | 0 | 0 | 0 | 0 | 0 | 0 | 0 | 0 | 0 | 0 | 0 | 0 | 0 | 0 | 1.6857 | 1.6857 | 1.6857 | 1.6857 | 1.6857 | -268.7378 | LPD Package | 56.6234 | 1 |  |  |  | x | 56.6234 | 1 | 0 | -159.4196
Retro12Med | Retro | LPD Package | Commercial | Lighting | 0.0014366 | 0.0010161 | 16.5683 | 81.4781 | 80-90 | 40-100 | All Btype | RETRO_LINEAR_Fixture_from_LFTube_to_LEDPanel | 0.073568 | 0.073244 | 0.072922 | 0.072601 | 0.072283 | 0.064769 | 0.072799 | 0.057887 | 0.044384 | 0.034789 | 0.027337 | 0.021622 | 0.017141 | 0.013631 | 0.010859 | 0.0086564 | 5.8846e-05 | 2.0946e-05 | 7.1169e-06 | 2.313e-06 | 3.3449 | 0.73858 | 0.72983 | 0.66658 | 0.42939 | 60.1781 | LPD Package | 0.49212 | 0 |  |  |  | x | #REF! | #REF! | 40.097 | 41.381
Retro12Med | Retro | LPD Package | Commercial | Lighting | 0.00043231 | 0.00030578 | 4.986 | 53.4926 | 50-60 | 40-100 | All Btype | RETRO_LINEAR_Fixture_from_LFTube_to_LEDPanel_RDX | 0.022139 | 0.022042 | 0.021945 | 0.021848 | 0.021752 | 0.019491 | 0.021908 | 0.01742 | 0.013357 | 0.010469 | 0.0082267 | 0.0065069 | 0.0051582 | 0.0041022 | 0.0032677 | 0.002605 | 1.7709e-05 | 6.3034e-06 | 2.1417e-06 | 6.9607e-07 | 1.0066 | 0.22226 | 0.21963 | 0.2006 | 0.12922 | 11.8895 | LPD Package | 0.67712 | 0 |  |  |  | x | #REF! | #REF! | 36.2208 | 17.2717
Retro12Med | Retro | LPD Package | Commercial | Lighting | 0.0056848 | 0.0040222 | 65.499 | 72.089 | 70-80 | 40-100 | All Btype | RETRO_LINEAR_Fixture_from_LFTube_to_LEDPanel_CONTR | 0.29083 | 0.28955 | 0.28828 | 0.28701 | 0.28575 | 0.25605 | 0.28779 | 0.22884 | 0.17546 | 0.13753 | 0.10807 | 0.085479 | 0.067761 | 0.053889 | 0.042927 | 0.034221 | 0.00023263 | 8.2806e-05 | 2.8135e-05 | 9.144e-06 | 13.2232 | 2.9198 | 2.8852 | 2.6352 | 1.6975 | 210.4866 | LPD Package | 0.53618 | 0 |  |  |  | x | #REF! | #REF! | 38.6527 | 33.4364
Retro12Med | Retro | LPD Package | Commercial | Lighting | 0.0065078 | 0.004603 | 75.0565 | 14.3633 | 10-20 | <40 | All Btype | RETRO_LINEAR_Lamp_from_LFTube_to_LEDTube_RDX | 2.9995 | 2.9862 | 2.9731 | 2.96 | 2.947 | 2.6407 | 2.1994 | 1.7514 | 1.3872 | 1.1023 | 0.87631 | 0.6973 | 0.55504 | 0.442 | 0.35206 | 0.28046 | 0.0019049 | 0.00067745 | 0.00022998 | 7.4679e-05 | 36.4614 | 27.1529 | 26.8695 | 24.8231 | 17.5066 | 390.004 | LPD Package | 1.4702 | 1 |  |  |  | x | #REF! | #REF! | 21.1171 | -6.7538
Retro12Med | Retro | LPD Package | Commercial | Lighting | 0.00014733 | 9.869e-05 | 1.7024 | 94.0455 | 90-100 | 40-100 | All Btype | RETRO_HIGHBAY_Fixture_from_LFTube_to_LEDPanel | 0.0075592 | 0.0075259 | 0.0074928 | 0.0074599 | 0.0074271 | 0.0066551 | 0.0074802 | 0.0059479 | 0.0045605 | 0.0035746 | 0.0028089 | 0.0022217 | 0.0017612 | 0.0014006 | 0.0011157 | 0.00088945 | 6.0465e-06 | 2.1522e-06 | 7.3127e-07 | 2.3767e-07 | 0.34369 | 0.07589 | 0.074991 | 0.068492 | 0.04412 | 7.1371 | LPD Package | 0.47127 | 0 |  |  |  | x | #REF! | #REF! | 44.3205 | 49.725
Retro12Med | Retro | LPD Package | Commercial | Lighting | 0.00080798 | 0.00054186 | 9.3404 | 55.5568 | 50-60 | 40-100 | All Btype | RETRO_HIGHBAY_Fixture_from_LFTube_to_LEDPanel_CONTR | 0.041474 | 0.041291 | 0.04111 | 0.040929 | 0.040749 | 0.036513 | 0.04104 | 0.032634 | 0.025021 | 0.019612 | 0.015411 | 0.01219 | 0.009663 | 0.0076847 | 0.0061215 | 0.00488 | 3.3174e-05 | 1.1808e-05 | 4.0122e-06 | 1.304e-06 | 1.8857 | 0.41637 | 0.41144 | 0.37579 | 0.24207 | 23.1324 | LPD Package | 0.67237 | 0 |  |  |  | x | #REF! | #REF! | 37.3549 | 18.2019
Retro12Med | Retro | LPD Package | Commercial | Lighting | 0.00059813 | 0.00040005 | 6.9593 | 2.4829 | 0-10 | <40 | All Btype | RETRO_HIGHBAY_Fixture_from_HID_to_LEDPanel | 0.24721 | 0.24612 | 0.24504 | 0.24396 | 0.24289 | 0.21764 | 0.18226 | 0.14513 | 0.11487 | 0.091259 | 0.072532 | 0.057708 | 0.045931 | 0.036576 | 0.029133 | 0.023208 | 0.00015763 | 5.6062e-05 | 1.9032e-05 | 6.1802e-06 | 3.1338 | 2.2417 | 2.2183 | 2.0489 | 1.4429 | 5.566 | LPD Package | 1.4017 | 1 |  |  |  | x | #REF! | #REF! | 3.4803 | -0.99737
Retro12Med | Retro | LPD Package | Commercial | Lighting | 0.0027768 | 0.0018583 | 32.3178 | 2.6732 | 0-10 | <40 | All Btype | RETRO_HIGHBAY_Fixture_from_HID_to_LEDPanel_CONTR | 1.148 | 1.1429 | 1.1379 | 1.1329 | 1.1279 | 1.0107 | 0.84639 | 0.67395 | 0.53344 | 0.42379 | 0.33682 | 0.26799 | 0.21329 | 0.16985 | 0.13529 | 0.10777 | 0.00073202 | 0.00026034 | 8.8382e-05 | 2.87e-05 | 14.5526 | 10.4101 | 10.3012 | 9.5148 | 6.7004 | 27.8283 | LPD Package | 1.4974 | 1 |  |  |  | x | #REF! | #REF! | 4.0029 | -1.3297
Retro12Med | Retro | LPD Package | Commercial | Lighting | 0.0020377 | 0.0014723 | 22.9926 | -37.1548 | <0 | <40 | All Btype | RETRO_CAN_Lamp_from_CFL_to_LEDScrew | 0.51047 | 0.50822 | 0.50599 | 0.50376 | 0.50155 | 0.44941 | 0.38739 | 0.30842 | 0.24326 | 0.19298 | 0.15319 | 0.12181 | 0.096908 | 0.077159 | 0.061459 | 0.048964 | 0.0003326 | 0.0001183 | 4.0164e-05 | 1.3043e-05 | 7.9057 | 4.6715 | 4.622 | 4.2647 | 2.9794 | -173.5671 | LPD Package | 4.2492 | 1 |  |  |  | x | 4.2492 | 1 | 0 | -37.1548
Retro12Med | Retro | LPD Package | Commercial | Lighting | 0.001665 | 0.0012124 | 17.7243 | -49.7468 | <0 | <40 | All Btype | RETRO_CAN_Lamp_from_Inc/Hal_to_LEDScrew | 0.39351 | 0.39177 | 0.39005 | 0.38834 | 0.38663 | 0.34644 | 0.29863 | 0.23775 | 0.18753 | 0.14876 | 0.11809 | 0.093898 | 0.074703 | 0.059479 | 0.047377 | 0.037745 | 0.00025639 | 9.1193e-05 | 3.0961e-05 | 1.0055e-05 | 6.0942 | 3.6011 | 3.563 | 3.2875 | 2.2967 | -179.1425 | LPD Package | 8.3445 | 1 |  |  |  | x | 8.3445 | 1 | 0 | -49.7468
Retro12Med | Retro | LPD Package | Commercial | Lighting | 0.00077458 | 0.00055729 | 8.7739 | -56.6634 | <0 | <40 | All Btype | RETRO_DISP_Lamp_from_CFL_to_LEDScrew | 0.19479 | 0.19394 | 0.19308 | 0.19223 | 0.19139 | 0.1715 | 0.14783 | 0.11769 | 0.092829 | 0.073641 | 0.058458 | 0.046482 | 0.03698 | 0.029444 | 0.023453 | 0.018684 | 0.00012692 | 4.5143e-05 | 1.5327e-05 | 4.9773e-06 | 3.0168 | 1.7826 | 1.7637 | 1.6274 | 1.1369 | -101.0093 | LPD Package | 2.1715 | 1 |  |  |  | x | 2.1715 | 1 | 0 | -56.6634
Retro12Med | Retro | LPD Package | Commercial | Lighting | 0.00099808 | 0.00069358 | 11.0374 | -49.0147 | <0 | <40 | All Btype | RETRO_DISP_Lamp_from_Inc/Hal_to_LEDScrew | 0.24505 | 0.24397 | 0.24289 | 0.24183 | 0.24077 | 0.21574 | 0.18596 | 0.14805 | 0.11678 | 0.092638 | 0.073539 | 0.058473 | 0.04652 | 0.037039 | 0.029503 | 0.023505 | 0.00015966 | 5.6788e-05 | 1.928e-05 | 6.2614e-06 | 3.7951 | 2.2425 | 2.2187 | 2.0472 | 1.4302 | -109.9153 | LPD Package | 6.1046 | 1 |  |  |  | x | 6.1046 | 1 | 0 | -49.0147
Retro12Med | Retro | LPD Package | Commercial | Lighting | 0.0025332 | 0.0018871 | 26.6081 | 3.2948 | 0-10 | <40 | All Btype | RETRO_OTHER_Lamp_from_CFL_to_LEDScrew | 0.59074 | 0.58814 | 0.58555 | 0.58298 | 0.58042 | 0.52008 | 0.44831 | 0.35692 | 0.28152 | 0.22333 | 0.17728 | 0.14096 | 0.11215 | 0.089292 | 0.071124 | 0.056663 | 0.0003849 | 0.0001369 | 4.648e-05 | 1.5094e-05 | 9.1488 | 5.406 | 5.3488 | 4.9353 | 3.4479 | 17.8116 | LPD Package | 1.2892 | 1 |  |  |  | x | #REF! | #REF! | 4.2475 | -0.95277
Retro12Med | Retro | LPD Package | Commercial | Lighting | 0.0045376 | 0.0033888 | 47.5018 | -142.7925 | <0 | <40 | All Btype | RETRO_OTHER_Lamp_from_Inc/Hal_to_LEDScrew | 1.0546 | 1.05 | 1.0453 | 1.0408 | 1.0362 | 0.92847 | 0.80033 | 0.63718 | 0.50257 | 0.39869 | 0.31649 | 0.25165 | 0.20021 | 0.15941 | 0.12697 | 0.10116 | 0.00068714 | 0.0002444 | 8.2977e-05 | 2.6947e-05 | 16.3328 | 9.651 | 9.5488 | 8.8106 | 6.1553 | -1378.0945 | LPD Package | 10.7489 | 1 |  |  |  | x | 10.7489 | 1 | 0 | -142.7925
LO50Fast | New | LPD Package | Commercial | Lighting | 0.00291 | 0.0020626 | 33.1279 | -1.0953 | <0 | <40 | All Btype | NEW_LINEAR_Fixture_from_LEDPanel_to_LEDPanel_CONTR | 0.063048 | 0.1055 | 0.11507 | 0.13187 | 0.15221 | 0.18207 | 0.18271 | 0.17248 | 0.21212 | 0.20834 | 0.21426 | 0.20285 | 0.20335 | 0.20741 | 0.21229 | 0.22206 | 0.22815 | 0.23446 | 0.21964 | 0.2222 | 3.8823 | 3.6921 | 2.5656 | 1.7397 | 0.74977 | -4.0441 | LPD Package | 3.1309 | 1 |  |  |  | x | 3.1309 | 1 | 0 | -1.0953
LO50Fast | New | LPD Package | Commercial | Lighting | 0.00079922 | 0.0005357 | 9.1834 | -10.0106 | <0 | <40 | All Btype | NEW_HIGHBAY_Fixture_from_LEDPanel_to_LEDPanel_CONTR | 0.017478 | 0.029247 | 0.031898 | 0.036555 | 0.042194 | 0.050473 | 0.05065 | 0.047814 | 0.058801 | 0.057754 | 0.059394 | 0.056231 | 0.056371 | 0.057497 | 0.058849 | 0.061556 | 0.063247 | 0.064996 | 0.060886 | 0.061595 | 1.0762 | 1.0235 | 0.7112 | 0.48226 | 0.20784 | -10.2457 | LPD Package | 8.038 | 1 |  |  |  | x | 8.038 | 1 | 0 | -10.0106
LO50Fast | New | LPD Package | Commercial | Lighting | 0.00043651 | 0.00032021 | 4.7968 | 22.3317 | 20-30 | <40 | All Btype | NEW_CAN_Fixture_from_LEDPanel_to_LEDPanel_CONTR | 0.0091291 | 0.015276 | 0.016662 | 0.019094 | 0.022039 | 0.026363 | 0.026456 | 0.024975 | 0.030714 | 0.030167 | 0.031023 | 0.029372 | 0.029444 | 0.030033 | 0.030739 | 0.032153 | 0.033036 | 0.033949 | 0.031803 | 0.032173 | 0.56214 | 0.5346 | 0.37149 | 0.2519 | 0.10856 | 11.9385 | LPD Package | 1.222 | 1 |  |  |  | x | #REF! | #REF! | 27.289 | -4.9573
LO50Fast | New | LPD Package | Commercial | Lighting | 0.00089136 | 0.00065188 | 9.8746 | 22.0596 | 20-30 | <40 | All Btype | NEW_DISP_Fixture_from_LEDPanel_to_LEDPanel_CONTR | 0.018793 | 0.031448 | 0.034299 | 0.039306 | 0.04537 | 0.054272 | 0.054462 | 0.051413 | 0.063227 | 0.062101 | 0.063864 | 0.060464 | 0.060614 | 0.061825 | 0.063279 | 0.066189 | 0.068007 | 0.069888 | 0.065469 | 0.066232 | 1.1572 | 1.1005 | 0.76474 | 0.51856 | 0.22349 | 24.2771 | LPD Package | 1.2579 | 1 |  |  |  | x | #REF! | #REF! | 27.7486 | -5.689
LO50Fast | New | LPD Package | Commercial | Lighting | 0.0017833 | 0.0013403 | 18.5141 | 37.5008 | 30-40 | <40 | All Btype | NEW_OTHER_Fixture_from_LEDPanel_to_LEDPanel_CONTR | 0.035236 | 0.058962 | 0.064309 | 0.073696 | 0.085065 | 0.10176 | 0.10211 | 0.096396 | 0.11855 | 0.11644 | 0.11974 | 0.11337 | 0.11365 | 0.11592 | 0.11864 | 0.1241 | 0.12751 | 0.13103 | 0.12275 | 0.12418 | 2.1697 | 2.0634 | 1.4338 | 0.97225 | 0.41902 | 77.3789 | LPD Package | 0.87935 | 0 |  |  |  | x | #REF! | #REF! | 32.9763 | 4.5245
LO5Med | NR | Com-PTHP | Commercial | HVAC | 6.6939e-05 | 4.956e-05 | 0.75933 | 3.6068 | 0-10 | <40 | Large Off | Com-PTHP-NR-Large Off | 5.2521e-05 | 0.00011666 | 0.00019475 | 0.00028495 | 0.00038734 | 0.00050651 | 0.00063661 | 0.00076875 | 0.0008924 | 0.00099766 | 0.0010779 | 0.0011317 | 0.0011623 | 0.0011746 | 0.0011711 | 0.0011843 | 0.0011794 | 0.0011723 | 0.0011672 | 0.0011626 | 0.017439 | 0.016422 | 0.010556 | 0.0059161 | 0.0015427 | 0.059229 | Com-PTHP | 2.3611 | 1 |  |  |  | x | #REF! | #REF! | 8.516 | -4.9092
LO5Med | NR | Com-PTHP | Commercial | HVAC | 6.6939e-05 | 4.956e-05 | 0.75933 | 3.6068 | 0-10 | <40 | Medium Off | Com-PTHP-NR-Medium Off | 0.00066845 | 0.0014847 | 0.0024786 | 0.0036266 | 0.0049297 | 0.0064465 | 0.0081023 | 0.0097841 | 0.011358 | 0.012697 | 0.013719 | 0.014403 | 0.014793 | 0.01495 | 0.014905 | 0.015169 | 0.015104 | 0.01499 | 0.014903 | 0.014841 | 0.22262 | 0.20935 | 0.13435 | 0.075296 | 0.019635 | 0.75509 | Com-PTHP | 2.3611 | 1 |  |  |  | x | #REF! | #REF! | 8.516 | -4.9092
LO5Med | NR | Com-PTHP | Commercial | HVAC | 6.6939e-05 | 4.956e-05 | 0.75933 | 3.6068 | 0-10 | <40 | Small Ret | Com-PTHP-NR-Small Ret | 0.00041247 | 0.0009147 | 0.0015245 | 0.0022271 | 0.0030224 | 0.0039461 | 0.0049516 | 0.0059699 | 0.0069189 | 0.0077226 | 0.0083307 | 0.0087321 | 0.0089538 | 0.0090343 | 0.0089928 | 0.0090099 | 0.0089652 | 0.0089293 | 0.0089013 | 0.0088492 | 0.13274 | 0.12631 | 0.081654 | 0.045941 | 0.012047 | 0.45557 | Com-PTHP | 2.3611 | 1 |  |  |  | x | #REF! | #REF! | 8.516 | -4.9092
LO5Med | NR | Com-PTHP | Commercial | HVAC | 7.8043e-05 | 5.7782e-05 | 0.88529 | 0.823 | 0-10 | <40 | School K-12 | Com-PTHP-NR-School K-12 | 9.0551e-05 | 0.00020131 | 0.00033637 | 0.00049261 | 0.00067021 | 0.00087722 | 0.0011035 | 0.0013338 | 0.0015497 | 0.0017341 | 0.0018753 | 0.0019706 | 0.0020257 | 0.0020491 | 0.0020448 | 0.0020544 | 0.0020493 | 0.0020442 | 0.0020389 | 0.0020334 | 0.030501 | 0.028575 | 0.018355 | 0.010265 | 0.0026683 | 0.023517 | Com-PTHP | 2.7528 | 1 |  |  |  | x | #REF! | #REF! | 2.2655 | -1.4425
LO5Med | NR | Com-PTHP | Commercial | HVAC | 0.00013829 | 0.00013351 | 1.2311 | -7.4762 | <0 | <40 | Lodging | Com-PTHP-NR-Lodging | 0.0096401 | 0.021397 | 0.035696 | 0.052192 | 0.070895 | 0.092643 | 0.11636 | 0.14041 | 0.16288 | 0.18196 | 0.19647 | 0.20612 | 0.21155 | 0.21364 | 0.21285 | 0.21405 | 0.21281 | 0.21173 | 0.21085 | 0.21006 | 3.1509 | 2.9842 | 1.9247 | 1.0805 | 0.28246 | -22.3105 | Com-PTHP | 4.1548 | 1 |  |  |  | x | 4.1548 | 1 | 0 | -7.4762
LO5Med | NR | Com-PTHP | Commercial | HVAC | 9.9039e-05 | 9.5611e-05 | 0.88168 | -2.6933 | <0 | <40 | Residential Care | Com-PTHP-NR-Residential Care | 0.0025726 | 0.0057077 | 0.009518 | 0.013911 | 0.018889 | 0.024673 | 0.030976 | 0.037365 | 0.043326 | 0.048384 | 0.052219 | 0.054763 | 0.056181 | 0.056715 | 0.056483 | 0.057462 | 0.057237 | 0.056983 | 0.056777 | 0.056498 | 0.84748 | 0.79664 | 0.51168 | 0.28754 | 0.075271 | -2.1456 | Com-PTHP | 2.9755 | 1 |  |  |  | x | 2.9755 | 1 | 0 | -2.6933
LO5Med | NR | Com-PTHP | Commercial | HVAC | 0.00010898 | 8.0684e-05 | 1.2362 | -3.9405 | <0 | <40 | Assembly | Com-PTHP-NR-Assembly | 0.00017675 | 0.00039201 | 0.00065344 | 0.00095466 | 0.0012958 | 0.0016919 | 0.0021233 | 0.0025602 | 0.0029676 | 0.0033127 | 0.0035739 | 0.0037465 | 0.0038421 | 0.0038771 | 0.0038597 | 0.0038884 | 0.003898 | 0.0038506 | 0.0038296 | 0.003814 | 0.05721 | 0.054308 | 0.035027 | 0.019702 | 0.0051645 | -0.214 | Com-PTHP | 3.8439 | 1 |  |  |  | x | 3.8439 | 1 | 0 | -3.9405
LO5Med | NR | Com-PTHP | Commercial | HVAC | 7.8043e-05 | 5.7782e-05 | 0.88529 | 0.823 | 0-10 | <40 | Other | Com-PTHP-NR-Other | 0.00085396 | 0.0018854 | 0.0031285 | 0.0045499 | 0.0061476 | 0.0079907 | 0.0099827 | 0.011982 | 0.013826 | 0.015364 | 0.0165 | 0.017218 | 0.017578 | 0.017657 | 0.017498 | 0.017654 | 0.017567 | 0.017334 | 0.017147 | 0.017076 | 0.25614 | 0.24894 | 0.16216 | 0.09221 | 0.024556 | 0.20488 | Com-PTHP | 2.7528 | 1 |  |  |  | x | #REF! | #REF! | 2.2655 | -1.4425
LO5Med | New | Com-PTHP | Commercial | HVAC | 2.0676e-05 | 1.5308e-05 | 0.23454 | 47.3854 | 40-50 | 40-100 | Large Off | Com-PTHP-New-Large Off | 1.0308e-05 | 2.2272e-05 | 3.043e-05 | 4.2357e-05 | 5.7076e-05 | 8.7102e-05 | 0.00012008 | 0.00016132 | 0.00020161 | 0.00022099 | 0.00025109 | 0.0002721 | 0.00025566 | 0.00028931 | 0.00028926 | 0.00031264 | 0.00031569 | 0.00035401 | 0.00029502 | 0.00031385 | 0.0039022 | 0.0039022 | 0.002311 | 0.0012046 | 0.00024955 | 0.18491 | Com-PTHP | 0.72928 | 0 |  |  |  | x | #REF! | #REF! | 34.5574 | 12.828
LO5Med | New | Com-PTHP | Commercial | HVAC | 2.0676e-05 | 1.5308e-05 | 0.23454 | 47.3854 | 40-50 | 40-100 | Medium Off | Com-PTHP-New-Medium Off | 0.00019085 | 0.00041908 | 0.00057061 | 0.00073554 | 0.0010088 | 0.0016501 | 0.0022182 | 0.0029727 | 0.0037185 | 0.0038847 | 0.0046346 | 0.0050509 | 0.0046261 | 0.0054375 | 0.0050883 | 0.005697 | 0.0057025 | 0.0063622 | 0.0051776 | 0.0055313 | 0.070677 | 0.070677 | 0.042207 | 0.022004 | 0.0045751 | 3.3491 | Com-PTHP | 0.72928 | 0 |  |  |  | x | #REF! | #REF! | 34.5574 | 12.828
LO5Med | New | Com-PTHP | Commercial | HVAC | 2.0676e-05 | 1.5308e-05 | 0.23454 | 47.3854 | 40-50 | 40-100 | Small Ret | Com-PTHP-New-Small Ret | 3.6225e-05 | 7.9955e-05 | 0.00015676 | 0.0003049 | 0.00039113 | 0.00065143 | 0.00083065 | 0.00083624 | 0.0014807 | 0.0015551 | 0.0018219 | 0.0018187 | 0.0019815 | 0.0019596 | 0.0019817 | 0.0019762 | 0.0020528 | 0.0018615 | 0.0018789 | 0.0018165 | 0.025472 | 0.025472 | 0.015887 | 0.0081449 | 0.0016204 | 1.207 | Com-PTHP | 0.72928 | 0 |  |  |  | x | #REF! | #REF! | 34.5574 | 12.828
LO5Med | New | Com-PTHP | Commercial | HVAC | 3.1402e-05 | 2.325e-05 | 0.35621 | 25.7482 | 20-30 | <40 | School K-12 | Com-PTHP-New-School K-12 | 1.1245e-05 | 2.4915e-05 | 4.175e-05 | 6.1189e-05 | 8.3108e-05 | 0.00010729 | 0.00013734 | 0.00016756 | 0.00023758 | 0.00026779 | 0.00028932 | 0.00031626 | 0.00031809 | 0.00031989 | 0.00031878 | 0.00032777 | 0.00032109 | 0.00032937 | 0.00033555 | 0.00034644 | 0.0043623 | 0.0043623 | 0.0027021 | 0.0014291 | 0.00032949 | 0.11232 | Com-PTHP | 1.1076 | 1 |  |  |  | x | #REF! | #REF! | 28.5195 | -2.7713
LO5Med | New | Com-PTHP | Commercial | HVAC | 2.6908e-05 | 2.5976e-05 | 0.23954 | 42.4765 | 40-50 | 40-100 | Lodging | Com-PTHP-New-Lodging | 0.00077387 | 0.0014062 | 0.0020339 | 0.0029744 | 0.0044905 | 0.0069294 | 0.0089187 | 0.0085071 | 0.017643 | 0.017172 | 0.02331 | 0.020193 | 0.027473 | 0.02195 | 0.028437 | 0.027386 | 0.029022 | 0.027612 | 0.03223 | 0.026126 | 0.33459 | 0.33459 | 0.19221 | 0.094159 | 0.018608 | 14.2121 | Com-PTHP | 0.8084 | 0 |  |  |  | x | #REF! | #REF! | 34.3381 | 8.1384
LO5Med | New | Com-PTHP | Commercial | HVAC | 3.985e-05 | 3.8471e-05 | 0.35476 | 22.3338 | 20-30 | <40 | Residential Care | Com-PTHP-New-Residential Care | 0.00097586 | 0.0023052 | 0.0040568 | 0.006624 | 0.0096643 | 0.01447 | 0.015889 | 0.01631 | 0.019629 | 0.023919 | 0.02443 | 0.023924 | 0.02145 | 0.02238 | 0.022366 | 0.026305 | 0.025012 | 0.026412 | 0.026875 | 0.028759 | 0.36176 | 0.36176 | 0.22839 | 0.13827 | 0.038097 | 8.0794 | Com-PTHP | 1.1972 | 1 |  |  |  | x | #REF! | #REF! | 26.7389 | -4.4051
LO5Med | New | Com-PTHP | Commercial | HVAC | 2.1203e-05 | 1.5699e-05 | 0.24052 | 45.809 | 40-50 | 40-100 | Assembly | Com-PTHP-New-Assembly | 1.7937e-05 | 6.6741e-05 | 7.014e-05 | 0.0001021 | 0.00016116 | 0.00026467 | 0.00037276 | 0.00049359 | 0.00066181 | 0.00073929 | 0.00076324 | 0.0007615 | 0.00088614 | 0.00090574 | 0.00092351 | 0.0009678 | 0.0010019 | 0.0010234 | 0.00094141 | 0.0009567 | 0.012082 | 0.012082 | 0.0071903 | 0.0037134 | 0.00068275 | 0.55344 | Com-PTHP | 0.7479 | 0 |  |  |  | x | #REF! | #REF! | 34.2604 | 11.5486
LO5Med | New | Com-PTHP | Commercial | HVAC | 3.1402e-05 | 2.325e-05 | 0.35621 | 25.7482 | 20-30 | <40 | Other | Com-PTHP-New-Other | 0.00025247 | 0.00072387 | 0.0010337 | 0.0014717 | 0.0029119 | 0.0039827 | 0.0043767 | 0.004882 | 0.00721 | 0.0080693 | 0.0088848 | 0.0082011 | 0.0081911 | 0.0082149 | 0.0087876 | 0.0082773 | 0.0095268 | 0.010655 | 0.0091097 | 0.0093446 | 0.12411 | 0.12411 | 0.077194 | 0.043799 | 0.010376 | 3.1955 | Com-PTHP | 1.1076 | 1 |  |  |  | x | #REF! | #REF! | 28.5195 | -2.7713
Retro5Med | Retro | Com-PTHP | Commercial | HVAC | 0.00031354 | 0.00023214 | 3.5567 | 65.5178 | 60-70 | 40-100 | Large Off | Com-PTHP-Retro-Large Off | 0.0065351 | 0.008 | 0.0097602 | 0.011296 | 0.012846 | 0.014973 | 0.016377 | 0.01668 | 0.015672 | 0.013431 | 0.010362 | 0.0068373 | 0.00077649 | 0 | 0 | 0 | 0 | 0 | 0 | 0 | 0.14355 | 0.14355 | 0.14355 | 0.13593 | 0.063411 | 9.4048 | Com-PTHP | 0.56698 | 0 |  |  |  | x | #REF! | #REF! | 37.1475 | 28.3703
Retro5Med | Retro | Com-PTHP | Commercial | HVAC | 0.00031354 | 0.00023214 | 3.5567 | 65.5178 | 60-70 | 40-100 | Medium Off | Com-PTHP-Retro-Medium Off | 0.083174 | 0.10182 | 0.12422 | 0.14377 | 0.16349 | 0.19057 | 0.20843 | 0.21229 | 0.19946 | 0.17094 | 0.13188 | 0.087019 | 0.0098826 | 0 | 0 | 0 | 0 | 0 | 0 | 0 | 1.8269 | 1.8269 | 1.8269 | 1.73 | 0.80705 | 119.6973 | Com-PTHP | 0.56698 | 0 |  |  |  | x | #REF! | #REF! | 37.1475 | 28.3703
Retro5Med | Retro | Com-PTHP | Commercial | HVAC | 0.00031354 | 0.00023214 | 3.5567 | 65.5178 | 60-70 | 40-100 | Small Ret | Com-PTHP-Retro-Small Ret | 0.051323 | 0.062727 | 0.076406 | 0.088287 | 0.10024 | 0.11665 | 0.12738 | 0.12953 | 0.12151 | 0.10396 | 0.080081 | 0.035351 | 0 | 0 | 0 | 0 | 0 | 0 | 0 | 0 | 1.0934 | 1.0934 | 1.0934 | 1.0581 | 0.49564 | 71.6404 | Com-PTHP | 0.56698 | 0 |  |  |  | x | #REF! | #REF! | 37.1475 | 28.3703
Retro5Med | Retro | Com-PTHP | Commercial | HVAC | 0.00019698 | 0.00014584 | 2.2344 | 113.7334 | 110-120 | >100 | School K-12 | Com-PTHP-Retro-School K-12 | 0.0060712 | 0.0074388 | 0.0090838 | 0.010523 | 0.011977 | 0.013973 | 0.015297 | 0.015594 | 0.014665 | 0.012579 | 0.0097138 | 0.0064153 | 0.0023311 | 0 | 0 | 0 | 0 | 0 | 0 | 0 | 0.13566 | 0.13566 | 0.13566 | 0.12692 | 0.059067 | 15.4293 | Com-PTHP | 0.3562 | 0 |  |  |  | x | #REF! | #REF! | 40.5113 | 73.222
Retro5Med | Retro | Com-PTHP | Commercial | HVAC | 0.00018877 | 0.00018223 | 1.6805 | 152.8998 | 150-160 | >100 | Lodging | Com-PTHP-Retro-Lodging | 0.34955 | 0.4276 | 0.52132 | 0.60293 | 0.68517 | 0.79809 | 0.87227 | 0.88779 | 0.83354 | 0.71385 | 0.55036 | 0.33366 | 0 | 0 | 0 | 0 | 0 | 0 | 0 | 0 | 7.5761 | 7.5761 | 7.5761 | 7.2425 | 3.3846 | 1158.3879 | Com-PTHP | 0.29074 | 0 |  |  |  | x | #REF! | #REF! | 44.4548 | 108.445
Retro5Med | Retro | Com-PTHP | Commercial | HVAC | 0.00024997 | 0.00024132 | 2.2253 | 110.6784 | 110-120 | >100 | Residential Care | Com-PTHP-Retro-Residential Care | 0.17248 | 0.21091 | 0.25704 | 0.29716 | 0.33755 | 0.39302 | 0.42938 | 0.43685 | 0.40999 | 0.35098 | 0.27049 | 0.14416 | 0 | 0 | 0 | 0 | 0 | 0 | 0 | 0 | 3.71 | 3.71 | 3.71 | 3.5658 | 1.6682 | 410.6175 | Com-PTHP | 0.38501 | 0 |  |  |  | x | #REF! | #REF! | 42.6125 | 68.0659
Retro5Med | Retro | Com-PTHP | Commercial | HVAC | 0.00014875 | 0.00011013 | 1.6874 | 155.7829 | 150-160 | >100 | Assembly | Com-PTHP-Retro-Assembly | 0.0064089 | 0.0078338 | 0.0095432 | 0.011028 | 0.012523 | 0.014575 | 0.015917 | 0.016188 | 0.015187 | 0.012996 | 0.010011 | 0.004627 | 0 | 0 | 0 | 0 | 0 | 0 | 0 | 0 | 0.13684 | 0.13684 | 0.13684 | 0.13221 | 0.061912 | 21.3171 | Com-PTHP | 0.26898 | 0 |  |  |  | x | #REF! | #REF! | 41.9031 | 113.8798
Retro5Med | Retro | Com-PTHP | Commercial | HVAC | 0.00019698 | 0.00014584 | 2.2344 | 113.7334 | 110-120 | >100 | Other | Com-PTHP-Retro-Other | 0.057255 | 0.069668 | 0.084486 | 0.097192 | 0.10986 | 0.12729 | 0.13838 | 0.14009 | 0.13083 | 0.11145 | 0.054871 | 0 | 0 | 0 | 0 | 0 | 0 | 0 | 0 | 0 | 1.1214 | 1.1214 | 1.1214 | 1.1214 | 0.54575 | 127.5364 | Com-PTHP | 0.3562 | 0 |  |  |  | x | #REF! | #REF! | 40.5113 | 73.222
Retro50Fast | Retro | Parking Garage Lighting | Commercial | Lighting | 0.0042717 | 0.0050203 | 31.4697 | 30.048 | 30-40 | <40 | Parking Garage | Retro_PARKING_GARAGE_FIX_REPL_from HPS to _LED_FIX | 0.17556 | 0.081568 | 0.05414 | 0.029767 | 0 | 0 | 0 | 0 | 0 | 0 | 0 | 0 | 0 | 0 | 0 | 0 | 0 | 0 | 0 | 0 | 0.34104 | 0.34104 | 0.34104 | 0.34104 | 0.34104 | 10.2475 | Parking Garage Lighting | 1.0918 | 1 |  |  |  | x | #REF! | #REF! | 32.8051 | -2.757
Retro50Fast | Retro | Parking Garage Lighting | Commercial | Lighting | 0.018889 | 0.022199 | 139.155 | 3.8263 | 0-10 | <40 | Parking Garage | Retro_PARKING_GARAGE_FIX_REPL_from MH to _LED_FIX | 0.77631 | 0.36068 | 0.2394 | 0.13162 | 0 | 0 | 0 | 0 | 0 | 0 | 0 | 0 | 0 | 0 | 0 | 0 | 0 | 0 | 0 | 0 | 1.508 | 1.508 | 1.508 | 1.508 | 1.508 | 5.7701 | Parking Garage Lighting | 1.6569 | 1 |  |  |  | x | #REF! | #REF! | 6.3397 | -2.5134
Retro50Fast | Retro | Parking Garage Lighting | Commercial | Lighting | 0.028671 | 0.033695 | 211.2174 | 8.2131 | 0-10 | <40 | Parking Garage | Retro_PARKING_GARAGE_FIX_REPL_from HID to _LED_FIX | 1.1783 | 0.54747 | 0.36337 | 0.19979 | 0 | 0 | 0 | 0 | 0 | 0 | 0 | 0 | 0 | 0 | 0 | 0 | 0 | 0 | 0 | 0 | 2.289 | 2.289 | 2.289 | 2.289 | 2.289 | 18.7996 | Parking Garage Lighting | 1.5911 | 1 |  |  |  | x | #REF! | #REF! | 13.0677 | -4.8546
Retro50Fast | Retro | Parking Garage Lighting | Commercial | Lighting | 0.017646 | 0.020738 | 129.9969 | 0.918 | 0-10 | <40 | Parking Garage | Retro_PARKING_GARAGE_FIX_REPL_from FL to _LED_FIX | 0.72522 | 0.33695 | 0.22364 | 0.12296 | 0 | 0 | 0 | 0 | 0 | 0 | 0 | 0 | 0 | 0 | 0 | 0 | 0 | 0 | 0 | 0 | 1.4088 | 1.4088 | 1.4088 | 1.4088 | 1.4088 | 1.2933 | Parking Garage Lighting | 1.3998 | 1 |  |  |  | x | #REF! | #REF! | 1.285 | -0.36702
RetroEven20 | Retro | PowerStrips | Commercial | Electronics | 0.0063969 | 0.005414 | 72.0049 | 176.1175 | 170-180 | >100 | All | PowerStrips | 0.74429 | 0.74161 | 0.73893 | 0.73627 | 1.0551 | 1.0627 | 1.0062 | 0.98587 | 0.98797 | 1.0199 | 1.0123 | 1.0016 | 1.0265 | 1.0018 | 0.99757 | 0.97785 | 0.94761 | 0.9488 | 0.92991 | 0.92882 | 22.1281 | 18.8516 | 14.1186 | 10.0912 | 5.0789 | 3320.0932 | PowerStrips | 0.28327 | 0 |  |  |  | x | #REF! | #REF! | 49.8884 | 126.2291
LOEven20 | New | PowerStrips | Commercial | Electronics | 0.0063969 | 0.005414 | 72.0049 | 176.1175 | 170-180 | >100 | All | PowerStrips | 0.010586 | 0.022587 | 0.029373 | 0.038013 | 0.050211 | 0.070797 | 0.084539 | 0.097958 | 0.12617 | 0.1364 | 0.15649 | 0.16888 | 0.17329 | 0.20034 | 0.21274 | 0.24314 | 0.26322 | 0.29834 | 0.27688 | 0.30374 | 2.9637 | 2.9637 | 1.5784 | 0.82312 | 0.22157 | 521.9583 | PowerStrips | 0.28327 | 0 |  |  |  | x | #REF! | #REF! | 49.8884 | 126.229
LO5Med | NR | Refrig-Freezer | Commercial | Refrigeration | 0.050785 | 0.047605 | 458.1348 | 343.3004 | >200 | >100 | All Segments | Large Refrigerator | 0.019896 | 0.044891 | 0.076098 | 0.11303 | 0.15593 | 0.20688 | 0.26375 | 0.32299 | 0.38013 | 0.43077 | 0.47167 | 0.50172 | 0.522 | 0.53432 | 0.53948 | 0.54462 | 0.37738 | 0 | 0 | 0 | 5.5056 | 5.5056 | 4.5836 | 2.486 | 0.61673 | 1890.0591 | Refrig-Freezer | 0.13916 | 0 |  |  |  | x | #REF! | #REF! | 47.7731 | 295.5273
LO5Med | NR | Refrig-Freezer | Commercial | Refrigeration | 0.024338 | 0.022814 | 219.5542 | 123.8799 | 120-130 | >100 | All Segments | Small Refrigerator | 0.0059916 | 0.013518 | 0.022916 | 0.034039 | 0.046957 | 0.062301 | 0.079426 | 0.097265 | 0.11447 | 0.12972 | 0.14204 | 0.15109 | 0.15719 | 0.16091 | 0.16246 | 0.16401 | 0.11364 | 0 | 0 | 0 | 1.6579 | 1.6579 | 1.3803 | 0.74865 | 0.18572 | 205.3863 | Refrig-Freezer | 0.3523 | 0 |  |  |  | x | #REF! | #REF! | 43.6431 | 80.2367
LO5Med | NR | Refrig-Freezer | Commercial | Refrigeration | 0.060579 | 0.056786 | 546.4892 | 153.6565 | 150-160 | >100 | All Segments | Freezer | 0.017313 | 0.039063 | 0.066219 | 0.098358 | 0.13569 | 0.18003 | 0.22951 | 0.28106 | 0.33079 | 0.37484 | 0.41044 | 0.43659 | 0.45423 | 0.46495 | 0.46945 | 0.47391 | 0.32839 | 0 | 0 | 0 | 4.7908 | 4.7908 | 3.9885 | 2.1633 | 0.53667 | 736.1402 | Refrig-Freezer | 0.29168 | 0 |  |  |  | x | #REF! | #REF! | 44.8179 | 108.8387
Retro5Med | Retro | GroceryRefrigeration | Commercial | Refrigeration | 0.0093755 | 0.0091018 | 83.1079 | 420.3151 | >200 | >100 | Grocery | HE_Cond_Coil-Retro | 0.063601 | 0.07878 | 0.09724 | 0.1139 | 0.1312 | 0.15502 | 0.17195 | 0.17736 | 0.16959 | 0.14775 | 0.11608 | 0.077851 | 0.045896 | 0.022438 | 0.0096449 | 0.0035637 | 0.0011322 | 0.00025032 | 4.1771e-05 | 5.088e-06 | 1.8939 | 1.5833 | 1.5783 | 1.4225 | 0.63974 | 665.4797 | GroceryRefrigeration | 0.11426 | 0 |  |  |  | x | #REF! | #REF! | 48.0264 | 372.2886
Retro5Med | Retro | GroceryRefrigeration | Commercial | Refrigeration | 0.033752 | 0.032767 | 299.1886 | 43.5326 | 40-50 | 40-100 | Grocery | Mech_Subcooling-Retro | 0.057241 | 0.070902 | 0.087516 | 0.10251 | 0.11808 | 0.13952 | 0.15475 | 0.15963 | 0.15263 | 0.13297 | 0.10447 | 0.070066 | 0.041306 | 0.020194 | 0.0086804 | 0.0032073 | 0.0010189 | 0.00022529 | 3.7594e-05 | 4.5792e-06 | 1.7046 | 1.425 | 1.4205 | 1.2802 | 0.57576 | 62.0322 | GroceryRefrigeration | 0.79598 | 0 |  |  |  | x | #REF! | #REF! | 34.6513 | 8.8813
Retro5Med | Retro | GroceryRefrigeration | Commercial | Refrigeration | 0.34127 | 0.33131 | 3025.1293 | -5.7581 | <0 | <40 | Grocery | Door_Closer_WIF-Retro | 0.10615 | 0.13148 | 0.16229 | 0.19009 | 0.21896 | 0.25872 | 0.28697 | 0.296 | 0.28304 | 0.24658 | 0.19373 | 0.12993 | 0.076597 | 0.037448 | 0.016097 | 0.0059476 | 0.0018895 | 0.00041778 | 6.9714e-05 | 8.4915e-06 | 3.1609 | 2.6424 | 2.6341 | 2.374 | 1.0677 | -15.2151 | GroceryRefrigeration | 3.7688 | 1 |  |  |  | x | 3.7688 | 1 | 0 | -5.7581
Retro5Med | Retro | GroceryRefrigeration | Commercial | Refrigeration | 0.46144 | 0.44797 | 4090.3929 | -2.0094 | <0 | <40 | Grocery | Strip_Curtain_WIF-Retro | 0.17492 | 0.21667 | 0.26744 | 0.31325 | 0.36083 | 0.42635 | 0.47291 | 0.4878 | 0.46643 | 0.40635 | 0.31925 | 0.21411 | 0.12623 | 0.061711 | 0.026526 | 0.0098012 | 0.0031137 | 0.00068847 | 0.00011488 | 1.3993e-05 | 5.2089 | 4.3545 | 4.3408 | 3.9122 | 1.7595 | -8.75 | GroceryRefrigeration | 3.2149 | 1 |  |  |  | x | 3.2149 | 1 | 0 | -2.0094
Retro5Med | Retro | GroceryRefrigeration | Commercial | Refrigeration | 0.18021 | 0.17495 | 1597.4229 | 2.3835 | 0-10 | <40 | Grocery | Add_Door_LT-Retro | 0.54077 | 0.66983 | 0.82679 | 0.96842 | 1.1155 | 1.3181 | 1.462 | 1.508 | 1.442 | 1.2562 | 0.98695 | 0.66193 | 0.39023 | 0.19078 | 0.082006 | 0.030301 | 0.0096262 | 0.0021284 | 0.00035516 | 4.3261e-05 | 16.1034 | 13.462 | 13.4195 | 12.0946 | 5.4394 | 32.0863 | GroceryRefrigeration | 1.6354 | 1 |  |  |  | x | #REF! | #REF! | 3.898 | -1.5145
Retro5Med | Retro | GroceryRefrigeration | Commercial | Refrigeration | 0.036977 | 0.035898 | 327.7819 | 3.7872 | 0-10 | <40 | Grocery | Retrocommissioning-Retro | 0.40871 | 0.50625 | 0.62488 | 0.73193 | 0.8431 | 0.99618 | 1.105 | 1.1398 | 1.0898 | 0.94946 | 0.74593 | 0.50028 | 0.29493 | 0.14419 | 0.061979 | 0.022901 | 0.0072754 | 0.0016086 | 0.00026843 | 3.2696e-05 | 12.1708 | 10.1744 | 10.1424 | 9.141 | 4.111 | 38.5328 | GroceryRefrigeration | 2.1646 | 1 |  |  |  | x | #REF! | #REF! | 8.1979 | -4.4107
Retro5Med | Retro | GroceryRefrigeration | Commercial | Refrigeration | 0.03889 | 0.037754 | 344.7318 | 9.1632 | 0-10 | <40 | Grocery | AF_film_LT-Retro | 0.54191 | 0.67124 | 0.82853 | 0.97046 | 1.1179 | 1.3208 | 1.4651 | 1.5112 | 1.445 | 1.2589 | 0.98903 | 0.66333 | 0.39105 | 0.19118 | 0.082178 | 0.030364 | 0.0096464 | 0.0021329 | 0.00035591 | 4.3352e-05 | 16.1373 | 13.4903 | 13.4477 | 12.12 | 5.4508 | 123.614 | GroceryRefrigeration | 1.7838 | 1 |  |  |  | x | #REF! | #REF! | 16.3454 | -7.1822
Retro5Med | Retro | GroceryRefrigeration | Commercial | Refrigeration | 0.016578 | 0.016094 | 146.9519 | 125.4944 | 120-130 | >100 | Grocery | FHPC_MT_Self-Retro | 0 | 0 | 0 | 0 | 0 | 0 | 0 | 0 | 0 | 0 | 0 | 0 | 0 | 0 | 0 | 0 | 0 | 0 | 0 | 0 | 0 | 0 | 0 | 0 | 0 | 0 | GroceryRefrigeration | 0.3464 | 0 |  |  |  | x | #REF! | #REF! | 43.4719 | 82.0225
Retro5Med | Retro | GroceryRefrigeration | Commercial | Refrigeration | 0.074004 | 0.071844 | 655.9987 | 15.1217 | 10-20 | <40 | Grocery | Ref_Line_Insulation_WIF-Retro | 0.044264 | 0.054828 | 0.067676 | 0.079269 | 0.09131 | 0.10789 | 0.11967 | 0.12344 | 0.11803 | 0.10283 | 0.080786 | 0.054182 | 0.031942 | 0.015616 | 0.0067125 | 0.0024802 | 0.00078794 | 0.00017422 | 2.9072e-05 | 3.5411e-06 | 1.3181 | 1.1019 | 1.0984 | 0.98999 | 0.44524 | 16.6629 | GroceryRefrigeration | 1.4477 | 1 |  |  |  | x | #REF! | #REF! | 21.8922 | -6.7705
Retro5Med | Retro | GroceryRefrigeration | Commercial | Refrigeration | 0.031088 | 0.03018 | 275.5743 | 51.0999 | 50-60 | 40-100 | Grocery | FHPC_LT_Self-Retro | 0 | 0 | 0 | 0 | 0 | 0 | 0 | 0 | 0 | 0 | 0 | 0 | 0 | 0 | 0 | 0 | 0 | 0 | 0 | 0 | 0 | 0 | 0 | 0 | 0 | 0 | GroceryRefrigeration | 0.71081 | 0 |  |  |  | x | #REF! | #REF! | 36.3224 | 14.7776
Retro5Med | Retro | GroceryRefrigeration | Commercial | Refrigeration | 0.056503 | 0.054854 | 500.8639 | 25.8833 | 20-30 | <40 | Grocery | Ref_Line_Insulation_WIC-Retro | 0.069341 | 0.08589 | 0.10602 | 0.12418 | 0.14304 | 0.16901 | 0.18747 | 0.19337 | 0.1849 | 0.16108 | 0.12655 | 0.084877 | 0.050038 | 0.024463 | 0.010515 | 0.0038853 | 0.0012343 | 0.00027292 | 4.5541e-05 | 5.5472e-06 | 2.0649 | 1.7262 | 1.7207 | 1.5508 | 0.69747 | 44.6792 | GroceryRefrigeration | 1.1054 | 1 |  |  |  | x | #REF! | #REF! | 28.6104 | -2.7271
Retro5Med | Retro | GroceryRefrigeration | Commercial | Refrigeration | 0.015501 | 0.015048 | 137.4051 | 33.2631 | 30-40 | <40 | Grocery | FHSC-Retro | 0.10515 | 0.13025 | 0.16077 | 0.18831 | 0.21691 | 0.2563 | 0.28429 | 0.29324 | 0.28039 | 0.24428 | 0.19191 | 0.12871 | 0.075881 | 0.037097 | 0.015946 | 0.005892 | 0.0018718 | 0.00041387 | 6.9062e-05 | 8.4121e-06 | 3.1313 | 2.6177 | 2.6094 | 2.3518 | 1.0577 | 87.073 | GroceryRefrigeration | 0.95056 | 0 |  |  |  | x | #REF! | #REF! | 31.6186 | 1.6446
Retro5Med | Retro | GroceryRefrigeration | Commercial | Refrigeration | 0.025974 | 0.024958 | 230.3989 | 84.5514 | 80-90 | 40-100 | Grocery | ASHC_LT-Retro | 0.078221 | 0.096888 | 0.11959 | 0.14008 | 0.16136 | 0.19065 | 0.21147 | 0.21813 | 0.20858 | 0.18171 | 0.14276 | 0.095746 | 0.056446 | 0.027596 | 0.011862 | 0.0043829 | 0.0013924 | 0.00030787 | 5.1373e-05 | 6.2575e-06 | 2.3293 | 1.9472 | 1.9411 | 1.7494 | 0.78679 | 164.6411 | GroceryRefrigeration | 0.49442 | 0 |  |  |  | x | #REF! | #REF! | 41.8037 | 42.7477
Retro5Med | Retro | GroceryRefrigeration | Commercial | Refrigeration | 0.0057776 | 0.0056022 | 51.2183 | 35.0656 | 30-40 | <40 | Grocery | MotionSensor_DisplayCaseLighting-Retro | 0.24727 | 0.30628 | 0.37805 | 0.44282 | 0.51008 | 0.60269 | 0.66851 | 0.68955 | 0.65935 | 0.57443 | 0.45129 | 0.30267 | 0.17844 | 0.087235 | 0.037498 | 0.013855 | 0.0044016 | 0.00097322 | 0.0001624 | 1.9781e-05 | 7.3634 | 6.1556 | 6.1362 | 5.5303 | 2.4872 | 215.8488 | GroceryRefrigeration | 0.96936 | 0 |  |  |  | x | #REF! | #REF! | 33.9912 | 1.0744
Retro5Med | Retro | GroceryRefrigeration | Commercial | Refrigeration | 0.068796 | 0.066788 | 609.8358 | 74.7406 | 70-80 | 40-100 | Grocery | Add_Door_MT-Retro | 0.75743 | 0.9382 | 1.158 | 1.3564 | 1.5625 | 1.8461 | 2.0478 | 2.1122 | 2.0197 | 1.7596 | 1.3824 | 0.92714 | 0.54658 | 0.26722 | 0.11486 | 0.042441 | 0.013483 | 0.0029812 | 0.00049746 | 6.0593e-05 | 22.5553 | 18.8556 | 18.7961 | 16.9403 | 7.6187 | 1409.2776 | GroceryRefrigeration | 0.64619 | 0 |  |  |  | x | #REF! | #REF! | 48.297 | 26.4436
Retro5Med | Retro | GroceryRefrigeration | Commercial | Refrigeration | 0.02054 | 0.019941 | 182.0761 | 30.0146 | 30-40 | <40 | Grocery | On_Demand_Defrost-Retro | 0.31243 | 0.387 | 0.47768 | 0.55951 | 0.6445 | 0.76152 | 0.84468 | 0.87127 | 0.83311 | 0.7258 | 0.57022 | 0.38244 | 0.22546 | 0.11022 | 0.047379 | 0.017506 | 0.0055616 | 0.0012297 | 0.0002052 | 2.4994e-05 | 9.3038 | 7.7777 | 7.7532 | 6.9877 | 3.1426 | 233.4454 | GroceryRefrigeration | 1.0362 | 1 |  |  |  | x | #REF! | #REF! | 31.1007 | -1.0861
Retro5Med | Retro | GroceryRefrigeration | Commercial | Refrigeration | 0.065528 | 0.063615 | 580.862 | 17.0926 | 10-20 | <40 | Grocery | FHPC_LT_Remote-Retro | 0.33152 | 0.41064 | 0.50687 | 0.5937 | 0.68388 | 0.80805 | 0.89629 | 0.92451 | 0.88401 | 0.77015 | 0.60506 | 0.40581 | 0.23924 | 0.11696 | 0.050275 | 0.018576 | 0.0059014 | 0.0013048 | 0.00021774 | 2.6521e-05 | 9.8723 | 8.253 | 8.227 | 7.4147 | 3.3347 | 141.0657 | GroceryRefrigeration | 1.3692 | 1 |  |  |  | x | #REF! | #REF! | 23.404 | -6.3114
Retro5Med | Retro | GroceryRefrigeration | Commercial | Refrigeration | 0.016751 | 0.016262 | 148.4862 | 60.7768 | 60-70 | 40-100 | Grocery | Night_Curtain_MT-Retro | 0.019634 | 0.02432 | 0.030019 | 0.035161 | 0.040502 | 0.047856 | 0.053082 | 0.054753 | 0.052355 | 0.045612 | 0.035834 | 0.024033 | 0.014169 | 0.0069268 | 0.0029775 | 0.0011002 | 0.00034951 | 7.7278e-05 | 1.2895e-05 | 1.5707e-06 | 0.58468 | 0.48878 | 0.48723 | 0.43913 | 0.19749 | 29.7062 | GroceryRefrigeration | 0.64028 | 0 |  |  |  | x | #REF! | #REF! | 38.9144 | 21.8624
Retro5Med | Retro | GroceryRefrigeration | Commercial | Refrigeration | 0.62554 | 0.60728 | 5545.0182 | 69.2945 | 60-70 | 40-100 | Grocery | Air_Curtain_WIF-Retro | 0.074831 | 0.09269 | 0.11441 | 0.13401 | 0.15436 | 0.18239 | 0.20231 | 0.20868 | 0.19954 | 0.17384 | 0.13657 | 0.091598 | 0.054 | 0.0264 | 0.011348 | 0.004193 | 0.0013321 | 0.00029453 | 4.9147e-05 | 5.9864e-06 | 2.2284 | 1.8629 | 1.857 | 1.6736 | 0.7527 | 129.0856 | GroceryRefrigeration | 0.57903 | 0 |  |  |  | x | #REF! | #REF! | 40.1234 | 29.1711
Retro5Med | Retro | GroceryRefrigeration | Commercial | Refrigeration | 0.054599 | 0.053005 | 483.9866 | 20.647 | 20-30 | <40 | Grocery | FHPC_MT_Remote-Retro | 0.38936 | 0.48229 | 0.5953 | 0.69728 | 0.80319 | 0.94903 | 1.0527 | 1.0858 | 1.0382 | 0.90452 | 0.71062 | 0.4766 | 0.28097 | 0.13737 | 0.059046 | 0.021817 | 0.006931 | 0.0015325 | 0.00025572 | 3.1149e-05 | 11.5947 | 9.6929 | 9.6623 | 8.7083 | 3.9165 | 200.1284 | GroceryRefrigeration | 1.2484 | 1 |  |  |  | x | #REF! | #REF! | 25.7753 | -5.1284
Retro5Med | Retro | GroceryRefrigeration | Commercial | Refrigeration | 0.026876 | 0.026092 | 238.2428 | 115.9561 | 110-120 | >100 | Grocery | Door_Closer_WIC-Retro | 0.021234 | 0.026301 | 0.032465 | 0.038026 | 0.043802 | 0.051755 | 0.057407 | 0.059214 | 0.05662 | 0.049328 | 0.038754 | 0.025991 | 0.015323 | 0.0074912 | 0.00322 | 0.0011898 | 0.00037798 | 8.3574e-05 | 1.3946e-05 | 1.6987e-06 | 0.63231 | 0.5286 | 0.52693 | 0.47491 | 0.21358 | 61.2941 | GroceryRefrigeration | 0.39212 | 0 |  |  |  | x | #REF! | #REF! | 45.469 | 70.4871
Retro5Med | Retro | GroceryRefrigeration | Commercial | Refrigeration | 0.018691 | 0.018145 | 165.6838 | 133.3133 | 130-140 | >100 | Grocery | Evap_Fan_Contr_WIC-Retro | 0.022938 | 0.028412 | 0.03507 | 0.041077 | 0.047317 | 0.055908 | 0.062013 | 0.063966 | 0.061164 | 0.053286 | 0.041863 | 0.028077 | 0.016552 | 0.0080923 | 0.0034784 | 0.0012853 | 0.00040831 | 9.028e-05 | 1.5065e-05 | 1.835e-06 | 0.68305 | 0.57101 | 0.56921 | 0.51301 | 0.23072 | 76.1238 | GroceryRefrigeration | 0.32869 | 0 |  |  |  | x | #REF! | #REF! | 43.8193 | 89.494
Retro5Med | Retro | GroceryRefrigeration | Commercial | Refrigeration | 0.0149 | 0.014465 | 132.0825 | 172.2188 | 170-180 | >100 | Grocery | Evap_Fan_Contr_WIF-Retro | 0.0089124 | 0.011039 | 0.013626 | 0.015961 | 0.018385 | 0.021723 | 0.024095 | 0.024854 | 0.023765 | 0.020704 | 0.016266 | 0.010909 | 0.0064314 | 0.0031442 | 0.0013515 | 0.00049938 | 0.00015865 | 3.5078e-05 | 5.8534e-06 | 7.1298e-07 | 0.2654 | 0.22187 | 0.22117 | 0.19933 | 0.089646 | 38.2095 | GroceryRefrigeration | 0.26203 | 0 |  |  |  | x | #REF! | #REF! | 45.1272 | 127.0916
Retro5Med | Retro | GroceryRefrigeration | Commercial | Refrigeration | 0.15039 | 0.146 | 1333.0948 | 350.5879 | >200 | >100 | Grocery | Air_Curtain_WIC-Retro | 0.18456 | 0.2286 | 0.28217 | 0.33051 | 0.38071 | 0.44984 | 0.49896 | 0.51467 | 0.49212 | 0.42874 | 0.33683 | 0.22591 | 0.13318 | 0.065111 | 0.027988 | 0.010341 | 0.0032853 | 0.00072639 | 0.00012121 | 1.4764e-05 | 5.4959 | 4.5944 | 4.5799 | 4.1277 | 1.8564 | 1610.7378 | GroceryRefrigeration | 0.13921 | 0 |  |  |  | x | #REF! | #REF! | 48.8047 | 301.7832
LO5Med | NR | GroceryRefrigeration | Commercial | Refrigeration | 0.018625 | 0.018081 | 165.098 | -5.2199 | <0 | <40 | Grocery | Evap_Fan_Motor_LT-NR | 0.0021117 | 0.004746 | 0.0080158 | 0.01187 | 0.016343 | 0.021664 | 0.027614 | 0.033771 | 0.039897 | 0.045342 | 0.049887 | 0.053236 | 0.055679 | 0.057308 | 0.058225 | 0.059163 | 0.060173 | 0.061043 | 0.06197 | 0.062884 | 0.94327 | 0.79094 | 0.48571 | 0.26126 | 0.064751 | -4.1286 | GroceryRefrigeration | 3.4909 | 1 |  |  |  | x | 3.4909 | 1 | 0 | -5.2199
LO5Med | NR | GroceryRefrigeration | Commercial | Refrigeration | 0.059388 | 0.057654 | 526.4375 | -5.8103 | <0 | <40 | Grocery | VS_Scroll_Compr-NR | 0.026571 | 0.059718 | 0.10086 | 0.14936 | 0.20564 | 0.2726 | 0.34746 | 0.42493 | 0.50202 | 0.57053 | 0.62772 | 0.66985 | 0.7006 | 0.72109 | 0.73263 | 0.74443 | 0.75714 | 0.76809 | 0.77976 | 0.79126 | 11.8689 | 9.9523 | 6.1116 | 3.2874 | 0.81475 | -57.8259 | GroceryRefrigeration | 3.6402 | 1 |  |  |  | x | 3.6402 | 1 | 0 | -5.8103
LO5Med | NR | GroceryRefrigeration | Commercial | Refrigeration | 0.013452 | 0.013059 | 119.241 | 0.31788 | 0-10 | <40 | Grocery | Evap_Fan_Motor_MT-NR | 0.0022667 | 0.0050942 | 0.008604 | 0.012741 | 0.017542 | 0.023254 | 0.02964 | 0.036249 | 0.042824 | 0.048669 | 0.053547 | 0.057141 | 0.059764 | 0.061513 | 0.062497 | 0.063503 | 0.064588 | 0.065521 | 0.066517 | 0.067498 | 1.0125 | 0.84897 | 0.52135 | 0.28043 | 0.069502 | 0.26987 | GroceryRefrigeration | 2.5213 | 1 |  |  |  | x | #REF! | #REF! | 0.80147 | -0.48359
LO5Med | NR | GroceryRefrigeration | Commercial | Refrigeration | 0.01284 | 0.012453 | 113.8252 | 19.3657 | 10-20 | <40 | Grocery | LED_LT-NR | 0.0040876 | 0.0091867 | 0.015516 | 0.022976 | 0.031635 | 0.041935 | 0.053452 | 0.065369 | 0.077227 | 0.087767 | 0.096565 | 0.10305 | 0.10778 | 0.077479 | 0 | 0 | 0 | 0 | 0 | 0 | 0.79402 | 0.79402 | 0.79402 | 0.50572 | 0.12534 | 15.3767 | GroceryRefrigeration | 1.383 | 1 |  |  |  | x | #REF! | #REF! | 26.7824 | -7.4167
LO5Med | NR | GroceryRefrigeration | Commercial | Refrigeration | 0.010522 | 0.010203 | 93.2789 | 28.0363 | 20-30 | <40 | Grocery | LED_MT-NR | 0.0040774 | 0.0091637 | 0.015477 | 0.022918 | 0.031556 | 0.04183 | 0.053318 | 0.065206 | 0.077034 | 0.087547 | 0.096323 | 0.10279 | 0.10751 | 0.077285 | 0 | 0 | 0 | 0 | 0 | 0 | 0.79203 | 0.79203 | 0.79203 | 0.50445 | 0.12502 | 22.2056 | GroceryRefrigeration | 1.1334 | 1 |  |  |  | x | #REF! | #REF! | 31.7752 | -3.7388
LO5Med | NR | GroceryRefrigeration | Commercial | Refrigeration | 0.0027683 | 0.0026875 | 24.5393 | 36.3933 | 30-40 | <40 | Grocery | Compr_Fan_Motor-NR | 0.0022798 | 0.0051239 | 0.008654 | 0.012815 | 0.017644 | 0.023389 | 0.029813 | 0.03646 | 0.043073 | 0.048952 | 0.053859 | 0.057474 | 0.060112 | 0.06187 | 0.06286 | 0.063873 | 0.064963 | 0.065902 | 0.066904 | 0.067891 | 1.0184 | 0.85391 | 0.52438 | 0.28206 | 0.069906 | 31.0766 | GroceryRefrigeration | 0.89744 | 0 |  |  |  | x | #REF! | #REF! | 32.6607 | 3.7325
LO5Med | NR | GroceryRefrigeration | Commercial | Refrigeration | 0.41252 | 0.40048 | 3656.7497 | 15.7699 | 10-20 | <40 | Grocery | New_Case-NR | 0.19035 | 0.42781 | 0.72256 | 1.07 | 1.4732 | 1.9528 | 2.4892 | 3.0442 | 3.5964 | 4.0872 | 4.4969 | 4.7987 | 5.019 | 5.1658 | 5.2485 | 5.333 | 5.4241 | 5.5025 | 5.5861 | 2.3936 | 68.0217 | 68.0217 | 43.7825 | 23.5505 | 5.8367 | 1072.6977 | GroceryRefrigeration | 1.4015 | 1 |  |  |  | x | #REF! | #REF! | 22.1022 | -6.3323
LO5Med | NR | GroceryRefrigeration | Commercial | Refrigeration | 0.10888 | 0.1057 | 965.1355 | 422.6177 | >200 | >100 | Grocery | Propane_MT-NR | 0 | 0 | 0 | 0 | 0 | 0 | 0 | 0 | 0 | 0 | 0 | 0 | 0 | 0 | 0 | 0 | 0 | 0 | 0 | 0 | 0 | 0 | 0 | 0 | 0 | 0 | GroceryRefrigeration | 0.11367 | 0 |  |  |  | x | #REF! | #REF! | 48.0381 | 374.5796
LO5Med | NR | GroceryRefrigeration | Commercial | Refrigeration | 0.059388 | 0.057654 | 526.4375 | 791.1488 | >200 | >100 | Grocery | Propane_LT-NR | 0 | 0 | 0 | 0 | 0 | 0 | 0 | 0 | 0 | 0 | 0 | 0 | 0 | 0 | 0 | 0 | 0 | 0 | 0 | 0 | 0 | 0 | 0 | 0 | 0 | 0 | GroceryRefrigeration | 0.062001 | 0 |  |  |  | x | #REF! | #REF! | 49.0518 | 742.097
LO5Med | New | GroceryRefrigeration | Commercial | Refrigeration | 0.0093755 | 0.0091018 | 83.1079 | 1.3281 | 0-10 | <40 | Grocery | HE_Cond_Coil-New | 0.00061787 | 0.0013947 | 0.0023016 | 0.0035091 | 0.0052404 | 0.0074075 | 0.0097468 | 0.010311 | 0.01814 | 0.018748 | 0.022914 | 0.0212 | 0.024969 | 0.025427 | 0.026447 | 0.026624 | 0.028228 | 0.023898 | 0.025115 | 0.024389 | 0.32663 | 0.32663 | 0.19837 | 0.10033 | 0.020471 | 0.43379 | GroceryRefrigeration | 2.3997 | 1 |  |  |  | x | #REF! | #REF! | 3.187 | -1.8589
LO5Med | New | GroceryRefrigeration | Commercial | Refrigeration | 0.4341 | 0.42142 | 3847.9859 | -10.7648 | <0 | <40 | Grocery | Heat_Reclaim_ER-New | 0.0015448 | 0.003487 | 0.0057545 | 0.0087735 | 0.013102 | 0.018521 | 0.024369 | 0.025781 | 0.045354 | 0.046874 | 0.05729 | 0.053006 | 0.062429 | 0.063574 | 0.066125 | 0.066567 | 0.070577 | 0.05975 | 0.062794 | 0.060979 | 0.81666 | 0.81666 | 0.49599 | 0.25085 | 0.051183 | -8.7911 | GroceryRefrigeration | 5.6769 | 1 |  |  |  | x | 5.6769 | 1 | 0 | -10.7648
LO5Med | New | GroceryRefrigeration | Commercial | Refrigeration | 0.059388 | 0.057654 | 526.4375 | -5.8103 | <0 | <40 | Grocery | VS_Scroll_Compr-New | 0.0039138 | 0.0088343 | 0.014579 | 0.022228 | 0.033195 | 0.046922 | 0.06174 | 0.065316 | 0.1149 | 0.11875 | 0.14514 | 0.13429 | 0.15816 | 0.16106 | 0.16753 | 0.16865 | 0.17881 | 0.15138 | 0.15909 | 0.15449 | 2.069 | 2.069 | 1.2566 | 0.63553 | 0.12967 | -12.0215 | GroceryRefrigeration | 3.6402 | 1 |  |  |  | x | 3.6402 | 1 | 0 | -5.8103
LO5Med | New | GroceryRefrigeration | Commercial | Refrigeration | 0.14792 | 0.14361 | 1311.261 | 6.3656 | 0-10 | <40 | Grocery | Heat_Reclaim_HP-New | 0.0010431 | 0.0023545 | 0.0038856 | 0.0059241 | 0.0088471 | 0.012505 | 0.016455 | 0.017408 | 0.030624 | 0.03165 | 0.038684 | 0.035791 | 0.042154 | 0.042926 | 0.044649 | 0.044947 | 0.047655 | 0.040345 | 0.0424 | 0.041174 | 0.55142 | 0.55142 | 0.3349 | 0.16938 | 0.03456 | 3.5102 | GroceryRefrigeration | 1.9345 | 1 |  |  |  | x | #REF! | #REF! | 12.3142 | -5.9486
LO5Med | New | GroceryRefrigeration | Commercial | Refrigeration | 0.036977 | 0.035898 | 327.7819 | 3.7872 | 0-10 | <40 | Grocery | Commissioning-New | 0.0039705 | 0.0089623 | 0.01479 | 0.02255 | 0.033676 | 0.047602 | 0.062634 | 0.066263 | 0.11657 | 0.12048 | 0.14725 | 0.13624 | 0.16046 | 0.1634 | 0.16996 | 0.17109 | 0.1814 | 0.15357 | 0.16139 | 0.15673 | 2.099 | 2.099 | 1.2748 | 0.64474 | 0.13155 | 7.9492 | GroceryRefrigeration | 2.1646 | 1 |  |  |  | x | #REF! | #REF! | 8.1979 | -4.4107
LO5Med | New | GroceryRefrigeration | Commercial | Refrigeration | 0.76555 | 0.74321 | 6786.1572 | 2.3234 | 0-10 | <40 | Grocery | LSHX_WIF-New | 0.0044484 | 0.010041 | 0.01657 | 0.025264 | 0.037729 | 0.053331 | 0.070173 | 0.074238 | 0.1306 | 0.13498 | 0.16497 | 0.15263 | 0.17977 | 0.18306 | 0.19041 | 0.19168 | 0.20323 | 0.17205 | 0.18082 | 0.17559 | 2.3516 | 2.3516 | 1.4282 | 0.72234 | 0.14738 | 5.4638 | GroceryRefrigeration | 2.2908 | 1 |  |  |  | x | #REF! | #REF! | 5.3226 | -2.9992
LO5Med | New | GroceryRefrigeration | Commercial | Refrigeration | 0.0087535 | 0.008498 | 77.5943 | 7.7298 | 0-10 | <40 | Grocery | LSHX_LT-New | 0.0014644 | 0.0033054 | 0.0054548 | 0.0083167 | 0.01242 | 0.017556 | 0.0231 | 0.024439 | 0.042993 | 0.044433 | 0.054307 | 0.050246 | 0.059178 | 0.060263 | 0.062682 | 0.063101 | 0.066902 | 0.056639 | 0.059524 | 0.057804 | 0.77413 | 0.77413 | 0.47016 | 0.23779 | 0.048518 | 5.9838 | GroceryRefrigeration | 1.838 | 1 |  |  |  | x | #REF! | #REF! | 14.2073 | -6.4775
LO5Med | New | GroceryRefrigeration | Commercial | Refrigeration | 0.043981 | 0.042697 | 389.8629 | 107.1608 | 100-110 | >100 | Grocery | LSHX_WIC-New | 0.00052434 | 0.0011836 | 0.0019532 | 0.0029779 | 0.0044472 | 0.0062862 | 0.0082714 | 0.0087506 | 0.015394 | 0.01591 | 0.019445 | 0.017991 | 0.02119 | 0.021578 | 0.022444 | 0.022594 | 0.023955 | 0.02028 | 0.021313 | 0.020697 | 0.27719 | 0.27719 | 0.16835 | 0.085144 | 0.017372 | 29.7036 | GroceryRefrigeration | 0.3965 | 0 |  |  |  | x | #REF! | #REF! | 42.489 | 64.6718
LO5Med | New | GroceryRefrigeration | Commercial | Refrigeration | 0.0013342 | 0.0012952 | 11.8264 | 150.191 | 150-160 | >100 | Grocery | LSHX_MT-New | 0.00035393 | 0.0007989 | 0.0013184 | 0.0020101 | 0.0030019 | 0.0042432 | 0.0055832 | 0.0059066 | 0.010391 | 0.010739 | 0.013126 | 0.012144 | 0.014303 | 0.014565 | 0.01515 | 0.015251 | 0.01617 | 0.013689 | 0.014387 | 0.013971 | 0.1871 | 0.1871 | 0.11363 | 0.057472 | 0.011726 | 28.101 | GroceryRefrigeration | 0.29602 | 0 |  |  |  | x | #REF! | #REF! | 44.4603 | 105.7307
LO50Fast | NR | Servers & Power Supplies | Commercial | Electronics | 0.089354 | 0.06899 | 1109.0074 | -6.1546 | <0 | <40 | Embedded DC | ENERGY STAR Servers | 4.2943 | 6.2982 | 7.6342 | 8.4931 | 9.0613 | 9.3454 | 3.3237 | 0 | 0 | 0 | 0 | 0 | 0 | 0 | 0 | 0 | 0 | 0 | 0 | 0 | 48.4501 | 48.4501 | 48.4501 | 48.4501 | 45.1264 | -298.1917 | Servers & Power Supplies | 5.7118 | 1 |  |  |  | x | 5.7118 | 1 | 0 | -6.1546
LO50Fast | NR | Servers & Power Supplies | Commercial | Electronics | 0.0013408 | 0.0010352 | 16.6414 | 41.8572 | 40-50 | 40-100 | Embedded DC | ENERGY STAR Power Supplies for Servers | 0.13776 | 0.20205 | 0.24491 | 0.27246 | 0.24266 | 0 | 0 | 0 | 0 | 0 | 0 | 0 | 0 | 0 | 0 | 0 | 0 | 0 | 0 | 0 | 1.0998 | 1.0998 | 1.0998 | 1.0998 | 1.0998 | 46.0359 | Servers & Power Supplies | 0.94805 | 0 |  |  |  | x | #REF! | #REF! | 39.6825 | 2.1747
Retro12Med | Retro | Showerheads | Commercial | Water Heating | 0.017714 | 0.011725 | 158.8277 | -351.9973 | <0 | <40 | Lodging | Com Showerhead 1_50 GPM Hospitality | 0.30582 | 0.30972 | 0.31356 | 0.31736 | 0.32111 | 0.29234 | 0.23651 | 0.1913 | 0.1547 | 0.12507 | 0.10109 | 0.081695 | 0.066008 | 0.053324 | 0.043071 | 0.034785 | 0.00023949 | 8.6325e-05 | 2.8976e-05 | 9.5225e-06 | 3.3269 | 2.9478 | 2.9127 | 2.6686 | 1.8599 | -1037.618 | Showerheads | 23.4219 | 1 |  |  |  | x | 23.4219 | 1 | 0 | -351.9973
Retro12Med | Retro | Showerheads | Commercial | Water Heating | 0.010607 | 0.0091762 | 107.4043 | -367.1069 | <0 | <40 | Hospital | Com Showerhead 1_50 GPM Health Care | 0.037139 | 0.037613 | 0.038079 | 0.03854 | 0.038996 | 0.035502 | 0.028722 | 0.023232 | 0.018787 | 0.015188 | 0.012277 | 0.0099212 | 0.0080161 | 0.0064758 | 0.0052307 | 0.0042244 | 2.9084e-05 | 1.0483e-05 | 3.5189e-06 | 1.1564e-06 | 0.40403 | 0.35799 | 0.35372 | 0.32407 | 0.22587 | -131.4195 | Showerheads | 16.7498 | 1 |  |  |  | x | 16.7498 | 1 | 0 | -367.1069
Retro12Med | Retro | Showerheads | Commercial | Water Heating | 0.0089815 | 0.0068341 | 91.9659 | -206.3116 | <0 | <40 | Large Office | Com Showerhead 1_50 GPM Commercial - Employee Shower | 0.057012 | 0.057738 | 0.058454 | 0.059163 | 0.059862 | 0.054498 | 0.044091 | 0.035663 | 0.028839 | 0.023316 | 0.018846 | 0.01523 | 0.012305 | 0.0099409 | 0.0080296 | 0.0064848 | 4.4647e-05 | 1.6093e-05 | 5.4018e-06 | 1.7752e-06 | 0.62022 | 0.54954 | 0.54299 | 0.49748 | 0.34673 | -113.3766 | Showerheads | 9.0293 | 1 |  |  |  | x | 9.0293 | 1 | 0 | -206.3116
Retro12Med | Retro | Showerheads | Commercial | Water Heating | 0.006518 | 0.0049684 | 114.6609 | -273.6951 | <0 | <40 | School K-12 | Com Showerhead 1_50 GPM School | 0.0055501 | 0.0056208 | 0.0056905 | 0.0057595 | 0.0058276 | 0.0053054 | 0.0042923 | 0.0034718 | 0.0028075 | 0.0022698 | 0.0018346 | 0.0014826 | 0.0011979 | 0.00096774 | 0.00078168 | 0.00063129 | 4.3463e-06 | 1.5666e-06 | 5.2587e-07 | 1.7282e-07 | 0.060379 | 0.053498 | 0.05286 | 0.04843 | 0.033754 | -14.6421 | Showerheads | 13.8178 | 1 |  |  |  | x | 13.8178 | 1 | 0 | -273.6951
Retro12Med | Retro | Showerheads | Commercial | Water Heating | 0.25289 | 0.19243 | 2589.4501 | -363.9264 | <0 | <40 | Other | Com Showerhead 1_50 GPM Fitness Center | 0.30377 | 0.30764 | 0.31145 | 0.31523 | 0.31895 | 0.29037 | 0.23492 | 0.19002 | 0.15366 | 0.12423 | 0.10041 | 0.081147 | 0.065565 | 0.052966 | 0.042783 | 0.034552 | 0.00023788 | 8.5746e-05 | 2.8782e-05 | 9.4587e-06 | 3.3046 | 2.928 | 2.8931 | 2.6507 | 1.8474 | -1065.588 | Showerheads | 377.9054 | 1 |  |  |  | x | 377.9054 | 1 | 0 | -363.9264
LO80Fast | New | Street and Roadway Lighting | Commercial | Lighting | 0.077953 | 0.083092 | 357.8068 | -134.2636 | <0 | <40 | All Btype | Streetlight - HPS 100W - New | 0 | 0 | 0 | 0 | 0 | 0 | 0 | 0 | 0 | 0 | 0 | 0 | 0 | 0 | 0 | 0 | 0 | 0 | 0 | 0 | 0 | 0 | 0 | 0 | 0 | 0 | Street and Roadway Lighting | 49.5142 | 1 |  |  |  | x | 49.5142 | 1 | 0 | -134.2636
LO80Fast | New | Street and Roadway Lighting | Commercial | Lighting | 0.13526 | 0.14417 | 620.8303 | -76.794 | <0 | <40 | All Btype | Streetlight - HPS 250W - New | 0 | 0 | 0 | 0 | 0 | 0 | 0 | 0 | 0 | 0 | 0 | 0 | 0 | 0 | 0 | 0 | 0 | 0 | 0 | 0 | 0 | 0 | 0 | 0 | 0 | 0 | Street and Roadway Lighting | 7.2437 | 1 |  |  |  | x | 7.2437 | 1 | 0 | -76.794
LO80Fast | New | Street and Roadway Lighting | Commercial | Lighting | 0.10944 | 0.11666 | 502.3513 | -135.7684 | <0 | <40 | All Btype | Streetlight - MH 200W - New | 0 | 0 | 0 | 0 | 0 | 0 | 0 | 0 | 0 | 0 | 0 | 0 | 0 | 0 | 0 | 0 | 0 | 0 | 0 | 0 | 0 | 0 | 0 | 0 | 0 | 0 | Street and Roadway Lighting | 9999 | 1 |  |  |  | x | 9999 | 1 | 0 | -135.7684
LO80Fast | New | Street and Roadway Lighting | Commercial | Lighting | 0.26741 | 0.28505 | 1227.4432 | -81.9282 | <0 | <40 | All Btype | Streetlight - MH 400W - New | 0 | 0 | 0 | 0 | 0 | 0 | 0 | 0 | 0 | 0 | 0 | 0 | 0 | 0 | 0 | 0 | 0 | 0 | 0 | 0 | 0 | 0 | 0 | 0 | 0 | 0 | Street and Roadway Lighting | 9999 | 1 |  |  |  | x | 9999 | 1 | 0 | -81.9282
LO80Fast | New | Street and Roadway Lighting | Commercial | Lighting | 0.70519 | 0.75168 | 3236.8482 | -72.3697 | <0 | <40 | All Btype | Streetlight - MH 1000W - New | 0.0063575 | 0.0067169 | 0.0070628 | 0.0073091 | 0.007443 | 0.0075061 | 0.0075183 | 0.0074963 | 0.007451 | 0.0074056 | 0.0073267 | 0.0072568 | 0.007196 | 0.0071488 | 0.0071097 | 0.0070717 | 0.0070411 | 0.0070157 | 0.0070157 | 0.0070157 | 0.14346 | 0.14346 | 0.1083 | 0.079593 | 0.042395 | -10.3825 | Street and Roadway Lighting | 9999 | 1 |  |  |  | x | 9999 | 1 | 0 | -72.3697
LO50Fast | Retro | Street and Roadway Lighting | Commercial | Lighting | 0.077953 | 0.083092 | 357.8068 | -64.3579 | <0 | <40 | All Btype | Streetlight - HPS 100W - Retro | 2.6799 | 1.2506 | 0.83374 | 0.53597 | 0.35458 | 0.17729 | 0.078797 | 0.031518 | 0.011461 | 0.0017798 | 0 | 0 | 0 | 0 | 0 | 0 | 0 | 0 | 0 | 0 | 5.9556 | 5.9556 | 5.9556 | 5.9556 | 5.8321 | -383.2917 | Street and Roadway Lighting | 2.3277 | 1 |  |  |  | x | 2.3277 | 1 | 0 | -64.3579
LO50Fast | Retro | Street and Roadway Lighting | Commercial | Lighting | 0.10944 | 0.11666 | 502.3513 | -7.8808 | <0 | <40 | All Btype | Streetlight - MH 200W - Retro | 0.91275 | 0.42595 | 0.28397 | 0.18255 | 0.12077 | 0.060385 | 0.026838 | 0.010735 | 0.0039036 | 0.0006062 | 0 | 0 | 0 | 0 | 0 | 0 | 0 | 0 | 0 | 0 | 2.0284 | 2.0284 | 2.0284 | 2.0284 | 1.9864 | -15.9858 | Street and Roadway Lighting | 1.3922 | 1 |  |  |  | x | 1.3922 | 1 | 0 | -7.8808
LO50Fast | Retro | Street and Roadway Lighting | Commercial | Lighting | 0.13526 | 0.14417 | 620.8303 | 11.0965 | 10-20 | <40 | All Btype | Streetlight - HPS 250W - Retro | 1.2055 | 0.56257 | 0.37505 | 0.2411 | 0.1595 | 0.079754 | 0.035446 | 0.014178 | 0.0051557 | 0.00080064 | 0 | 0 | 0 | 0 | 0 | 0 | 0 | 0 | 0 | 0 | 2.6791 | 2.6791 | 2.6791 | 2.6791 | 2.6235 | 29.7283 | Street and Roadway Lighting | 1.208 | 1 |  |  |  | x | #REF! | #REF! | 13.4045 | -2.3081
LO50Fast | Retro | Street and Roadway Lighting | Commercial | Lighting | 0.26741 | 0.28505 | 1227.4432 | 1.1579 | 0-10 | <40 | All Btype | Streetlight - MH 400W - Retro | 2.9793 | 1.3903 | 0.92689 | 0.59586 | 0.39419 | 0.1971 | 0.0876 | 0.03504 | 0.012742 | 0.0019787 | 0 | 0 | 0 | 0 | 0 | 0 | 0 | 0 | 0 | 0 | 6.621 | 6.621 | 6.621 | 6.621 | 6.4837 | 7.6662 | Street and Roadway Lighting | 1.4687 | 1 |  |  |  | x | #REF! | #REF! | 1.7005 | -0.54268
LO50Fast | Retro | Street and Roadway Lighting | Commercial | Lighting | 0.70519 | 0.75168 | 3236.8482 | 2.6814 | 0-10 | <40 | All Btype | Streetlight - MH 1000W - Retro | 0.62852 | 0.29331 | 0.19554 | 0.1257 | 0.083161 | 0.041582 | 0.018481 | 0.0073922 | 0.0026881 | 0.00041743 | 0 | 0 | 0 | 0 | 0 | 0 | 0 | 0 | 0 | 0 | 1.3968 | 1.3968 | 1.3968 | 1.3968 | 1.3678 | 3.7454 | Street and Roadway Lighting | 1.6066 | 1 |  |  |  | x | #REF! | #REF! | 4.3081 | -1.6267
LO5Med | NR | UnitaryAC | Commercial | HVAC | 5.0146e-05 | 1.3905e-05 | 0.3995 | 11.5424 | 10-20 | <40 | Large Off | UnitaryAC-NR-Large Off | 0.0093777 | 0.020829 | 0.034773 | 0.050878 | 0.069159 | 0.090438 | 0.11367 | 0.13726 | 0.15934 | 0.17813 | 0.19247 | 0.20206 | 0.20753 | 0.20973 | 0.2091 | 0.21156 | 0.21081 | 0.20962 | 0.20885 | 0.20817 | 3.1225 | 2.9338 | 1.8848 | 1.0563 | 0.27546 | 33.8626 | UnitaryAC | 1.6743 | 1 |  |  |  | x | #REF! | #REF! | 19.3251 | -7.7827
LO5Med | NR | UnitaryAC | Commercial | HVAC | 8.6666e-05 | 2.4032e-05 | 0.69045 | -4.1273 | <0 | <40 | Medium Off | UnitaryAC-NR-Medium Off | 0.013573 | 0.030148 | 0.05033 | 0.073641 | 0.1001 | 0.1309 | 0.16452 | 0.19867 | 0.23063 | 0.25783 | 0.27858 | 0.29247 | 0.30038 | 0.30357 | 0.30265 | 0.3082 | 0.30712 | 0.30496 | 0.30336 | 0.30239 | 4.5358 | 4.254 | 2.728 | 1.5289 | 0.39869 | -17.5577 | UnitaryAC | 3.1567 | 1 |  |  |  | x | 3.1567 | 1 | 0 | -4.1273
LO5Med | NR | UnitaryAC | Commercial | HVAC | 5.0906e-05 | 1.4116e-05 | 0.40556 | 43.9134 | 40-50 | 40-100 | Small Off | UnitaryAC-NR-Small Off | 0.0059968 | 0.01332 | 0.022236 | 0.032535 | 0.044226 | 0.057833 | 0.072688 | 0.087776 | 0.10189 | 0.11391 | 0.12308 | 0.12922 | 0.13271 | 0.13412 | 0.13372 | 0.13431 | 0.13389 | 0.13333 | 0.13285 | 0.13243 | 1.9865 | 1.8721 | 1.2053 | 0.67549 | 0.17615 | 82.2093 | UnitaryAC | 0.84983 | 0 |  |  |  | x | #REF! | #REF! | 37.3189 | 6.5946
LO5Med | NR | UnitaryAC | Commercial | HVAC | 0.00012522 | 3.4723e-05 | 0.99762 | -8.463 | <0 | <40 | XLarge Ret | UnitaryAC-NR-XLarge Ret | 0.024298 | 0.053883 | 0.089807 | 0.13119 | 0.17804 | 0.23245 | 0.29169 | 0.35167 | 0.40758 | 0.45492 | 0.49074 | 0.51438 | 0.52744 | 0.53219 | 0.52974 | 0.53185 | 0.52928 | 0.52786 | 0.52759 | 0.52434 | 7.865 | 7.451 | 4.81 | 2.7063 | 0.70968 | -63.0576 | UnitaryAC | 4.1809 | 1 |  |  |  | x | 4.1809 | 1 | 0 | -8.463
LO5Med | NR | UnitaryAC | Commercial | HVAC | 0.00012522 | 3.4723e-05 | 0.99762 | -9.5766 | <0 | <40 | Large Ret | UnitaryAC-NR-Large Ret | 0.031875 | 0.070686 | 0.11781 | 0.1721 | 0.23357 | 0.30494 | 0.38265 | 0.46134 | 0.53468 | 0.59679 | 0.64378 | 0.6748 | 0.69193 | 0.69816 | 0.69494 | 0.69539 | 0.69215 | 0.68923 | 0.68675 | 0.68328 | 10.2492 | 9.7569 | 6.3101 | 3.5502 | 0.93099 | -93.4374 | UnitaryAC | 4.561 | 1 |  |  |  | x | 4.561 | 1 | 0 | -9.5766
LO5Med | NR | UnitaryAC | Commercial | HVAC | 5.0868e-05 | 1.4105e-05 | 0.40526 | 8.3274 | 0-10 | <40 | Medium Ret | UnitaryAC-NR-Medium Ret | 0.0044813 | 0.0099377 | 0.016563 | 0.024196 | 0.032837 | 0.042872 | 0.053797 | 0.06486 | 0.075171 | 0.083903 | 0.090509 | 0.09487 | 0.097278 | 0.098154 | 0.097702 | 0.098755 | 0.098288 | 0.098197 | 0.098626 | 0.097869 | 1.468 | 1.3789 | 0.88713 | 0.49913 | 0.13089 | 11.4824 | UnitaryAC | 1.8528 | 1 |  |  |  | x | #REF! | #REF! | 15.4289 | -7.1015
LO5Med | NR | UnitaryAC | Commercial | HVAC | 5.0868e-05 | 1.4105e-05 | 0.40526 | 43.9625 | 40-50 | 40-100 | Small Ret | UnitaryAC-NR-Small Ret | 0.0018819 | 0.0041733 | 0.0069558 | 0.010161 | 0.01379 | 0.018004 | 0.022592 | 0.027238 | 0.031568 | 0.035235 | 0.038009 | 0.03984 | 0.040852 | 0.04122 | 0.04103 | 0.041118 | 0.040926 | 0.040784 | 0.040697 | 0.040483 | 0.60725 | 0.57656 | 0.37255 | 0.20961 | 0.054966 | 25.347 | UnitaryAC | 0.84919 | 0 |  |  |  | x | #REF! | #REF! | 37.3327 | 6.6298
LO5Med | NR | UnitaryAC | Commercial | HVAC | 6.9694e-06 | 1.9326e-06 | 0.055524 | 198.2545 | 190-200 | >100 | School K-12 | UnitaryAC-NR-School K-12 | 0.00066069 | 0.0014688 | 0.0024543 | 0.0035943 | 0.0048901 | 0.0064005 | 0.0080517 | 0.0097318 | 0.011307 | 0.012652 | 0.013683 | 0.014378 | 0.01478 | 0.014951 | 0.014919 | 0.014994 | 0.014961 | 0.014929 | 0.014897 | 0.014864 | 0.22297 | 0.20857 | 0.13392 | 0.074895 | 0.019469 | 41.3497 | UnitaryAC | 0.25385 | 0 |  |  |  | x | #REF! | #REF! | 50.3264 | 147.9281
LO5Med | NR | UnitaryAC | Commercial | HVAC | 2.1454e-05 | 5.9492e-06 | 0.17092 | 49.6663 | 40-50 | 40-100 | University | UnitaryAC-NR-University | 0.00099699 | 0.0022158 | 0.0037013 | 0.0054189 | 0.0073704 | 0.0096439 | 0.012128 | 0.014655 | 0.017022 | 0.019041 | 0.020586 | 0.021625 | 0.022223 | 0.022473 | 0.022419 | 0.022493 | 0.022433 | 0.022396 | 0.022337 | 0.022294 | 0.33442 | 0.31347 | 0.20152 | 0.11278 | 0.029347 | 15.569 | UnitaryAC | 0.78144 | 0 |  |  |  | x | #REF! | #REF! | 38.8114 | 10.8549
LO5Med | NR | UnitaryAC | Commercial | HVAC | 1.1579e-05 | 3.2109e-06 | 0.092251 | 110.6354 | 110-120 | >100 | Warehouse | UnitaryAC-NR-Warehouse | 0.0012538 | 0.00278 | 0.0046329 | 0.006767 | 0.0091826 | 0.011987 | 0.01504 | 0.018131 | 0.021011 | 0.023448 | 0.025292 | 0.026507 | 0.027177 | 0.027418 | 0.027289 | 0.027341 | 0.027261 | 0.027122 | 0.026996 | 0.026818 | 0.40227 | 0.38345 | 0.24792 | 0.13953 | 0.036604 | 42.4235 | UnitaryAC | 0.42176 | 0 |  |  |  | x | #REF! | #REF! | 46.6616 | 63.9737
LO5Med | NR | UnitaryAC | Commercial | HVAC | 2.6922e-05 | 7.4652e-06 | 0.21448 | 35.148 | 30-40 | <40 | Supermarket | UnitaryAC-NR-Supermarket | 0.0015111 | 0.0033506 | 0.0055838 | 0.0081559 | 0.011067 | 0.014448 | 0.018127 | 0.021852 | 0.025323 | 0.028261 | 0.030482 | 0.031947 | 0.032754 | 0.033045 | 0.032889 | 0.033035 | 0.032877 | 0.03271 | 0.032559 | 0.032422 | 0.48633 | 0.4624 | 0.2988 | 0.16816 | 0.044116 | 16.2524 | UnitaryAC | 0.98058 | 0 |  |  |  | x | #REF! | #REF! | 34.4652 | 0.68273
LO5Med | NR | UnitaryAC | Commercial | HVAC | 2.6922e-05 | 7.4652e-06 | 0.21448 | 102.4802 | 100-110 | >100 | MiniMart | UnitaryAC-NR-MiniMart | 0.00052848 | 0.0011745 | 0.001962 | 0.0028724 | 0.0039068 | 0.005112 | 0.0064289 | 0.007768 | 0.0090228 | 0.010093 | 0.010912 | 0.011463 | 0.01178 | 0.011912 | 0.011884 | 0.011917 | 0.011887 | 0.011858 | 0.011827 | 0.011876 | 0.17814 | 0.16618 | 0.10682 | 0.059781 | 0.015556 | 17.0305 | UnitaryAC | 0.44943 | 0 |  |  |  | x | #REF! | #REF! | 46.0577 | 56.4225
LO5Med | NR | UnitaryAC | Commercial | HVAC | 0.00020964 | 5.8133e-05 | 1.6702 | -14.5091 | <0 | <40 | Restaurant | UnitaryAC-NR-Restaurant | 0.013188 | 0.029116 | 0.048314 | 0.070266 | 0.094938 | 0.1234 | 0.15416 | 0.18504 | 0.21351 | 0.23726 | 0.25481 | 0.26591 | 0.27145 | 0.27269 | 0.27023 | 0.27286 | 0.2698 | 0.26701 | 0.26453 | 0.26223 | 3.9334 | 3.8407 | 2.5043 | 1.424 | 0.37922 | -55.7256 | UnitaryAC | 7.6359 | 1 |  |  |  | x | 7.6359 | 1 | 0 | -14.5091
LO5Med | NR | UnitaryAC | Commercial | HVAC | 0.00015594 | 4.3241e-05 | 1.2423 | -11.0952 | <0 | <40 | Lodging | UnitaryAC-NR-Lodging | 0.007248 | 0.016088 | 0.026838 | 0.039241 | 0.053303 | 0.069655 | 0.087484 | 0.10557 | 0.12246 | 0.13681 | 0.14772 | 0.15497 | 0.15905 | 0.16063 | 0.16003 | 0.16099 | 0.16011 | 0.15935 | 0.15875 | 0.15827 | 2.3741 | 2.2446 | 1.4471 | 0.81242 | 0.21237 | -24.9039 | UnitaryAC | 5.2065 | 1 |  |  |  | x | 5.2065 | 1 | 0 | -11.0952
LO5Med | NR | UnitaryAC | Commercial | HVAC | 0.00015755 | 4.3687e-05 | 1.2551 | -11.2047 | <0 | <40 | Hospital | UnitaryAC-NR-Hospital | 0.0081657 | 0.018117 | 0.030212 | 0.044156 | 0.059955 | 0.078316 | 0.098323 | 0.1186 | 0.13752 | 0.15358 | 0.16575 | 0.17382 | 0.17833 | 0.18002 | 0.17928 | 0.18419 | 0.18477 | 0.18461 | 0.18335 | 0.18363 | 2.7544 | 2.5447 | 1.6242 | 0.9127 | 0.23892 | -28.5127 | UnitaryAC | 5.2601 | 1 |  |  |  | x | 5.2601 | 1 | 0 | -11.2047
LO5Med | NR | UnitaryAC | Commercial | HVAC | 0.00010612 | 2.9427e-05 | 0.84545 | -7.3719 | <0 | <40 | Residential Care | UnitaryAC-NR-Residential Care | 0.0067519 | 0.014981 | 0.024981 | 0.036511 | 0.049575 | 0.064757 | 0.0813 | 0.098067 | 0.11371 | 0.12699 | 0.13706 | 0.14373 | 0.14745 | 0.14886 | 0.14824 | 0.15093 | 0.15049 | 0.15003 | 0.14979 | 0.14941 | 2.2412 | 2.0936 | 1.343 | 0.75468 | 0.19756 | -15.4339 | UnitaryAC | 3.8653 | 1 |  |  |  | x | 3.8653 | 1 | 0 | -7.3719
LO5Med | NR | UnitaryAC | Commercial | HVAC | 3.3121e-07 | 9.1844e-08 | 0.0026387 | 4609.0789 | >200 | >100 | Assembly | UnitaryAC-NR-Assembly | 9.1609e-05 | 0.00020318 | 0.00033868 | 0.0004948 | 0.00067158 | 0.00087691 | 0.0011005 | 0.001327 | 0.0015381 | 0.0017169 | 0.0018523 | 0.0019418 | 0.0019913 | 0.0020095 | 0.0020005 | 0.0020161 | 0.0020231 | 0.0019987 | 0.0019892 | 0.0019836 | 0.029753 | 0.028165 | 0.018155 | 0.010212 | 0.0026768 | 129.8158 | UnitaryAC | 0.012064 | 0 |  |  |  | x | #REF! | #REF! | 55.6034 | 4553.4755
LO5Med | NR | UnitaryAC | Commercial | HVAC | 2.0471e-05 | 5.6764e-06 | 0.16309 | 53.1024 | 50-60 | 40-100 | Other | UnitaryAC-NR-Other | 0.0046996 | 0.010376 | 0.017217 | 0.02504 | 0.033832 | 0.043976 | 0.054938 | 0.065943 | 0.076088 | 0.084551 | 0.090805 | 0.094759 | 0.096736 | 0.097175 | 0.0963 | 0.097214 | 0.096841 | 0.09563 | 0.0947 | 0.094636 | 1.4195 | 1.3715 | 0.89243 | 0.50747 | 0.13514 | 72.8277 | UnitaryAC | 0.74561 | 0 |  |  |  | x | #REF! | #REF! | 39.5935 | 13.5089
LO5Med | New | UnitaryAC | Commercial | HVAC | 4.742e-05 | 1.3149e-05 | 0.37779 | 13.4601 | 10-20 | <40 | Large Off | UnitaryAC-New-Large Off | 0.0016362 | 0.0035354 | 0.0048303 | 0.0067235 | 0.0090598 | 0.013826 | 0.01906 | 0.025607 | 0.032002 | 0.035078 | 0.039856 | 0.043192 | 0.040582 | 0.045924 | 0.045915 | 0.049627 | 0.05011 | 0.056193 | 0.04683 | 0.049818 | 0.6194 | 0.6194 | 0.36683 | 0.19121 | 0.039611 | 8.3373 | UnitaryAC | 1.5833 | 1 |  |  |  | x | #REF! | #REF! | 21.3111 | -7.851
LO5Med | New | UnitaryAC | Commercial | HVAC | 4.3961e-05 | 1.219e-05 | 0.35023 | 13.0652 | 10-20 | <40 | Medium Off | UnitaryAC-New-Medium Off | 0.001848 | 0.0040579 | 0.0055252 | 0.0071221 | 0.0097685 | 0.015978 | 0.021479 | 0.028784 | 0.036006 | 0.037615 | 0.044877 | 0.048908 | 0.044794 | 0.052651 | 0.049269 | 0.055164 | 0.055217 | 0.061605 | 0.050134 | 0.053559 | 0.68436 | 0.68436 | 0.40868 | 0.21306 | 0.0443 | 8.9413 | UnitaryAC | 1.6012 | 1 |  |  |  | x | #REF! | #REF! | 20.92 | -7.8547
LO5Med | New | UnitaryAC | Commercial | HVAC | 1.5067e-05 | 4.1779e-06 | 0.12003 | 200.288 | >200 | >100 | Small Off | UnitaryAC-New-Small Off | 0.00016557 | 0.0003675 | 0.00052013 | 0.0006946 | 0.00093949 | 0.0014824 | 0.0019571 | 0.0025972 | 0.0033572 | 0.00359 | 0.0041834 | 0.0045449 | 0.0042869 | 0.0048659 | 0.0046137 | 0.0050469 | 0.0050878 | 0.0055255 | 0.0047655 | 0.004992 | 0.063584 | 0.063584 | 0.038166 | 0.019855 | 0.0041697 | 12.735 | UnitaryAC | 0.25152 | 0 |  |  |  | x | #REF! | #REF! | 50.3771 | 149.9109
LO5Med | New | UnitaryAC | Commercial | HVAC | 8.8648e-05 | 2.4582e-05 | 0.70625 | -2.9503 | <0 | <40 | XLarge Ret | UnitaryAC-New-XLarge Ret | 0.0018291 | 0.0040472 | 0.0085774 | 0.018224 | 0.02301 | 0.039488 | 0.050553 | 0.049129 | 0.088239 | 0.091349 | 0.10785 | 0.10541 | 0.11721 | 0.11527 | 0.11759 | 0.11693 | 0.12205 | 0.10926 | 0.11026 | 0.10799 | 1.5043 | 1.5043 | 0.93777 | 0.4823 | 0.095174 | -4.438 | UnitaryAC | 2.9598 | 1 |  |  |  | x | 2.9598 | 1 | 0 | -2.9503
LO5Med | New | UnitaryAC | Commercial | HVAC | 8.8648e-05 | 2.4582e-05 | 0.70625 | -4.5232 | <0 | <40 | Large Ret | UnitaryAC-New-Large Ret | 0.0014637 | 0.0032815 | 0.0060378 | 0.010751 | 0.014108 | 0.021847 | 0.027668 | 0.029465 | 0.050093 | 0.053221 | 0.061426 | 0.06148 | 0.066297 | 0.06647 | 0.066752 | 0.067065 | 0.068589 | 0.06422 | 0.065603 | 0.06486 | 0.8707 | 0.8707 | 0.54036 | 0.27936 | 0.057488 | -3.9384 | UnitaryAC | 3.2289 | 1 |  |  |  | x | 3.2289 | 1 | 0 | -4.5232
LO5Med | New | UnitaryAC | Commercial | HVAC | 4.0587e-05 | 1.1255e-05 | 0.32335 | 15.9651 | 10-20 | <40 | Medium Ret | UnitaryAC-New-Medium Ret | 0.00067715 | 0.0015127 | 0.0032006 | 0.0070883 | 0.0087736 | 0.015617 | 0.019862 | 0.019112 | 0.034645 | 0.035552 | 0.042536 | 0.041345 | 0.045877 | 0.044975 | 0.045658 | 0.045488 | 0.047541 | 0.04201 | 0.041803 | 0.040154 | 0.58343 | 0.58343 | 0.36643 | 0.18858 | 0.03687 | 9.3145 | UnitaryAC | 1.4783 | 1 |  |  |  | x | #REF! | #REF! | 23.6016 | -7.6365
LO5Med | New | UnitaryAC | Commercial | HVAC | 4.0587e-05 | 1.1255e-05 | 0.32335 | 60.6266 | 60-70 | 40-100 | Small Ret | UnitaryAC-New-Small Ret | 0.00012398 | 0.00027364 | 0.0005365 | 0.0010435 | 0.0013386 | 0.0022294 | 0.0028428 | 0.0028619 | 0.0050675 | 0.0053219 | 0.0062351 | 0.0062244 | 0.0067816 | 0.0067063 | 0.0067821 | 0.0067631 | 0.0070255 | 0.0063706 | 0.0064302 | 0.0062169 | 0.087175 | 0.087175 | 0.054369 | 0.027875 | 0.0055456 | 5.2852 | UnitaryAC | 0.67757 | 0 |  |  |  | x | #REF! | #REF! | 41.0786 | 19.5481
LO5Med | New | UnitaryAC | Commercial | HVAC | 5.8078e-06 | 1.6105e-06 | 0.04627 | 242.2705 | >200 | >100 | School K-12 | UnitaryAC-New-School K-12 | 4.934e-05 | 0.00010932 | 0.00018319 | 0.00026849 | 0.00036467 | 0.00047077 | 0.00060264 | 0.00073522 | 0.0010425 | 0.0011751 | 0.0012695 | 0.0013877 | 0.0013957 | 0.0014036 | 0.0013988 | 0.0014382 | 0.0014089 | 0.0014452 | 0.0014723 | 0.0015201 | 0.019141 | 0.019141 | 0.011857 | 0.0062707 | 0.0014458 | 4.6374 | UnitaryAC | 0.21154 | 0 |  |  |  | x | #REF! | #REF! | 51.2498 | 191.0207
LO5Med | New | UnitaryAC | Commercial | HVAC | 1.7879e-05 | 4.9577e-06 | 0.14244 | 63.9646 | 60-70 | 40-100 | University | UnitaryAC-New-University | 5.9649e-05 | 0.00012725 | 0.00024449 | 0.00034761 | 0.00051647 | 0.00068786 | 0.00087711 | 0.0010377 | 0.0013128 | 0.0015574 | 0.0016154 | 0.0016959 | 0.0016142 | 0.0017033 | 0.0018216 | 0.0019654 | 0.0019118 | 0.0020283 | 0.0019111 | 0.0021099 | 0.025145 | 0.025145 | 0.015219 | 0.0083837 | 0.0019833 | 1.6084 | UnitaryAC | 0.6512 | 0 |  |  |  | x | #REF! | #REF! | 41.6539 | 22.3107
LO5Med | New | UnitaryAC | Commercial | HVAC | 6.4914e-06 | 1.8e-06 | 0.051716 | 214.4574 | >200 | >100 | Warehouse | UnitaryAC-New-Warehouse | 5.6919e-05 | 0.00016099 | 0.00025705 | 0.00038229 | 0.00040064 | 0.00061257 | 0.00077746 | 0.00074991 | 0.0011154 | 0.0012651 | 0.0013657 | 0.0013662 | 0.0013563 | 0.0016067 | 0.0015937 | 0.0018489 | 0.0016149 | 0.0016598 | 0.0016465 | 0.0016225 | 0.02146 | 0.02146 | 0.013067 | 0.007144 | 0.0018705 | 4.6021 | UnitaryAC | 0.23644 | 0 |  |  |  | x | #REF! | #REF! | 50.7063 | 163.7511
LO5Med | New | UnitaryAC | Commercial | HVAC | 1.1752e-05 | 3.2589e-06 | 0.09363 | 108.6856 | 100-110 | >100 | Supermarket | UnitaryAC-New-Supermarket | 7.4404e-05 | 0.00016715 | 0.00027455 | 0.00041661 | 0.00061923 | 0.00087116 | 0.0011409 | 0.0012013 | 0.0021033 | 0.0021635 | 0.0026318 | 0.0024235 | 0.0028409 | 0.0028793 | 0.0029807 | 0.0029865 | 0.0031514 | 0.0026554 | 0.0027775 | 0.0026845 | 0.037043 | 0.037043 | 0.022788 | 0.011664 | 0.0024231 | 4.0261 | UnitaryAC | 0.42806 | 0 |  |  |  | x | #REF! | #REF! | 46.5241 | 62.1615
LO5Med | New | UnitaryAC | Commercial | HVAC | 1.1752e-05 | 3.2589e-06 | 0.09363 | 262.9258 | >200 | >100 | MiniMart | UnitaryAC-New-MiniMart | 1.5221e-05 | 3.343e-05 | 5.6449e-05 | 8.1315e-05 | 0.00026812 | 0.00038644 | 0.00047715 | 0.00050625 | 0.00085083 | 0.00088276 | 0.0010004 | 0.0010184 | 0.0010855 | 0.0011212 | 0.0011245 | 0.0011062 | 0.0011631 | 0.0010419 | 0.0010767 | 0.0011257 | 0.014422 | 0.014422 | 0.0089079 | 0.0045584 | 0.00084098 | 3.7918 | UnitaryAC | 0.19619 | 0 |  |  |  | x | #REF! | #REF! | 51.5847 | 211.3411
LO5Med | New | UnitaryAC | Commercial | HVAC | 7.8997e-05 | 2.1906e-05 | 0.62936 | -2.4094 | <0 | <40 | Restaurant | UnitaryAC-New-Restaurant | 0.0010831 | 0.0021501 | 0.0033598 | 0.00496 | 0.0070985 | 0.010465 | 0.01308 | 0.012833 | 0.023943 | 0.024789 | 0.031587 | 0.029195 | 0.035674 | 0.032614 | 0.036253 | 0.03575 | 0.039843 | 0.035629 | 0.038767 | 0.033711 | 0.45279 | 0.45279 | 0.26909 | 0.13535 | 0.029116 | -1.091 | UnitaryAC | 2.8774 | 1 |  |  |  | x | 2.8774 | 1 | 0 | -2.4094
LO5Med | New | UnitaryAC | Commercial | HVAC | 0.00014431 | 4.0016e-05 | 1.1497 | -10.2304 | <0 | <40 | Lodging | UnitaryAC-New-Lodging | 0.00080357 | 0.0014601 | 0.0021119 | 0.0030886 | 0.0046628 | 0.0071953 | 0.0092609 | 0.0088336 | 0.018321 | 0.017831 | 0.024204 | 0.020968 | 0.028527 | 0.022792 | 0.029529 | 0.028437 | 0.030136 | 0.028671 | 0.033467 | 0.027129 | 0.34743 | 0.34743 | 0.19959 | 0.097773 | 0.019322 | -3.5543 | UnitaryAC | 4.8182 | 1 |  |  |  | x | 4.8182 | 1 | 0 | -10.2304
LO5Med | New | UnitaryAC | Commercial | HVAC | 0.00013129 | 3.6406e-05 | 1.046 | -9.0805 | <0 | <40 | Hospital | UnitaryAC-New-Hospital | 0.0026419 | 0.0073112 | 0.013369 | 0.018454 | 0.029144 | 0.043798 | 0.051025 | 0.051473 | 0.064124 | 0.07741 | 0.079572 | 0.078995 | 0.074407 | 0.074515 | 0.076875 | 0.087088 | 0.087748 | 0.087612 | 0.091282 | 0.094404 | 1.1912 | 1.1912 | 0.74311 | 0.43832 | 0.11472 | -10.8171 | UnitaryAC | 4.3835 | 1 |  |  |  | x | 4.3835 | 1 | 0 | -9.0805
LO5Med | New | UnitaryAC | Commercial | HVAC | 6.102e-05 | 1.6921e-05 | 0.48614 | 3.3107 | 0-10 | <40 | Residential Care | UnitaryAC-New-Residential Care | 0.0010628 | 0.0025106 | 0.0044183 | 0.0072142 | 0.010525 | 0.01576 | 0.017304 | 0.017763 | 0.021378 | 0.02605 | 0.026607 | 0.026056 | 0.023362 | 0.024374 | 0.024358 | 0.028649 | 0.02724 | 0.028766 | 0.02927 | 0.031322 | 0.39399 | 0.39399 | 0.24874 | 0.15059 | 0.041491 | 1.3044 | UnitaryAC | 2.2226 | 1 |  |  |  | x | #REF! | #REF! | 7.3583 | -4.0476
LO5Med | New | UnitaryAC | Commercial | HVAC | 6.102e-05 | 1.6921e-05 | 0.48614 | 3.3107 | 0-10 | <40 | Assembly | UnitaryAC-New-Assembly | 0.0025561 | 0.0095109 | 0.0099952 | 0.01455 | 0.022966 | 0.037716 | 0.053119 | 0.070339 | 0.09431 | 0.10535 | 0.10876 | 0.10852 | 0.12628 | 0.12907 | 0.1316 | 0.13792 | 0.14278 | 0.14584 | 0.13415 | 0.13633 | 1.7217 | 1.7217 | 1.0246 | 0.52918 | 0.097294 | 5.7 | UnitaryAC | 2.2226 | 1 |  |  |  | x | #REF! | #REF! | 7.3583 | -4.0476
LO5Med | New | UnitaryAC | Commercial | HVAC | 6.102e-05 | 1.6921e-05 | 0.48614 | 3.3107 | 0-10 | <40 | Other | UnitaryAC-New-Other | 0.0029889 | 0.0085697 | 0.012237 | 0.017423 | 0.034473 | 0.04715 | 0.051814 | 0.057797 | 0.085357 | 0.09553 | 0.10518 | 0.09709 | 0.096971 | 0.097253 | 0.10403 | 0.097992 | 0.11278 | 0.12614 | 0.10785 | 0.11063 | 1.4693 | 1.4693 | 0.91387 | 0.51852 | 0.12284 | 4.8643 | UnitaryAC | 2.2226 | 1 |  |  |  | x | #REF! | #REF! | 7.3583 | -4.0476
LO3Slow | NR | VHE-DOAS | Commercial | HVAC | 0.00064837 | 0.00048004 | 7.3548 | 39.6881 | 30-40 | <40 | Large Off | VHE-DOAS-NR-Large Off | 0 | 0 | 0 | 0 | 0 | 0 | 0 | 0 | 0 | 0 | 0 | 0 | 0 | 0 | 0 | 0 | 0 | 0 | 0 | 0 | 0 | 0 | 0 | 0 | 0 | 0 | VHE-DOAS | 0.80759 | 0 |  | x |  | x | #REF! | #REF! | 32.0519 | 7.6362
LO3Slow | NR | VHE-DOAS | Commercial | HVAC | 0.00064841 | 0.00048007 | 7.3554 | 39.6842 | 30-40 | <40 | Medium Off | VHE-DOAS-NR-Medium Off | 0.0031483 | 0.0080729 | 0.017887 | 0.034999 | 0.061516 | 0.09849 | 0.14535 | 0.19975 | 0.25804 | 0.31598 | 0.36966 | 0.41621 | 0.45409 | 0.48307 | 0.50392 | 0.51796 | 0.52675 | 0.53173 | 0.53411 | 0.53537 | 8.0629 | 6.0161 | 3.3702 | 1.5129 | 0.22411 | 238.7443 | VHE-DOAS | 0.80765 | 0 |  | x |  | x | #REF! | #REF! | 32.051 | 7.6332
LO3Slow | NR | VHE-DOAS | Commercial | HVAC | 0.0006401 | 0.00047392 | 7.2611 | 40.4052 | 40-50 | 40-100 | Small Off | VHE-DOAS-NR-Small Off | 0.0077227 | 0.019802 | 0.043876 | 0.085851 | 0.1509 | 0.24159 | 0.35653 | 0.48999 | 0.63296 | 0.77508 | 0.90676 | 1.0209 | 1.1139 | 1.185 | 1.2361 | 1.2705 | 1.2921 | 1.3043 | 1.3102 | 1.3133 | 19.7779 | 14.7572 | 8.2669 | 3.7111 | 0.54974 | 596.2693 | VHE-DOAS | 0.7973 | 0 |  | x |  | x | #REF! | #REF! | 32.215 | 8.1902
LO3Slow | NR | VHE-DOAS | Commercial | HVAC | 0.0005686 | 0.00042098 | 6.4499 | 59.6732 | 50-60 | 40-100 | XLarge Ret | VHE-DOAS-NR-XLarge Ret | 0 | 0 | 0 | 0 | 0 | 0 | 0 | 0 | 0 | 0 | 0 | 0 | 0 | 0 | 0 | 0 | 0 | 0 | 0 | 0 | 0 | 0 | 0 | 0 | 0 | 0 | VHE-DOAS | 0.59385 | 0 |  | x |  | x | #REF! | #REF! | 35.4367 | 24.2365
LO3Slow | NR | VHE-DOAS | Commercial | HVAC | 0.0005686 | 0.00042098 | 6.4499 | 59.6732 | 50-60 | 40-100 | Large Ret | VHE-DOAS-NR-Large Ret | 0 | 0 | 0 | 0 | 0 | 0 | 0 | 0 | 0 | 0 | 0 | 0 | 0 | 0 | 0 | 0 | 0 | 0 | 0 | 0 | 0 | 0 | 0 | 0 | 0 | 0 | VHE-DOAS | 0.59385 | 0 |  | x |  | x | #REF! | #REF! | 35.4367 | 24.2365
LO3Slow | NR | VHE-DOAS | Commercial | HVAC | 0.00056822 | 0.0004207 | 6.4456 | 59.7237 | 50-60 | 40-100 | Medium Ret | VHE-DOAS-NR-Medium Ret | 0.0018273 | 0.004678 | 0.010348 | 0.020216 | 0.035475 | 0.056707 | 0.08355 | 0.11464 | 0.14786 | 0.18076 | 0.21113 | 0.23734 | 0.25853 | 0.27458 | 0.28597 | 0.29347 | 0.29797 | 0.30031 | 0.30117 | 0.3014 | 4.5391 | 3.4179 | 1.9236 | 0.8672 | 0.12925 | 204.1317 | VHE-DOAS | 0.59345 | 0 |  | x |  | x | #REF! | #REF! | 35.443 | 24.2808
LO3Slow | NR | VHE-DOAS | Commercial | HVAC | 0.00056822 | 0.0004207 | 6.4456 | 59.7237 | 50-60 | 40-100 | Small Ret | VHE-DOAS-NR-Small Ret | 0.001254 | 0.0032104 | 0.0071018 | 0.013873 | 0.024346 | 0.038916 | 0.057338 | 0.078675 | 0.10147 | 0.12405 | 0.14489 | 0.16288 | 0.17742 | 0.18844 | 0.19625 | 0.2014 | 0.20449 | 0.20609 | 0.20668 | 0.20684 | 3.115 | 2.3456 | 1.3201 | 0.59513 | 0.088701 | 140.0884 | VHE-DOAS | 0.59345 | 0 |  | x |  | x | #REF! | #REF! | 35.443 | 24.2808
LO3Slow | NR | VHE-DOAS | Commercial | HVAC | 0.00083151 | 0.00061564 | 9.4323 | 49.4709 | 40-50 | 40-100 | School K-12 | VHE-DOAS-NR-School K-12 | 0.0035347 | 0.0090719 | 0.020119 | 0.039401 | 0.069316 | 0.11108 | 0.16407 | 0.22569 | 0.29181 | 0.35765 | 0.41879 | 0.47196 | 0.51538 | 0.54877 | 0.57296 | 0.58946 | 0.6 | 0.60622 | 0.60949 | 0.61148 | 9.2091 | 6.8363 | 3.8196 | 1.7105 | 0.25252 | 338.1958 | VHE-DOAS | 0.68662 | 0 |  | x |  | x | #REF! | #REF! | 33.9676 | 15.5033
LO3Slow | NR | VHE-DOAS | Commercial | HVAC | 0.00082879 | 0.00061362 | 9.4014 | 49.6852 | 40-50 | 40-100 | University | VHE-DOAS-NR-University | 0.0013463 | 0.0034543 | 0.0076583 | 0.014994 | 0.026369 | 0.042244 | 0.062379 | 0.085782 | 0.11088 | 0.13586 | 0.15903 | 0.17917 | 0.19559 | 0.2082 | 0.21731 | 0.2235 | 0.22743 | 0.22972 | 0.23089 | 0.23158 | 3.4876 | 2.5934 | 1.4503 | 0.64999 | 0.096066 | 128.8532 | VHE-DOAS | 0.68437 | 0 |  | x |  | x | #REF! | #REF! | 34.0032 | 15.6821
LO3Slow | NR | VHE-DOAS | Commercial | HVAC | 0.00030333 | 0.00022458 | 3.4408 | 125.7076 | 120-130 | >100 | Warehouse | VHE-DOAS-NR-Warehouse | 0 | 0 | 0 | 0 | 0 | 0 | 0 | 0 | 0 | 0 | 0 | 0 | 0 | 0 | 0 | 0 | 0 | 0 | 0 | 0 | 0 | 0 | 0 | 0 | 0 | 0 | VHE-DOAS | 0.3168 | 0 |  | x |  | x | #REF! | #REF! | 39.8238 | 85.8838
LO3Slow | NR | VHE-DOAS | Commercial | HVAC | 0.00030319 | 0.00022448 | 3.4393 | 125.7707 | 120-130 | >100 | Supermarket | VHE-DOAS-NR-Supermarket | 0 | 0 | 0 | 0 | 0 | 0 | 0 | 0 | 0 | 0 | 0 | 0 | 0 | 0 | 0 | 0 | 0 | 0 | 0 | 0 | 0 | 0 | 0 | 0 | 0 | 0 | VHE-DOAS | 0.31666 | 0 |  | x |  | x | #REF! | #REF! | 39.8261 | 85.9446
LO3Slow | NR | VHE-DOAS | Commercial | HVAC | 0.00030319 | 0.00022448 | 3.4393 | 125.7707 | 120-130 | >100 | MiniMart | VHE-DOAS-NR-MiniMart | 0 | 0 | 0 | 0 | 0 | 0 | 0 | 0 | 0 | 0 | 0 | 0 | 0 | 0 | 0 | 0 | 0 | 0 | 0 | 0 | 0 | 0 | 0 | 0 | 0 | 0 | VHE-DOAS | 0.31666 | 0 |  | x |  | x | #REF! | #REF! | 39.8261 | 85.9446
LO3Slow | NR | VHE-DOAS | Commercial | HVAC | 0.00065629 | 0.00048591 | 7.4447 | 39.0178 | 30-40 | <40 | Restaurant | VHE-DOAS-NR-Restaurant | 0 | 0 | 0 | 0 | 0 | 0 | 0 | 0 | 0 | 0 | 0 | 0 | 0 | 0 | 0 | 0 | 0 | 0 | 0 | 0 | 0 | 0 | 0 | 0 | 0 | 0 | VHE-DOAS | 0.81746 | 0 |  | x |  | x | #REF! | #REF! | 31.8956 | 7.1222
LO3Slow | NR | VHE-DOAS | Commercial | HVAC | 0.00065334 | 0.00048372 | 7.4112 | 39.2659 | 30-40 | <40 | Lodging | VHE-DOAS-NR-Lodging | 0.0010424 | 0.0026711 | 0.0059142 | 0.011564 | 0.020311 | 0.032496 | 0.047922 | 0.065815 | 0.08496 | 0.10396 | 0.12154 | 0.13675 | 0.14909 | 0.15849 | 0.16522 | 0.1697 | 0.17246 | 0.17397 | 0.17463 | 0.17492 | 2.6343 | 1.9734 | 1.1077 | 0.4982 | 0.073999 | 77.488 | VHE-DOAS | 0.81378 | 0 |  | x |  | x | #REF! | #REF! | 31.9539 | 7.312
LO3Slow | NR | VHE-DOAS | Commercial | HVAC | 0.00065526 | 0.00048514 | 7.433 | 39.1046 | 30-40 | <40 | Hospital | VHE-DOAS-NR-Hospital | 0 | 0 | 0 | 0 | 0 | 0 | 0 | 0 | 0 | 0 | 0 | 0 | 0 | 0 | 0 | 0 | 0 | 0 | 0 | 0 | 0 | 0 | 0 | 0 | 0 | 0 | VHE-DOAS | 0.81617 | 0 |  | x |  | x | #REF! | #REF! | 31.9161 | 7.1885
LO3Slow | NR | VHE-DOAS | Commercial | HVAC | 0.00064653 | 0.00047868 | 7.334 | 39.8457 | 30-40 | <40 | Residential Care | VHE-DOAS-NR-Residential Care | 0.002918 | 0.007474 | 0.016542 | 0.032331 | 0.056764 | 0.090782 | 0.13382 | 0.18371 | 0.23706 | 0.28996 | 0.33885 | 0.3811 | 0.41533 | 0.44135 | 0.45988 | 0.47218 | 0.47966 | 0.48366 | 0.4853 | 0.48591 | 7.3179 | 5.4946 | 3.0879 | 1.3902 | 0.20681 | 218.9363 | VHE-DOAS | 0.80531 | 0 |  | x |  | x | #REF! | #REF! | 32.0881 | 7.7576
LO3Slow | NR | VHE-DOAS | Commercial | HVAC | 0.0005736 | 0.00042468 | 6.5067 | 59.0148 | 50-60 | 40-100 | Assembly | VHE-DOAS-NR-Assembly | 0.0044395 | 0.011367 | 0.025148 | 0.049132 | 0.086229 | 0.13785 | 0.20313 | 0.27875 | 0.35955 | 0.43962 | 0.51355 | 0.57735 | 0.62896 | 0.66811 | 0.69589 | 0.71422 | 0.72525 | 0.73102 | 0.73321 | 0.73384 | 11.0518 | 8.3166 | 4.6791 | 2.1088 | 0.31417 | 490.8038 | VHE-DOAS | 0.59907 | 0 |  | x |  | x | #REF! | #REF! | 35.354 | 23.6609
LO3Slow | NR | VHE-DOAS | Commercial | HVAC | 0.0005736 | 0.00042468 | 6.5067 | 59.0148 | 50-60 | 40-100 | Other | VHE-DOAS-NR-Other | 0.0055769 | 0.014214 | 0.031305 | 0.060884 | 0.10637 | 0.16928 | 0.24831 | 0.3392 | 0.43554 | 0.53012 | 0.61646 | 0.68991 | 0.74817 | 0.79113 | 0.8203 | 0.83809 | 0.84718 | 0.85004 | 0.84872 | 0.8456 | 12.7349 | 9.8364 | 5.6068 | 2.5573 | 0.38763 | 580.4931 | VHE-DOAS | 0.59907 | 0 |  | x |  | x | #REF! | #REF! | 35.354 | 23.6609
LO3Slow | New | VHE-DOAS | Commercial | HVAC | 0.00022168 | 0.00016413 | 2.5147 | 74.4476 | 70-80 | 40-100 | Large Off | VHE-DOAS-New-Large Off | 0 | 0 | 0 | 0 | 0 | 0 | 0 | 0 | 0 | 0 | 0 | 0 | 0 | 0 | 0 | 0 | 0 | 0 | 0 | 0 | 0 | 0 | 0 | 0 | 0 | 0 | VHE-DOAS | 0.49667 | 0 |  | x |  | x | #REF! | #REF! | 36.9756 | 37.4721
LO3Slow | New | VHE-DOAS | Commercial | HVAC | 0.00022169 | 0.00016414 | 2.5148 | 74.4421 | 70-80 | 40-100 | Medium Off | VHE-DOAS-New-Medium Off | 0.00065402 | 0.0016579 | 0.0029961 | 0.0051647 | 0.0091596 | 0.018343 | 0.028953 | 0.044159 | 0.061468 | 0.070337 | 0.090861 | 0.1062 | 0.10332 | 0.12784 | 0.12517 | 0.14448 | 0.14751 | 0.16664 | 0.13663 | 0.14675 | 1.5383 | 1.5383 | 0.79628 | 0.33375 | 0.037976 | 114.5128 | VHE-DOAS | 0.4967 | 0 |  | x |  | x | #REF! | #REF! | 36.9751 | 37.467
LO3Slow | New | VHE-DOAS | Commercial | HVAC | 0.00021922 | 0.0001623 | 2.4867 | 75.4623 | 70-80 | 40-100 | Small Off | VHE-DOAS-New-Small Off | 0.00040263 | 0.0010317 | 0.001938 | 0.0034609 | 0.0060529 | 0.011693 | 0.018126 | 0.027377 | 0.039381 | 0.046126 | 0.058199 | 0.067808 | 0.067943 | 0.081179 | 0.080534 | 0.090824 | 0.093393 | 0.1027 | 0.089236 | 0.093979 | 0.98138 | 0.98138 | 0.51125 | 0.21379 | 0.024579 | 74.0574 | VHE-DOAS | 0.49115 | 0 |  | x |  | x | #REF! | #REF! | 37.063 | 38.3994
LO3Slow | New | VHE-DOAS | Commercial | HVAC | 0.0003056 | 0.00022626 | 3.4667 | 59.0967 | 50-60 | 40-100 | XLarge Ret | VHE-DOAS-New-XLarge Ret | 0 | 0 | 0 | 0 | 0 | 0 | 0 | 0 | 0 | 0 | 0 | 0 | 0 | 0 | 0 | 0 | 0 | 0 | 0 | 0 | 0 | 0 | 0 | 0 | 0 | 0 | VHE-DOAS | 0.59841 | 0 |  | x |  | x | #REF! | #REF! | 35.3643 | 23.7323
LO3Slow | New | VHE-DOAS | Commercial | HVAC | 0.0003056 | 0.00022626 | 3.4667 | 59.0967 | 50-60 | 40-100 | Large Ret | VHE-DOAS-New-Large Ret | 0 | 0 | 0 | 0 | 0 | 0 | 0 | 0 | 0 | 0 | 0 | 0 | 0 | 0 | 0 | 0 | 0 | 0 | 0 | 0 | 0 | 0 | 0 | 0 | 0 | 0 | VHE-DOAS | 0.59841 | 0 |  | x |  | x | #REF! | #REF! | 35.3643 | 23.7323
LO3Slow | New | VHE-DOAS | Commercial | HVAC | 0.00030541 | 0.00022612 | 3.4644 | 59.1449 | 50-60 | 40-100 | Medium Ret | VHE-DOAS-New-Medium Ret | 0.00030353 | 0.00078279 | 0.0021982 | 0.0065104 | 0.01042 | 0.022709 | 0.03391 | 0.037136 | 0.074913 | 0.084201 | 0.10908 | 0.11371 | 0.13403 | 0.13831 | 0.14691 | 0.1509 | 0.16086 | 0.14393 | 0.14429 | 0.13935 | 1.6544 | 1.6544 | 0.91512 | 0.38216 | 0.042923 | 97.8517 | VHE-DOAS | 0.59803 | 0 |  | x |  | x | #REF! | #REF! | 35.3704 | 23.7745
LO3Slow | New | VHE-DOAS | Commercial | HVAC | 0.00030541 | 0.00022612 | 3.4644 | 59.1449 | 50-60 | 40-100 | Small Ret | VHE-DOAS-New-Small Ret | 9.1447e-05 | 0.00023301 | 0.00060634 | 0.0015771 | 0.002616 | 0.0053343 | 0.0079865 | 0.0091507 | 0.018031 | 0.020741 | 0.026311 | 0.028169 | 0.032602 | 0.033937 | 0.03591 | 0.036918 | 0.039118 | 0.035914 | 0.036523 | 0.035501 | 0.40727 | 0.40727 | 0.2233 | 0.092678 | 0.010458 | 24.0879 | VHE-DOAS | 0.59803 | 0 |  | x |  | x | #REF! | #REF! | 35.3704 | 23.7745
LO3Slow | New | VHE-DOAS | Commercial | HVAC | 0.00033056 | 0.00024474 | 3.7497 | 31.4699 | 30-40 | <40 | School K-12 | VHE-DOAS-New-School K-12 | 0.0002055 | 0.00052566 | 0.0011691 | 0.0022913 | 0.0040241 | 0.0063604 | 0.0095601 | 0.013274 | 0.020945 | 0.025859 | 0.030249 | 0.035462 | 0.037889 | 0.040109 | 0.041819 | 0.04433 | 0.044296 | 0.046006 | 0.047221 | 0.049017 | 0.50061 | 0.50061 | 0.26974 | 0.11446 | 0.014576 | 15.7542 | VHE-DOAS | 0.9479 | 0 |  | x |  | x | #REF! | #REF! | 29.8302 | 1.6397
LO3Slow | New | VHE-DOAS | Commercial | HVAC | 0.0003299 | 0.00024425 | 3.7422 | 31.5649 | 30-40 | <40 | University | VHE-DOAS-New-University | 6.2787e-05 | 0.00015463 | 0.00039432 | 0.00074973 | 0.0014403 | 0.0023487 | 0.0035165 | 0.0047349 | 0.0066656 | 0.0086613 | 0.0097279 | 0.010952 | 0.011074 | 0.012301 | 0.013764 | 0.01531 | 0.015191 | 0.016318 | 0.01549 | 0.017194 | 0.16605 | 0.16605 | 0.086547 | 0.038457 | 0.0051505 | 5.2414 | VHE-DOAS | 0.946 | 0 |  | x |  | x | #REF! | #REF! | 29.8603 | 1.7047
LO3Slow | New | VHE-DOAS | Commercial | HVAC | 0.00030555 | 0.00022622 | 3.466 | 59.1105 | 50-60 | 40-100 | Warehouse | VHE-DOAS-New-Warehouse | 0 | 0 | 0 | 0 | 0 | 0 | 0 | 0 | 0 | 0 | 0 | 0 | 0 | 0 | 0 | 0 | 0 | 0 | 0 | 0 | 0 | 0 | 0 | 0 | 0 | 0 | VHE-DOAS | 0.5983 | 0 |  | x |  | x | #REF! | #REF! | 35.3661 | 23.7444
LO3Slow | New | VHE-DOAS | Commercial | HVAC | 0.00030542 | 0.00022613 | 3.4645 | 59.1426 | 50-60 | 40-100 | Supermarket | VHE-DOAS-New-Supermarket | 0 | 0 | 0 | 0 | 0 | 0 | 0 | 0 | 0 | 0 | 0 | 0 | 0 | 0 | 0 | 0 | 0 | 0 | 0 | 0 | 0 | 0 | 0 | 0 | 0 | 0 | VHE-DOAS | 0.59805 | 0 |  | x |  | x | #REF! | #REF! | 35.3701 | 23.7724
LO3Slow | New | VHE-DOAS | Commercial | HVAC | 0.00030542 | 0.00022613 | 3.4645 | 59.1426 | 50-60 | 40-100 | MiniMart | VHE-DOAS-New-MiniMart | 0 | 0 | 0 | 0 | 0 | 0 | 0 | 0 | 0 | 0 | 0 | 0 | 0 | 0 | 0 | 0 | 0 | 0 | 0 | 0 | 0 | 0 | 0 | 0 | 0 | 0 | VHE-DOAS | 0.59805 | 0 |  | x |  | x | #REF! | #REF! | 35.3701 | 23.7724
LO3Slow | New | VHE-DOAS | Commercial | HVAC | 0.00022404 | 0.00016588 | 2.5414 | 73.496 | 70-80 | 40-100 | Restaurant | VHE-DOAS-New-Restaurant | 0 | 0 | 0 | 0 | 0 | 0 | 0 | 0 | 0 | 0 | 0 | 0 | 0 | 0 | 0 | 0 | 0 | 0 | 0 | 0 | 0 | 0 | 0 | 0 | 0 | 0 | VHE-DOAS | 0.50196 | 0 |  | x |  | x | #REF! | #REF! | 36.8918 | 36.6042
LO3Slow | New | VHE-DOAS | Commercial | HVAC | 0.00031004 | 0.00022955 | 3.5169 | 58.0255 | 50-60 | 40-100 | Lodging | VHE-DOAS-New-Lodging | 0.00014737 | 0.00030914 | 0.00059346 | 0.0011606 | 0.0022657 | 0.0042806 | 0.0064689 | 0.0070225 | 0.016208 | 0.017278 | 0.025395 | 0.023593 | 0.034098 | 0.028678 | 0.038873 | 0.038595 | 0.04172 | 0.040188 | 0.047262 | 0.038518 | 0.41265 | 0.41265 | 0.20637 | 0.081129 | 0.0087568 | 23.9445 | VHE-DOAS | 0.60709 | 0 |  | x |  | x | #REF! | #REF! | 35.2269 | 22.7986
LO3Slow | New | VHE-DOAS | Commercial | HVAC | 0.00031077 | 0.00023009 | 3.5252 | 57.8521 | 50-60 | 40-100 | Hospital | VHE-DOAS-New-Hospital | 0 | 0 | 0 | 0 | 0 | 0 | 0 | 0 | 0 | 0 | 0 | 0 | 0 | 0 | 0 | 0 | 0 | 0 | 0 | 0 | 0 | 0 | 0 | 0 | 0 | 0 | VHE-DOAS | 0.60852 | 0 |  | x |  | x | #REF! | #REF! | 35.2043 | 22.6478
LO3Slow | New | VHE-DOAS | Commercial | HVAC | 0.00030745 | 0.00022763 | 3.4876 | 58.6472 | 50-60 | 40-100 | Residential Care | VHE-DOAS-New-Residential Care | 0.00067744 | 0.0018474 | 0.0043151 | 0.009422 | 0.017775 | 0.032585 | 0.04201 | 0.049079 | 0.065729 | 0.08773 | 0.097021 | 0.1019 | 0.097051 | 0.10659 | 0.11145 | 0.13514 | 0.13107 | 0.14014 | 0.14366 | 0.15456 | 1.5297 | 1.5297 | 0.82518 | 0.40819 | 0.066622 | 89.7153 | VHE-DOAS | 0.60203 | 0 |  | x |  | x | #REF! | #REF! | 35.3071 | 23.3401
LO3Slow | New | VHE-DOAS | Commercial | HVAC | 0.00030819 | 0.00022818 | 3.496 | 58.4684 | 50-60 | 40-100 | Assembly | VHE-DOAS-New-Assembly | 0.00061796 | 0.0026544 | 0.0037024 | 0.0072073 | 0.01471 | 0.029578 | 0.048912 | 0.073712 | 0.10998 | 0.13457 | 0.15043 | 0.16096 | 0.19897 | 0.21408 | 0.22838 | 0.24675 | 0.26057 | 0.26947 | 0.24974 | 0.25516 | 2.6602 | 2.6602 | 1.3785 | 0.57608 | 0.05847 | 155.5354 | VHE-DOAS | 0.60347 | 0 |  | x |  | x | #REF! | #REF! | 35.2842 | 23.1842
LO3Slow | New | VHE-DOAS | Commercial | HVAC | 0.00030819 | 0.00022818 | 3.496 | 58.4684 | 50-60 | 40-100 | Other | VHE-DOAS-New-Other | 0.0011689 | 0.0038689 | 0.0073324 | 0.013961 | 0.035718 | 0.059812 | 0.077176 | 0.097976 | 0.16102 | 0.19739 | 0.23532 | 0.23295 | 0.24716 | 0.26093 | 0.29204 | 0.2836 | 0.33294 | 0.37701 | 0.32476 | 0.33493 | 3.5771 | 3.5771 | 1.9238 | 0.89074 | 0.12186 | 209.1449 | VHE-DOAS | 0.60347 | 0 |  | x |  | x | #REF! | #REF! | 35.2842 | 23.1842
LO50Fast | New | VRF-DOAS | Commercial | HVAC | 0.00038402 | 0.00028432 | 4.3562 | 134.6627 | 130-140 | >100 | Large Off | VRF-DOAS-New-Large Off | 0 | 0 | 0 | 0 | 0 | 0 | 0 | 0 | 0 | 0 | 0 | 0 | 0 | 0 | 0 | 0 | 0 | 0 | 0 | 0 | 0 | 0 | 0 | 0 | 0 | 0 | VRF-DOAS | 0.29795 | 0 |  | x |  | x | #REF! | #REF! | 40.1223 | 94.5404
LO50Fast | New | VRF-DOAS | Commercial | HVAC | 0.00038405 | 0.00028434 | 4.3565 | 134.6515 | 130-140 | >100 | Medium Off | VRF-DOAS-New-Medium Off | 0.00525 | 0.0075895 | 0.0074806 | 0.0073098 | 0.0078455 | 0.010091 | 0.010905 | 0.012131 | 0.013057 | 0.012168 | 0.013396 | 0.013864 | 0.012326 | 0.014293 | 0.013375 | 0.014975 | 0.01499 | 0.016724 | 0.01361 | 0.01454 | 0.23592 | 0.23592 | 0.16108 | 0.10722 | 0.045566 | 31.7669 | VRF-DOAS | 0.29797 | 0 |  | x |  | x | #REF! | #REF! | 40.122 | 94.5295
LO50Fast | New | VRF-DOAS | Commercial | HVAC | 0.0003788 | 0.00028045 | 4.2969 | 136.7377 | 130-140 | >100 | Small Off | VRF-DOAS-New-Small Off | 0.0023241 | 0.003396 | 0.0034794 | 0.0035224 | 0.0037281 | 0.0046255 | 0.0049096 | 0.005408 | 0.0060155 | 0.0057381 | 0.0061699 | 0.0063655 | 0.0058286 | 0.0065266 | 0.0061883 | 0.0067694 | 0.0068242 | 0.0074114 | 0.006392 | 0.0066958 | 0.10832 | 0.10832 | 0.074226 | 0.049317 | 0.021076 | 14.8112 | VRF-DOAS | 0.29389 | 0 |  | x |  | x | #REF! | #REF! | 40.1865 | 96.5512
LO50Fast | New | VRF-DOAS | Commercial | HVAC | 0.00023669 | 0.00017524 | 2.6849 | 270.9014 | >200 | >100 | XLarge Ret | VRF-DOAS-New-XLarge Ret | 0 | 0 | 0 | 0 | 0 | 0 | 0 | 0 | 0 | 0 | 0 | 0 | 0 | 0 | 0 | 0 | 0 | 0 | 0 | 0 | 0 | 0 | 0 | 0 | 0 | 0 | VRF-DOAS | 0.15638 | 0 |  | x |  | x | #REF! | #REF! | 42.364 | 228.5374
LO50Fast | New | VRF-DOAS | Commercial | HVAC | 0.00023669 | 0.00017524 | 2.6849 | 270.9014 | >200 | >100 | Large Ret | VRF-DOAS-New-Large Ret | 0 | 0 | 0 | 0 | 0 | 0 | 0 | 0 | 0 | 0 | 0 | 0 | 0 | 0 | 0 | 0 | 0 | 0 | 0 | 0 | 0 | 0 | 0 | 0 | 0 | 0 | VRF-DOAS | 0.15638 | 0 |  | x |  | x | #REF! | #REF! | 42.364 | 228.5374
LO50Fast | New | VRF-DOAS | Commercial | HVAC | 0.00023653 | 0.00017512 | 2.6831 | 271.102 | >200 | >100 | Medium Ret | VRF-DOAS-New-Medium Ret | 0.00078528 | 0.0011549 | 0.0017689 | 0.0029697 | 0.0028764 | 0.004026 | 0.0041165 | 0.0032878 | 0.0051287 | 0.0046946 | 0.0051829 | 0.0047841 | 0.0051533 | 0.0049839 | 0.0050595 | 0.0050407 | 0.0052682 | 0.0046553 | 0.0046324 | 0.0044497 | 0.080019 | 0.080019 | 0.055973 | 0.035992 | 0.013581 | 21.6933 | VRF-DOAS | 0.15627 | 0 |  | x |  | x | #REF! | #REF! | 42.3658 | 228.7362
LO50Fast | New | VRF-DOAS | Commercial | HVAC | 0.00023653 | 0.00017512 | 2.6831 | 271.102 | >200 | >100 | Small Ret | VRF-DOAS-New-Small Ret | 0.00023823 | 0.00034616 | 0.00049131 | 0.00072438 | 0.00072717 | 0.00095232 | 0.00097627 | 0.00081579 | 0.001243 | 0.0011645 | 0.0012589 | 0.0011934 | 0.0012622 | 0.0012314 | 0.0012453 | 0.0012418 | 0.00129 | 0.0011698 | 0.0011807 | 0.0011415 | 0.019894 | 0.019894 | 0.01387 | 0.008938 | 0.0034796 | 5.3934 | VRF-DOAS | 0.15627 | 0 |  | x |  | x | #REF! | #REF! | 42.3658 | 228.7362
LO50Fast | New | VRF-DOAS | Commercial | HVAC | 0.00045085 | 0.0003338 | 5.1143 | 141.2667 | 140-150 | >100 | School K-12 | VRF-DOAS-New-School K-12 | 0.00093631 | 0.0013658 | 0.0016568 | 0.0018407 | 0.0019564 | 0.0019859 | 0.0020439 | 0.0020697 | 0.0025253 | 0.0025391 | 0.0025312 | 0.0026277 | 0.0025655 | 0.0025453 | 0.0025364 | 0.002608 | 0.0025548 | 0.0026207 | 0.0026698 | 0.0027565 | 0.044936 | 0.044936 | 0.031726 | 0.021451 | 0.0097418 | 6.3479 | VRF-DOAS | 0.28542 | 0 |  | x |  | x | #REF! | #REF! | 40.3207 | 100.946
LO50Fast | New | VRF-DOAS | Commercial | HVAC | 0.000449 | 0.00033243 | 5.0933 | 141.9147 | 140-150 | >100 | University | VRF-DOAS-New-University | 0.00035684 | 0.00050117 | 0.00069704 | 0.00075127 | 0.00087346 | 0.00091473 | 0.00093775 | 0.00092088 | 0.0010025 | 0.0010608 | 0.0010154 | 0.0010123 | 0.00093535 | 0.0009737 | 0.0010413 | 0.0011235 | 0.0010929 | 0.0011595 | 0.0010924 | 0.0012061 | 0.018669 | 0.018669 | 0.012994 | 0.0090319 | 0.0040945 | 2.6494 | VRF-DOAS | 0.28425 | 0 |  | x |  | x | #REF! | #REF! | 40.3392 | 101.5755
LO50Fast | New | VRF-DOAS | Commercial | HVAC | 0.00023664 | 0.00017521 | 2.6844 | 270.9589 | >200 | >100 | Warehouse | VRF-DOAS-New-Warehouse | 0 | 0 | 0 | 0 | 0 | 0 | 0 | 0 | 0 | 0 | 0 | 0 | 0 | 0 | 0 | 0 | 0 | 0 | 0 | 0 | 0 | 0 | 0 | 0 | 0 | 0 | VRF-DOAS | 0.15635 | 0 |  | x |  | x | #REF! | #REF! | 42.3645 | 228.5944
LO50Fast | New | VRF-DOAS | Commercial | HVAC | 0.00023653 | 0.00017513 | 2.6832 | 271.0924 | >200 | >100 | Supermarket | VRF-DOAS-New-Supermarket | 0 | 0 | 0 | 0 | 0 | 0 | 0 | 0 | 0 | 0 | 0 | 0 | 0 | 0 | 0 | 0 | 0 | 0 | 0 | 0 | 0 | 0 | 0 | 0 | 0 | 0 | VRF-DOAS | 0.15628 | 0 |  | x |  | x | #REF! | #REF! | 42.3657 | 228.7268
LO50Fast | New | VRF-DOAS | Commercial | HVAC | 0.00023653 | 0.00017513 | 2.6832 | 271.0924 | >200 | >100 | MiniMart | VRF-DOAS-New-MiniMart | 0 | 0 | 0 | 0 | 0 | 0 | 0 | 0 | 0 | 0 | 0 | 0 | 0 | 0 | 0 | 0 | 0 | 0 | 0 | 0 | 0 | 0 | 0 | 0 | 0 | 0 | VRF-DOAS | 0.15628 | 0 |  | x |  | x | #REF! | #REF! | 42.3657 | 228.7268
LO50Fast | New | VRF-DOAS | Commercial | HVAC | 0.00038903 | 0.00028803 | 4.4129 | 132.7262 | 130-140 | >100 | Restaurant | VRF-DOAS-New-Restaurant | 0 | 0 | 0 | 0 | 0 | 0 | 0 | 0 | 0 | 0 | 0 | 0 | 0 | 0 | 0 | 0 | 0 | 0 | 0 | 0 | 0 | 0 | 0 | 0 | 0 | 0 | VRF-DOAS | 0.30183 | 0 |  | x |  | x | #REF! | #REF! | 40.0608 | 92.6654
LO50Fast | New | VRF-DOAS | Commercial | HVAC | 0.00024042 | 0.00017801 | 2.7273 | 266.4508 | >200 | >100 | Lodging | VRF-DOAS-New-Lodging | 0.00058175 | 0.0006959 | 0.00072865 | 0.00080779 | 0.0009543 | 0.0011579 | 0.0011982 | 0.00094865 | 0.001693 | 0.0014699 | 0.0018411 | 0.0015146 | 0.0020004 | 0.0015767 | 0.0020427 | 0.0019672 | 0.0020847 | 0.0019834 | 0.0023151 | 0.0018767 | 0.029439 | 0.029439 | 0.019212 | 0.012077 | 0.0049263 | 7.844 | VRF-DOAS | 0.15885 | 0 |  | x |  | x | #REF! | #REF! | 42.325 | 224.1258
LO50Fast | New | VRF-DOAS | Commercial | HVAC | 0.00024104 | 0.00017846 | 2.7342 | 265.7312 | >200 | >100 | Hospital | VRF-DOAS-New-Hospital | 0.00088147 | 0.0016059 | 0.0021257 | 0.0022243 | 0.0027489 | 0.0032484 | 0.0030425 | 0.0025476 | 0.002731 | 0.0029409 | 0.0027895 | 0.0026298 | 0.0024046 | 0.0023757 | 0.0024509 | 0.0027765 | 0.0027976 | 0.0027933 | 0.0029102 | 0.0030098 | 0.051035 | 0.051035 | 0.036747 | 0.026886 | 0.012835 | 13.5616 | VRF-DOAS | 0.15925 | 0 |  | x |  | x | #REF! | #REF! | 42.3186 | 223.4126
LO50Fast | New | VRF-DOAS | Commercial | HVAC | 0.00023824 | 0.00017639 | 2.7026 | 269.0327 | >200 | >100 | Residential Care | VRF-DOAS-New-Residential Care | 0.0019165 | 0.0029804 | 0.0037969 | 0.0046996 | 0.0053655 | 0.0063171 | 0.0055766 | 0.0047514 | 0.0049206 | 0.0053487 | 0.0050409 | 0.004688 | 0.0040803 | 0.0041998 | 0.0041971 | 0.0049363 | 0.0046936 | 0.0049564 | 0.0050434 | 0.0053969 | 0.092906 | 0.092906 | 0.067879 | 0.050714 | 0.025076 | 24.9947 | VRF-DOAS | 0.15741 | 0 |  | x |  | x | #REF! | #REF! | 42.3478 | 226.6849
LO50Fast | New | VRF-DOAS | Commercial | HVAC | 0.00023887 | 0.00017685 | 2.7096 | 268.2899 | >200 | >100 | Assembly | VRF-DOAS-New-Assembly | 0.0016771 | 0.0041082 | 0.0031254 | 0.0034488 | 0.00426 | 0.005501 | 0.0062288 | 0.006846 | 0.0078989 | 0.0078709 | 0.007498 | 0.0071043 | 0.0080253 | 0.0080922 | 0.008251 | 0.0086468 | 0.0089518 | 0.0091434 | 0.008411 | 0.0085476 | 0.13364 | 0.13364 | 0.089936 | 0.058463 | 0.02212 | 35.8533 | VRF-DOAS | 0.15782 | 0 |  | x |  | x | #REF! | #REF! | 42.3413 | 225.9486
LO50Fast | New | VRF-DOAS | Commercial | HVAC | 0.00023887 | 0.00017685 | 2.7096 | 268.2899 | >200 | >100 | Other | VRF-DOAS-New-Other | 0.0033907 | 0.0064 | 0.0066157 | 0.0071406 | 0.011056 | 0.01189 | 0.010505 | 0.009726 | 0.01236 | 0.01234 | 0.012537 | 0.01099 | 0.010655 | 0.010542 | 0.011277 | 0.010622 | 0.012226 | 0.013673 | 0.01169 | 0.011992 | 0.20763 | 0.20763 | 0.14742 | 0.10396 | 0.046492 | 55.7045 | VRF-DOAS | 0.15782 | 0 |  | x |  | x | #REF! | #REF! | 42.3413 | 225.9486
LO50Fast | NR | VRF-DOAS | Commercial | HVAC | 0.00042669 | 0.00031591 | 4.8402 | 119.6129 | 110-120 | >100 | Large Off | VRF-DOAS-NR-Large Off | 0 | 0 | 0 | 0 | 0 | 0 | 0 | 0 | 0 | 0 | 0 | 0 | 0 | 0 | 0 | 0 | 0 | 0 | 0 | 0 | 0 | 0 | 0 | 0 | 0 | 0 | VRF-DOAS | 0.33105 | 0 |  | x |  | x | #REF! | #REF! | 39.5981 | 80.0148
LO50Fast | NR | VRF-DOAS | Commercial | HVAC | 0.00042672 | 0.00031594 | 4.8405 | 119.6028 | 110-120 | >100 | Medium Off | VRF-DOAS-NR-Medium Off | 0.07864 | 0.11499 | 0.13897 | 0.15414 | 0.16396 | 0.16859 | 0.17035 | 0.17075 | 0.17056 | 0.17009 | 0.16958 | 0.16907 | 0.16857 | 0.16806 | 0.16756 | 0.16929 | 0.16812 | 0.16698 | 0.16618 | 0.16555 | 3.3012 | 3.18 | 2.3439 | 1.6706 | 0.81928 | 380.3376 | VRF-DOAS | 0.33108 | 0 |  | x |  | x | #REF! | #REF! | 39.5977 | 80.0051
LO50Fast | NR | VRF-DOAS | Commercial | HVAC | 0.00042089 | 0.00031162 | 4.7744 | 121.4804 | 120-130 | >100 | Small Off | VRF-DOAS-NR-Small Off | 0.10017 | 0.14647 | 0.17701 | 0.19633 | 0.20883 | 0.21474 | 0.21698 | 0.21749 | 0.21725 | 0.21665 | 0.216 | 0.21535 | 0.21471 | 0.21406 | 0.21342 | 0.21377 | 0.21284 | 0.21194 | 0.21117 | 0.21047 | 4.2048 | 4.0457 | 2.9855 | 2.1279 | 1.0435 | 491.4684 | VRF-DOAS | 0.32655 | 0 |  | x |  | x | #REF! | #REF! | 39.6694 | 81.811
LO50Fast | NR | VRF-DOAS | Commercial | HVAC | 0.00026299 | 0.00019471 | 2.9833 | 242.2278 | >200 | >100 | XLarge Ret | VRF-DOAS-NR-XLarge Ret | 0 | 0 | 0 | 0 | 0 | 0 | 0 | 0 | 0 | 0 | 0 | 0 | 0 | 0 | 0 | 0 | 0 | 0 | 0 | 0 | 0 | 0 | 0 | 0 | 0 | 0 | VRF-DOAS | 0.17376 | 0 |  | x |  | x | #REF! | #REF! | 42.0889 | 200.1389
LO50Fast | NR | VRF-DOAS | Commercial | HVAC | 0.00026299 | 0.00019471 | 2.9833 | 242.2278 | >200 | >100 | Large Ret | VRF-DOAS-NR-Large Ret | 0 | 0 | 0 | 0 | 0 | 0 | 0 | 0 | 0 | 0 | 0 | 0 | 0 | 0 | 0 | 0 | 0 | 0 | 0 | 0 | 0 | 0 | 0 | 0 | 0 | 0 | VRF-DOAS | 0.17376 | 0 |  | x |  | x | #REF! | #REF! | 42.0889 | 200.1389
LO50Fast | NR | VRF-DOAS | Commercial | HVAC | 0.00026281 | 0.00019458 | 2.9812 | 242.4083 | >200 | >100 | Medium Ret | VRF-DOAS-NR-Medium Ret | 0.016671 | 0.024339 | 0.029366 | 0.032519 | 0.034535 | 0.035454 | 0.035768 | 0.035793 | 0.035697 | 0.035542 | 0.035378 | 0.035215 | 0.035053 | 0.034892 | 0.034732 | 0.034906 | 0.034651 | 0.034474 | 0.034349 | 0.034121 | 0.6788 | 0.66346 | 0.49096 | 0.35106 | 0.17288 | 160.8271 | VRF-DOAS | 0.17364 | 0 |  | x |  | x | #REF! | #REF! | 42.0908 | 200.3174
LO50Fast | NR | VRF-DOAS | Commercial | HVAC | 0.00026281 | 0.00019458 | 2.9812 | 242.4083 | >200 | >100 | Small Ret | VRF-DOAS-NR-Small Ret | 0.011601 | 0.016936 | 0.020434 | 0.022629 | 0.024031 | 0.024671 | 0.024889 | 0.024907 | 0.02484 | 0.024732 | 0.024618 | 0.024505 | 0.024392 | 0.02428 | 0.024168 | 0.024158 | 0.024018 | 0.023897 | 0.023788 | 0.023663 | 0.47235 | 0.46115 | 0.34163 | 0.24429 | 0.1203 | 111.7878 | VRF-DOAS | 0.17364 | 0 |  | x |  | x | #REF! | #REF! | 42.0908 | 200.3174
LO50Fast | NR | VRF-DOAS | Commercial | HVAC | 0.00050095 | 0.00037089 | 5.6826 | 125.5565 | 120-130 | >100 | School K-12 | VRF-DOAS-NR-School K-12 | 0.042007 | 0.061481 | 0.074366 | 0.082558 | 0.087896 | 0.090462 | 0.091491 | 0.091786 | 0.09177 | 0.091599 | 0.091407 | 0.091215 | 0.091024 | 0.090832 | 0.090642 | 0.090849 | 0.090543 | 0.090277 | 0.090039 | 0.089817 | 1.7939 | 1.7121 | 1.2605 | 0.89682 | 0.43877 | 214.9604 | VRF-DOAS | 0.31714 | 0 |  | x |  | x | #REF! | #REF! | 39.8185 | 85.738
LO50Fast | NR | VRF-DOAS | Commercial | HVAC | 0.00049889 | 0.00036937 | 5.6592 | 126.1397 | 120-130 | >100 | University | VRF-DOAS-NR-University | 0.019983 | 0.029238 | 0.035355 | 0.039238 | 0.041762 | 0.042968 | 0.043444 | 0.043571 | 0.04355 | 0.043456 | 0.043352 | 0.043248 | 0.043144 | 0.043041 | 0.042937 | 0.042986 | 0.042835 | 0.042715 | 0.04259 | 0.04248 | 0.84849 | 0.81189 | 0.59829 | 0.42592 | 0.20854 | 102.4121 | VRF-DOAS | 0.31583 | 0 |  | x |  | x | #REF! | #REF! | 39.8391 | 86.3006
LO50Fast | NR | VRF-DOAS | Commercial | HVAC | 0.0001403 | 0.00010387 | 1.5915 | 467.9159 | >200 | >100 | Warehouse | VRF-DOAS-NR-Warehouse | 0 | 0 | 0 | 0 | 0 | 0 | 0 | 0 | 0 | 0 | 0 | 0 | 0 | 0 | 0 | 0 | 0 | 0 | 0 | 0 | 0 | 0 | 0 | 0 | 0 | 0 | VRF-DOAS | 0.092693 | 0 |  | x |  | x | #REF! | #REF! | 43.3726 | 424.5433
LO50Fast | NR | VRF-DOAS | Commercial | HVAC | 0.00014023 | 0.00010382 | 1.5907 | 468.1411 | >200 | >100 | Supermarket | VRF-DOAS-NR-Supermarket | 0 | 0 | 0 | 0 | 0 | 0 | 0 | 0 | 0 | 0 | 0 | 0 | 0 | 0 | 0 | 0 | 0 | 0 | 0 | 0 | 0 | 0 | 0 | 0 | 0 | 0 | VRF-DOAS | 0.09265 | 0 |  | x |  | x | #REF! | #REF! | 43.3733 | 424.7678
LO50Fast | NR | VRF-DOAS | Commercial | HVAC | 0.00014023 | 0.00010382 | 1.5907 | 468.1411 | >200 | >100 | MiniMart | VRF-DOAS-NR-MiniMart | 0 | 0 | 0 | 0 | 0 | 0 | 0 | 0 | 0 | 0 | 0 | 0 | 0 | 0 | 0 | 0 | 0 | 0 | 0 | 0 | 0 | 0 | 0 | 0 | 0 | 0 | VRF-DOAS | 0.09265 | 0 |  | x |  | x | #REF! | #REF! | 43.3733 | 424.7678
LO50Fast | NR | VRF-DOAS | Commercial | HVAC | 0.00043225 | 0.00032003 | 4.9033 | 117.87 | 110-120 | >100 | Restaurant | VRF-DOAS-NR-Restaurant | 0 | 0 | 0 | 0 | 0 | 0 | 0 | 0 | 0 | 0 | 0 | 0 | 0 | 0 | 0 | 0 | 0 | 0 | 0 | 0 | 0 | 0 | 0 | 0 | 0 | 0 | VRF-DOAS | 0.33537 | 0 |  | x |  | x | #REF! | #REF! | 39.5298 | 78.3403
LO50Fast | NR | VRF-DOAS | Commercial | HVAC | 0.00043018 | 0.00031849 | 4.8797 | 118.5148 | 110-120 | >100 | Lodging | VRF-DOAS-NR-Lodging | 0.031438 | 0.045939 | 0.055477 | 0.06149 | 0.065361 | 0.067161 | 0.067816 | 0.067926 | 0.067805 | 0.06757 | 0.06732 | 0.067071 | 0.066823 | 0.066576 | 0.066329 | 0.066482 | 0.06607 | 0.065741 | 0.065463 | 0.065208 | 1.3022 | 1.2611 | 0.9321 | 0.6653 | 0.32687 | 149.4552 | VRF-DOAS | 0.33376 | 0 |  | x |  | x | #REF! | #REF! | 39.5552 | 78.9596
LO50Fast | NR | VRF-DOAS | Commercial | HVAC | 0.00043152 | 0.00031949 | 4.895 | 118.0956 | 110-120 | >100 | Hospital | VRF-DOAS-NR-Hospital | 0.014707 | 0.021483 | 0.025933 | 0.028732 | 0.030528 | 0.031356 | 0.03165 | 0.031688 | 0.031619 | 0.031497 | 0.031368 | 0.031239 | 0.031111 | 0.030983 | 0.030856 | 0.031334 | 0.031137 | 0.030903 | 0.030657 | 0.030508 | 0.60458 | 0.58929 | 0.43475 | 0.31056 | 0.15274 | 69.5924 | VRF-DOAS | 0.3348 | 0 |  | x |  | x | #REF! | #REF! | 39.5387 | 78.5569
LO50Fast | NR | VRF-DOAS | Commercial | HVAC | 0.0004254 | 0.00031496 | 4.8256 | 120.0231 | 120-130 | >100 | Residential Care | VRF-DOAS-NR-Residential Care | 0.045231 | 0.066067 | 0.079753 | 0.088362 | 0.093887 | 0.096433 | 0.097335 | 0.097453 | 0.097241 | 0.096866 | 0.096468 | 0.096073 | 0.095679 | 0.095287 | 0.094896 | 0.095816 | 0.095107 | 0.09449 | 0.093989 | 0.093509 | 1.8593 | 1.8099 | 1.337 | 0.9551 | 0.46973 | 217.235 | VRF-DOAS | 0.33005 | 0 |  | x |  | x | #REF! | #REF! | 39.6139 | 80.4091
LO50Fast | NR | VRF-DOAS | Commercial | HVAC | 0.00026541 | 0.0001965 | 3.0107 | 239.8774 | >200 | >100 | Assembly | VRF-DOAS-NR-Assembly | 0.044522 | 0.065005 | 0.078441 | 0.086874 | 0.09227 | 0.094736 | 0.095585 | 0.095664 | 0.095418 | 0.095013 | 0.094587 | 0.094162 | 0.09374 | 0.093319 | 0.0929 | 0.093197 | 0.092915 | 0.092043 | 0.091537 | 0.091103 | 1.8167 | 1.773 | 1.3122 | 0.93811 | 0.46185 | 425.3095 | VRF-DOAS | 0.17535 | 0 |  | x |  | x | #REF! | #REF! | 42.0636 | 197.8138
LO50Fast | NR | VRF-DOAS | Commercial | HVAC | 0.00026541 | 0.0001965 | 3.0107 | 239.8774 | >200 | >100 | Other | VRF-DOAS-NR-Other | 0.063894 | 0.092867 | 0.11155 | 0.12299 | 0.13003 | 0.1329 | 0.13349 | 0.13299 | 0.13205 | 0.13089 | 0.12971 | 0.12854 | 0.12739 | 0.12624 | 0.12511 | 0.12542 | 0.12418 | 0.12258 | 0.12127 | 0.077431 | 2.3915 | 2.3915 | 1.8206 | 1.3134 | 0.65423 | 573.6713 | VRF-DOAS | 0.17535 | 0 |  | x |  | x | #REF! | #REF! | 42.0636 | 197.8138
LO5Med | NR | Washer | Commercial | Water Heating | 0.081171 | 0.061552 | 831.3535 | -144.0411 | <0 | <40 | Multifamily Common Areas | Washer_Multi-family_MEF 2.20 or greater | 0.018287 | 0.04126 | 0.069943 | 0.10389 | 0.14332 | 0.19015 | 0.24242 | 0.29686 | 0.34939 | 0.39592 | 0.43352 | 0.46114 | 0.47978 | 0.4911 | 0.49585 | 0.50057 | 0.50527 | 0.49942 | 0 | 0 | 5.7181 | 5.7181 | 4.2128 | 2.285 | 0.56685 | -823.638 | Washer | 3.706 | 1 |  |  |  | x | 3.706 | 1 | 0 | -144.0411
LO5Med | NR | Washer | Commercial | Water Heating | 0.11097 | 0.08415 | 1136.5628 | -128.5133 | <0 | <40 | Laundromat | Washer_Laundromat_MEF 2.20 or greater | 0.0093023 | 0.020988 | 0.035579 | 0.052847 | 0.072903 | 0.096726 | 0.12331 | 0.15101 | 0.17773 | 0.2014 | 0.22052 | 0.23458 | 0.24405 | 0.18663 | 0 | 0 | 0 | 0 | 0 | 0 | 1.8276 | 1.8276 | 1.8276 | 1.1623 | 0.28835 | -234.8691 | Washer | 3.1848 | 1 |  |  |  | x | 3.1848 | 1 | 0 | -128.5133
LO5Med | NR | Water Cooler Controls | Commercial | Refrigeration | 0.015462 | 0.01523 | 137.8912 | 41.8905 | 40-50 | 40-100 | All Buildings | Market Average to ES 2.0 Upgrade | 0.019656 | 0.044769 | 0.076636 | 0.11498 | 0.16026 | 0.2149 | 0.27696 | 0.34295 | 0.40822 | 0.46797 | 0.50715 | 0.38519 | 0 | 0 | 0 | 0 | 0 | 0 | 0 | 0 | 3.0196 | 3.0196 | 3.0196 | 2.6345 | 0.63121 | 126.4946 | Water Cooler Controls | 0.90486 | 0 |  |  |  | x | #REF! | #REF! | 37.9051 | 3.9854
LO5Med | NR | Water Cooler Controls | Commercial | Refrigeration | 0.028822 | 0.038231 | 167.9673 | 7.7624 | 0-10 | <40 | All Buildings | Timer on ES 2.0 Hot & Cold Water Cooler | 0.058045 | 0.1322 | 0.22631 | 0.33954 | 0.47326 | 0.6346 | 0.81787 | 1.0127 | 1.2055 | 1.3819 | 1.4976 | 1.1375 | 0 | 0 | 0 | 0 | 0 | 0 | 0 | 0 | 8.917 | 8.917 | 8.917 | 7.7796 | 1.864 | 69.2173 | Water Cooler Controls | 1.8102 | 1 |  |  |  | x | #REF! | #REF! | 14.0514 | -6.289
LO5Med | NR | Water Cooler Controls | Commercial | Refrigeration | 0.0066258 | 0.0087887 | 38.6132 | 133.0363 | 130-140 | >100 | All Buildings | Timer on ES 2.0 Cold Only Water Cooler | 0.0033359 | 0.0075978 | 0.013006 | 0.019514 | 0.027199 | 0.036471 | 0.047004 | 0.058203 | 0.069281 | 0.079421 | 0.08607 | 0.065372 | 0 | 0 | 0 | 0 | 0 | 0 | 0 | 0 | 0.51247 | 0.51247 | 0.51247 | 0.4471 | 0.10712 | 68.1775 | Water Cooler Controls | 0.41614 | 0 |  |  |  | x | #REF! | #REF! | 55.3611 | 77.6752
Retro1Slow | Retro | Secondary Glazing Systems | Commercial | HVAC | 0.0026763 | 0.0013427 | 21.5412 | 110.4742 | 110-120 | >100 | SGS HZ1CZ1 | SGS_Lrg Office_Electric Reheat_HZ1CZ1 | 0.0049459 | 0.009843 | 0.0174 | 0.028179 | 0.042583 | 0.060721 | 0.082235 | 0.10614 | 0.1307 | 0.15345 | 0.17141 | 0.18156 | 0.18152 | 0.17036 | 0.14914 | 0.018278 | 0 | 0 | 0 | 0 | 1.5085 | 1.5085 | 1.4902 | 0.80762 | 0.16367 | 166.6468 | Secondary Glazing Systems | 0.38452 | 0 | x | x | x | x | #REF! | #REF! | 42.4797 | 67.9946
Retro1Slow | Retro | Secondary Glazing Systems | Commercial | HVAC | 0.0026057 | 0.0012948 | 21.0476 | 113.6136 | 110-120 | >100 | SGS HZ1CZ2 | SGS_Lrg Office_Electric Reheat_HZ1CZ2 | 0.0013266 | 0.0026401 | 0.004667 | 0.0075581 | 0.011422 | 0.016287 | 0.022057 | 0.028469 | 0.035057 | 0.041159 | 0.045976 | 0.048697 | 0.048687 | 0.045695 | 0.040001 | 0.0049025 | 0 | 0 | 0 | 0 | 0.4046 | 0.4046 | 0.3997 | 0.21662 | 0.0439 | 45.9682 | Secondary Glazing Systems | 0.37621 | 0 | x | x | x | x | #REF! | #REF! | 42.7426 | 70.871
Retro1Slow | Retro | Secondary Glazing Systems | Commercial | HVAC | 0.0034112 | 0.001695 | 27.6709 | 81.4369 | 80-90 | 40-100 | SGS HZ1CZ3 | SGS_Lrg Office_Electric Reheat_HZ1CZ3 | 0.0014949 | 0.002975 | 0.0052591 | 0.008517 | 0.012871 | 0.018353 | 0.024855 | 0.032081 | 0.039504 | 0.046381 | 0.051809 | 0.054875 | 0.054863 | 0.051493 | 0.045076 | 0.0055245 | 0 | 0 | 0 | 0 | 0.45593 | 0.45593 | 0.45041 | 0.2441 | 0.04947 | 37.1298 | Secondary Glazing Systems | 0.49426 | 0 | x | x | x | x | #REF! | #REF! | 40.2511 | 41.1858
Retro1Slow | Retro | Secondary Glazing Systems | Commercial | HVAC | 0.0032828 | 0.0016562 | 26.5346 | 85.7782 | 80-90 | 40-100 | SGS HZ2CZ1 | SGS_Lrg Office_Electric Reheat_HZ2CZ1 | 0.00071675 | 0.0014264 | 0.0025215 | 0.0040836 | 0.0061711 | 0.0087996 | 0.011917 | 0.015382 | 0.018941 | 0.022238 | 0.024841 | 0.026311 | 0.026305 | 0.024689 | 0.021613 | 0.0026488 | 0 | 0 | 0 | 0 | 0.21861 | 0.21861 | 0.21596 | 0.11704 | 0.023719 | 18.7516 | Secondary Glazing Systems | 0.47281 | 0 | x | x | x | x | #REF! | #REF! | 40.5568 | 45.2215
Retro1Slow | Retro | Secondary Glazing Systems | Commercial | HVAC | 0.0031958 | 0.0016049 | 25.8895 | 88.476 | 80-90 | 40-100 | SGS HZ2CZ2 | SGS_Lrg Office_Electric Reheat_HZ2CZ2 | 0.0011655 | 0.0023196 | 0.0041004 | 0.0066406 | 0.010035 | 0.014309 | 0.019379 | 0.025013 | 0.030801 | 0.036163 | 0.040395 | 0.042785 | 0.042776 | 0.040148 | 0.035145 | 0.0043074 | 0 | 0 | 0 | 0 | 0.35548 | 0.35548 | 0.35118 | 0.19032 | 0.038571 | 31.4518 | Secondary Glazing Systems | 0.46157 | 0 | x | x | x | x | #REF! | #REF! | 40.8381 | 47.6379
Retro1Slow | Retro | Secondary Glazing Systems | Commercial | HVAC | 0.0035527 | 0.0017795 | 28.7855 | 77.4565 | 70-80 | 40-100 | SGS HZ2CZ3 | SGS_Lrg Office_Electric Reheat_HZ2CZ3 | 0.00012959 | 0.0002579 | 0.00045591 | 0.00073834 | 0.0011158 | 0.001591 | 0.0021547 | 0.0027811 | 0.0034246 | 0.0040208 | 0.0044914 | 0.0047571 | 0.0047561 | 0.0044639 | 0.0039077 | 0.00047892 | 0 | 0 | 0 | 0 | 0.039525 | 0.039525 | 0.039046 | 0.021161 | 0.0042885 | 3.0615 | Secondary Glazing Systems | 0.51345 | 0 | x | x | x | x | #REF! | #REF! | 39.7704 | 37.6861
Retro1Slow | Retro | Secondary Glazing Systems | Commercial | HVAC | 0.0038956 | 0.0019752 | 31.4093 | 69.1541 | 60-70 | 40-100 | SGS HZ3CZ1 | SGS_Lrg Office_Electric Reheat_HZ3CZ1 | 0.00070702 | 0.0014071 | 0.0024873 | 0.0040282 | 0.0060874 | 0.0086801 | 0.011756 | 0.015173 | 0.018684 | 0.021936 | 0.024504 | 0.025954 | 0.025948 | 0.024354 | 0.021319 | 0.0026129 | 0 | 0 | 0 | 0 | 0.21564 | 0.21564 | 0.21302 | 0.11545 | 0.023397 | 14.9122 | Secondary Glazing Systems | 0.55933 | 0 | x | x | x | x | #REF! | #REF! | 38.6798 | 30.4743
Retro1Slow | Retro | Secondary Glazing Systems | Commercial | HVAC | 0.0042435 | 0.0021354 | 34.2097 | 61.7536 | 60-70 | 40-100 | SGS HZ3CZ2 | SGS_Lrg Office_Electric Reheat_HZ3CZ2 | 0.00015401 | 0.0003065 | 0.00054182 | 0.00087746 | 0.001326 | 0.0018908 | 0.0025607 | 0.0033051 | 0.00407 | 0.0047785 | 0.0053377 | 0.0056535 | 0.0056523 | 0.005305 | 0.004644 | 0.00056916 | 0 | 0 | 0 | 0 | 0.046973 | 0.046973 | 0.046403 | 0.025149 | 0.0050966 | 2.9007 | Secondary Glazing Systems | 0.61014 | 0 | x | x | x | x | #REF! | #REF! | 37.6784 | 24.0753
Retro1Slow | Retro | Secondary Glazing Systems | Commercial | HVAC | 0.0041154 | 0.002061 | 33.1735 | 64.3366 | 60-70 | 40-100 | SGS HZ3CZ3 | SGS_Lrg Office_Electric Reheat_HZ3CZ3 | 0 | 0 | 0 | 0 | 0 | 0 | 0 | 0 | 0 | 0 | 0 | 0 | 0 | 0 | 0 | 0 | 0 | 0 | 0 | 0 | 0 | 0 | 0 | 0 | 0 | 0 | Secondary Glazing Systems | 0.59224 | 0 | x | x | x | x | #REF! | #REF! | 38.1025 | 26.2341
Retro1Slow | Retro | Secondary Glazing Systems | Commercial | HVAC | 0.0015116 | 0.00075722 | 12.428 | 207.3686 | >200 | >100 | SGS HZ1CZ1 | SGS_Lrg Office_Electric HeatPump_HZ1CZ1 | 0.0025364 | 0.0050478 | 0.0089232 | 0.014451 | 0.021838 | 0.03114 | 0.042173 | 0.054432 | 0.067029 | 0.078697 | 0.087907 | 0.093108 | 0.093089 | 0.087369 | 0.076483 | 0.0093736 | 0 | 0 | 0 | 0 | 0.7736 | 0.7736 | 0.76422 | 0.41417 | 0.083937 | 160.4198 | Secondary Glazing Systems | 0.22116 | 0 | x | x | x | x | #REF! | #REF! | 45.8623 | 161.5064
Retro1Slow | Retro | Secondary Glazing Systems | Commercial | HVAC | 0.001518 | 0.00074804 | 12.5365 | 205.4548 | >200 | >100 | SGS HZ1CZ2 | SGS_Lrg Office_Electric HeatPump_HZ1CZ2 | 0.00070235 | 0.0013978 | 0.0024709 | 0.0040016 | 0.0060472 | 0.0086228 | 0.011678 | 0.015073 | 0.018561 | 0.021792 | 0.024342 | 0.025782 | 0.025777 | 0.024193 | 0.021178 | 0.0025956 | 0 | 0 | 0 | 0 | 0.21421 | 0.21421 | 0.21162 | 0.11469 | 0.023243 | 44.0113 | Secondary Glazing Systems | 0.22364 | 0 | x | x | x | x | #REF! | #REF! | 45.9488 | 159.506
Retro1Slow | Retro | Secondary Glazing Systems | Commercial | HVAC | 0.0020202 | 0.00099576 | 16.7864 | 148.2894 | 140-150 | >100 | SGS HZ1CZ3 | SGS_Lrg Office_Electric HeatPump_HZ1CZ3 | 0.0008061 | 0.0016042 | 0.0028359 | 0.0045927 | 0.0069404 | 0.0098966 | 0.013403 | 0.017299 | 0.021302 | 0.025011 | 0.027938 | 0.029591 | 0.029584 | 0.027767 | 0.024307 | 0.002979 | 0 | 0 | 0 | 0 | 0.24586 | 0.24586 | 0.24288 | 0.13163 | 0.026676 | 36.4579 | Secondary Glazing Systems | 0.29915 | 0 | x | x | x | x | #REF! | #REF! | 44.361 | 103.9285
Retro1Slow | Retro | Secondary Glazing Systems | Commercial | HVAC | 0.0018666 | 0.00094426 | 15.4528 | 162.8294 | 160-170 | >100 | SGS HZ2CZ1 | SGS_Lrg Office_Electric HeatPump_HZ2CZ1 | 0.00037103 | 0.0007384 | 0.0013053 | 0.0021139 | 0.0031945 | 0.0045552 | 0.0061691 | 0.0079624 | 0.009805 | 0.011512 | 0.012859 | 0.01362 | 0.013617 | 0.01278 | 0.011188 | 0.0013712 | 0 | 0 | 0 | 0 | 0.11316 | 0.11316 | 0.11179 | 0.060586 | 0.012278 | 18.4262 | Secondary Glazing Systems | 0.27416 | 0 | x | x | x | x | #REF! | #REF! | 44.6418 | 118.1876
Retro1Slow | Retro | Secondary Glazing Systems | Commercial | HVAC | 0.0018486 | 0.00092766 | 15.3484 | 164.1192 | 160-170 | >100 | SGS HZ2CZ2 | SGS_Lrg Office_Electric HeatPump_HZ2CZ2 | 0.0006142 | 0.0012224 | 0.0021608 | 0.0034994 | 0.0052882 | 0.0075407 | 0.010212 | 0.013181 | 0.016231 | 0.019057 | 0.021287 | 0.022546 | 0.022542 | 0.021157 | 0.018521 | 0.0022699 | 0 | 0 | 0 | 0 | 0.18733 | 0.18733 | 0.18506 | 0.10029 | 0.020326 | 30.7444 | Secondary Glazing Systems | 0.27262 | 0 | x | x | x | x | #REF! | #REF! | 44.7419 | 119.3773
Retro1Slow | Retro | Secondary Glazing Systems | Commercial | HVAC | 0.0020658 | 0.001032 | 17.1508 | 144.698 | 140-150 | >100 | SGS HZ2CZ3 | SGS_Lrg Office_Electric HeatPump_HZ2CZ3 | 6.8633e-05 | 0.00013659 | 0.00024145 | 0.00039103 | 0.00059092 | 0.00084262 | 0.0011412 | 0.0014729 | 0.0018137 | 0.0021295 | 0.0023787 | 0.0025194 | 0.0025189 | 0.0023641 | 0.0020695 | 0.00025364 | 0 | 0 | 0 | 0 | 0.020933 | 0.020933 | 0.020679 | 0.011207 | 0.0022712 | 3.0289 | Secondary Glazing Systems | 0.3049 | 0 | x | x | x | x | #REF! | #REF! | 44.1179 | 100.58
Retro1Slow | Retro | Secondary Glazing Systems | Commercial | HVAC | 0.0021731 | 0.0011093 | 17.9316 | 137.4149 | 130-140 | >100 | SGS HZ3CZ1 | SGS_Lrg Office_Electric HeatPump_HZ3CZ1 | 0.00035879 | 0.00071404 | 0.0012622 | 0.0020442 | 0.0030891 | 0.0044049 | 0.0059656 | 0.0076997 | 0.0094815 | 0.011132 | 0.012435 | 0.013171 | 0.013168 | 0.012359 | 0.010819 | 0.0013259 | 0 | 0 | 0 | 0 | 0.10943 | 0.10943 | 0.1081 | 0.058587 | 0.011873 | 15.0371 | Secondary Glazing Systems | 0.31773 | 0 | x | x | x | x | #REF! | #REF! | 43.6613 | 93.7535
Retro1Slow | Retro | Secondary Glazing Systems | Commercial | HVAC | 0.0023989 | 0.0012081 | 19.7762 | 122.6351 | 120-130 | >100 | SGS HZ3CZ2 | SGS_Lrg Office_Electric HeatPump_HZ3CZ2 | 7.914e-05 | 0.0001575 | 0.00027842 | 0.00045089 | 0.00068138 | 0.00097161 | 0.0013159 | 0.0016984 | 0.0020914 | 0.0024554 | 0.0027428 | 0.0029051 | 0.0029045 | 0.002726 | 0.0023864 | 0.00029247 | 0 | 0 | 0 | 0 | 0.024137 | 0.024137 | 0.023845 | 0.012923 | 0.0026189 | 2.9601 | Secondary Glazing Systems | 0.35141 | 0 | x | x | x | x | #REF! | #REF! | 43.0958 | 79.5393
Retro1Slow | Retro | Secondary Glazing Systems | Commercial | HVAC | 0.0023458 | 0.0011714 | 19.3271 | 125.9495 | 120-130 | >100 | SGS HZ3CZ3 | SGS_Lrg Office_Electric HeatPump_HZ3CZ3 | 0 | 0 | 0 | 0 | 0 | 0 | 0 | 0 | 0 | 0 | 0 | 0 | 0 | 0 | 0 | 0 | 0 | 0 | 0 | 0 | 0 | 0 | 0 | 0 | 0 | 0 | Secondary Glazing Systems | 0.34403 | 0 | x | x | x | x | #REF! | #REF! | 43.331 | 82.6185
Retro1Slow | Retro | Secondary Glazing Systems | Commercial | HVAC | 0.00034694 | 0.00017174 | 3.3148 | 715.461 | >200 | >100 | SGS HZ1CZ1 | SGS_Lrg Office_Gas Reheat_HZ1CZ1 | 0.0070189 | 0.013969 | 0.024693 | 0.039989 | 0.060432 | 0.086172 | 0.1167 | 0.15063 | 0.18548 | 0.21777 | 0.24326 | 0.25765 | 0.2576 | 0.24177 | 0.21165 | 0.025939 | 0 | 0 | 0 | 0 | 2.1407 | 2.1407 | 2.1148 | 1.1461 | 0.23227 | 1531.6049 | Secondary Glazing Systems | 0.19991 | 0 | x | x | x | x | #REF! | #REF! | 143.0301 | 572.4309
Retro1Slow | Retro | Secondary Glazing Systems | Commercial | HVAC | 0.00043027 | 0.00020125 | 4.0254 | 592.1699 | >200 | >100 | SGS HZ1CZ2 | SGS_Lrg Office_Gas Reheat_HZ1CZ2 | 0.0023398 | 0.0046565 | 0.0082314 | 0.013331 | 0.020145 | 0.028726 | 0.038903 | 0.050212 | 0.061832 | 0.072595 | 0.081091 | 0.085889 | 0.085871 | 0.080595 | 0.070553 | 0.0086468 | 0 | 0 | 0 | 0 | 0.71362 | 0.71362 | 0.70497 | 0.38206 | 0.077429 | 422.5829 | Secondary Glazing Systems | 0.2038 | 0 | x | x | x | x | #REF! | #REF! | 120.6832 | 471.4867
Retro1Slow | Retro | Secondary Glazing Systems | Commercial | HVAC | 0.0006291 | 0.00029648 | 5.9018 | 380.1755 | >200 | >100 | SGS HZ1CZ3 | SGS_Lrg Office_Gas Reheat_HZ1CZ3 | 0.0029404 | 0.0058518 | 0.010344 | 0.016753 | 0.025317 | 0.0361 | 0.04889 | 0.063101 | 0.077704 | 0.091231 | 0.10191 | 0.10794 | 0.10791 | 0.10128 | 0.088664 | 0.010867 | 0 | 0 | 0 | 0 | 0.89681 | 0.89681 | 0.88594 | 0.48014 | 0.097305 | 340.9438 | Secondary Glazing Systems | 0.27377 | 0 | x | x | x | x | #REF! | #REF! | 104.081 | 276.0945
Retro1Slow | Retro | Secondary Glazing Systems | Commercial | HVAC | 0.00045031 | 0.00023231 | 4.371 | 518.4634 | >200 | >100 | SGS HZ2CZ1 | SGS_Lrg Office_Gas Reheat_HZ2CZ1 | 0.0010889 | 0.002167 | 0.0038306 | 0.0062037 | 0.009375 | 0.013368 | 0.018105 | 0.023367 | 0.028775 | 0.033784 | 0.037738 | 0.03997 | 0.039962 | 0.037507 | 0.032833 | 0.004024 | 0 | 0 | 0 | 0 | 0.3321 | 0.3321 | 0.32807 | 0.1778 | 0.036033 | 172.1802 | Secondary Glazing Systems | 0.24832 | 0 | x | x | x | x | #REF! | #REF! | 128.7463 | 389.7171
Retro1Slow | Retro | Secondary Glazing Systems | Commercial | HVAC | 0.00050146 | 0.00025044 | 4.8073 | 474.5301 | >200 | >100 | SGS HZ2CZ2 | SGS_Lrg Office_Gas Reheat_HZ2CZ2 | 0.0019959 | 0.0039721 | 0.0070216 | 0.011371 | 0.017184 | 0.024504 | 0.033186 | 0.042832 | 0.052744 | 0.061926 | 0.069173 | 0.073266 | 0.073251 | 0.06875 | 0.060184 | 0.007376 | 0 | 0 | 0 | 0 | 0.60874 | 0.60874 | 0.60136 | 0.32591 | 0.066049 | 288.8646 | Secondary Glazing Systems | 0.24804 | 0 | x | x | x | x | #REF! | #REF! | 117.702 | 356.8281
Retro1Slow | Retro | Secondary Glazing Systems | Commercial | HVAC | 0.00057884 | 0.00028456 | 5.516 | 402.3257 | >200 | >100 | SGS HZ2CZ3 | SGS_Lrg Office_Gas Reheat_HZ2CZ3 | 0.00022902 | 0.00045577 | 0.00080569 | 0.0013048 | 0.0019718 | 0.0028117 | 0.0038079 | 0.0049147 | 0.0060521 | 0.0071056 | 0.0079372 | 0.0084068 | 0.0084051 | 0.0078887 | 0.0069057 | 0.00084635 | 0 | 0 | 0 | 0 | 0.069849 | 0.069849 | 0.069002 | 0.037396 | 0.0075787 | 28.102 | Secondary Glazing Systems | 0.27777 | 0 | x | x | x | x | #REF! | #REF! | 111.7529 | 290.5728
Retro1Slow | Retro | Secondary Glazing Systems | Commercial | HVAC | 0.00045064 | 0.0002434 | 4.4539 | 484.9835 | >200 | >100 | SGS HZ3CZ1 | SGS_Lrg Office_Gas Reheat_HZ3CZ1 | 0.00092459 | 0.0018401 | 0.0032527 | 0.0052677 | 0.0079606 | 0.011351 | 0.015373 | 0.019842 | 0.024433 | 0.028687 | 0.032044 | 0.03394 | 0.033933 | 0.031848 | 0.02788 | 0.0034169 | 0 | 0 | 0 | 0 | 0.28199 | 0.28199 | 0.27858 | 0.15098 | 0.030597 | 136.7626 | Secondary Glazing Systems | 0.28631 | 0 | x | x | x | x | #REF! | #REF! | 138.8541 | 346.1294
Retro1Slow | Retro | Secondary Glazing Systems | Commercial | HVAC | 0.00055432 | 0.00028079 | 5.3428 | 392.9946 | >200 | >100 | SGS HZ3CZ2 | SGS_Lrg Office_Gas Reheat_HZ3CZ2 | 0.00022182 | 0.00044146 | 0.00078039 | 0.0012638 | 0.0019099 | 0.0027234 | 0.0036883 | 0.0047604 | 0.005862 | 0.0068825 | 0.0076879 | 0.0081428 | 0.0081411 | 0.0076409 | 0.0066888 | 0.00081977 | 0 | 0 | 0 | 0 | 0.067655 | 0.067655 | 0.066836 | 0.036222 | 0.0073407 | 26.5882 | Secondary Glazing Systems | 0.31776 | 0 | x | x | x | x | #REF! | #REF! | 124.8776 | 268.117
Retro1Slow | Retro | Secondary Glazing Systems | Commercial | HVAC | 0.00057624 | 0.00028183 | 5.4808 | 387.1573 | >200 | >100 | SGS HZ3CZ3 | SGS_Lrg Office_Gas Reheat_HZ3CZ3 | 0 | 0 | 0 | 0 | 0 | 0 | 0 | 0 | 0 | 0 | 0 | 0 | 0 | 0 | 0 | 0 | 0 | 0 | 0 | 0 | 0 | 0 | 0 | 0 | 0 | 0 | Secondary Glazing Systems | 0.31175 | 0 | x | x | x | x | #REF! | #REF! | 120.6955 | 266.4617
Retro1Slow | Retro | Secondary Glazing Systems | Commercial | HVAC | 0.0015221 | 0.00075729 | 12.7175 | 202.4387 | >200 | >100 | SGS HZ1CZ1 | SGS_Med Office_Electric HeatPump_HZ1CZ1 | 0.0079225 | 0.015767 | 0.027872 | 0.045138 | 0.068212 | 0.097266 | 0.13173 | 0.17002 | 0.20936 | 0.24581 | 0.27458 | 0.29082 | 0.29076 | 0.2729 | 0.23889 | 0.029278 | 0 | 0 | 0 | 0 | 2.4163 | 2.4163 | 2.387 | 1.2937 | 0.26218 | 489.1583 | Secondary Glazing Systems | 0.22604 | 0 | x | x | x | x | #REF! | #REF! | 45.7591 | 156.6796
Retro1Slow | Retro | Secondary Glazing Systems | Commercial | HVAC | 0.001559 | 0.00076009 | 13.0696 | 196.4698 | 190-200 | >100 | SGS HZ1CZ2 | SGS_Med Office_Electric HeatPump_HZ1CZ2 | 0.002235 | 0.004448 | 0.0078628 | 0.012734 | 0.019243 | 0.02744 | 0.037162 | 0.047964 | 0.059063 | 0.069345 | 0.077461 | 0.082044 | 0.082027 | 0.076987 | 0.067394 | 0.0082597 | 0 | 0 | 0 | 0 | 0.68167 | 0.68167 | 0.67341 | 0.36496 | 0.073962 | 133.9272 | Secondary Glazing Systems | 0.23307 | 0 | x | x | x | x | #REF! | #REF! | 45.7905 | 150.6793
Retro1Slow | Retro | Secondary Glazing Systems | Commercial | HVAC | 0.002044 | 0.0010039 | 17.2508 | 143.9969 | 140-150 | >100 | SGS HZ1CZ3 | SGS_Med Office_Electric HeatPump_HZ1CZ3 | 0.0025286 | 0.0050323 | 0.0088957 | 0.014407 | 0.021771 | 0.031044 | 0.042043 | 0.054264 | 0.066822 | 0.078454 | 0.087636 | 0.092821 | 0.092802 | 0.0871 | 0.076247 | 0.0093447 | 0 | 0 | 0 | 0 | 0.77121 | 0.77121 | 0.76187 | 0.4129 | 0.083678 | 111.0521 | Secondary Glazing Systems | 0.30688 | 0 | x | x | x | x | #REF! | #REF! | 44.1898 | 99.8071
Retro1Slow | Retro | Secondary Glazing Systems | Commercial | HVAC | 0.0018697 | 0.00094572 | 15.7497 | 159.6587 | 150-160 | >100 | SGS HZ2CZ1 | SGS_Med Office_Electric HeatPump_HZ2CZ1 | 0.0011543 | 0.0022972 | 0.0040608 | 0.0065765 | 0.0099383 | 0.014171 | 0.019192 | 0.024771 | 0.030504 | 0.035814 | 0.040005 | 0.042372 | 0.042363 | 0.039761 | 0.034806 | 0.0042658 | 0 | 0 | 0 | 0 | 0.35205 | 0.35205 | 0.34779 | 0.18848 | 0.038198 | 56.2083 | Secondary Glazing Systems | 0.27869 | 0 | x | x | x | x | #REF! | #REF! | 44.4953 | 115.1634
Retro1Slow | Retro | Secondary Glazing Systems | Commercial | HVAC | 0.0018402 | 0.00091863 | 15.528 | 162.247 | 160-170 | >100 | SGS HZ2CZ2 | SGS_Med Office_Electric HeatPump_HZ2CZ2 | 0.0018967 | 0.0037748 | 0.0066728 | 0.010806 | 0.016331 | 0.023286 | 0.031537 | 0.040704 | 0.050124 | 0.058849 | 0.065737 | 0.069626 | 0.069612 | 0.065335 | 0.057193 | 0.0070096 | 0 | 0 | 0 | 0 | 0.57849 | 0.57849 | 0.57148 | 0.30972 | 0.062768 | 93.8589 | Secondary Glazing Systems | 0.27539 | 0 | x | x | x | x | #REF! | #REF! | 44.6809 | 117.5662
Retro1Slow | Retro | Secondary Glazing Systems | Commercial | HVAC | 0.0020733 | 0.0010341 | 17.5081 | 141.6046 | 140-150 | >100 | SGS HZ2CZ3 | SGS_Med Office_Electric HeatPump_HZ2CZ3 | 0.00021386 | 0.00042561 | 0.00075237 | 0.0012184 | 0.0018413 | 0.0026256 | 0.0035558 | 0.0045895 | 0.0056515 | 0.0066354 | 0.0074119 | 0.0078504 | 0.0078488 | 0.0073666 | 0.0064487 | 0.00079034 | 0 | 0 | 0 | 0 | 0.065226 | 0.065226 | 0.064436 | 0.034921 | 0.0070772 | 9.2363 | Secondary Glazing Systems | 0.31052 | 0 | x | x | x | x | #REF! | #REF! | 43.9712 | 97.6334
Retro1Slow | Retro | Secondary Glazing Systems | Commercial | HVAC | 0.0022248 | 0.0011387 | 18.7183 | 131.0945 | 130-140 | >100 | SGS HZ3CZ1 | SGS_Med Office_Electric HeatPump_HZ3CZ1 | 0.0011432 | 0.0022752 | 0.0040219 | 0.0065134 | 0.009843 | 0.014035 | 0.019008 | 0.024534 | 0.030211 | 0.03547 | 0.039621 | 0.041966 | 0.041957 | 0.039379 | 0.034472 | 0.0042249 | 0 | 0 | 0 | 0 | 0.34867 | 0.34867 | 0.34445 | 0.18668 | 0.037832 | 45.7093 | Secondary Glazing Systems | 0.33051 | 0 | x | x | x | x | #REF! | #REF! | 43.3283 | 87.7662
Retro1Slow | Retro | Secondary Glazing Systems | Commercial | HVAC | 0.002501 | 0.0012621 | 20.9877 | 114.6569 | 110-120 | >100 | SGS HZ3CZ2 | SGS_Med Office_Electric HeatPump_HZ3CZ2 | 0.00025636 | 0.0005102 | 0.0009019 | 0.0014606 | 0.0022073 | 0.0031474 | 0.0042626 | 0.0055016 | 0.0067748 | 0.0079541 | 0.008885 | 0.0094107 | 0.0094087 | 0.0088307 | 0.0077303 | 0.00094742 | 0 | 0 | 0 | 0 | 0.07819 | 0.07819 | 0.077242 | 0.041862 | 0.0084837 | 8.965 | Secondary Glazing Systems | 0.37176 | 0 | x | x | x | x | #REF! | #REF! | 42.625 | 72.0319
Retro1Slow | Retro | Secondary Glazing Systems | Commercial | HVAC | 0.0023818 | 0.0011925 | 19.9764 | 121.4811 | 120-130 | >100 | SGS HZ3CZ3 | SGS_Med Office_Electric HeatPump_HZ3CZ3 | 0 | 0 | 0 | 0 | 0 | 0 | 0 | 0 | 0 | 0 | 0 | 0 | 0 | 0 | 0 | 0 | 0 | 0 | 0 | 0 | 0 | 0 | 0 | 0 | 0 | 0 | Secondary Glazing Systems | 0.35442 | 0 | x | x | x | x | #REF! | #REF! | 43.0551 | 78.4261
Retro1Slow | Retro | Secondary Glazing Systems | Commercial | HVAC | 0.0025599 | 0.001279 | 20.8379 | 115.107 | 110-120 | >100 | SGS HZ1CZ1 | SGS_Med Office_Electric Reheat_HZ1CZ1 | 0.014604 | 0.029064 | 0.051377 | 0.083204 | 0.12574 | 0.17929 | 0.24282 | 0.3134 | 0.38593 | 0.45311 | 0.50614 | 0.53608 | 0.53597 | 0.50304 | 0.44036 | 0.05397 | 0 | 0 | 0 | 0 | 4.4541 | 4.4541 | 4.4001 | 2.3847 | 0.48328 | 512.6994 | Secondary Glazing Systems | 0.3716 | 0 | x | x | x | x | #REF! | #REF! | 42.7739 | 72.3331
Retro1Slow | Retro | Secondary Glazing Systems | Commercial | HVAC | 0.002534 | 0.0012502 | 20.6982 | 116.0733 | 110-120 | >100 | SGS HZ1CZ2 | SGS_Med Office_Electric Reheat_HZ1CZ2 | 0.003982 | 0.0079248 | 0.014009 | 0.022687 | 0.034285 | 0.048888 | 0.066209 | 0.085455 | 0.10523 | 0.12355 | 0.13801 | 0.14617 | 0.14614 | 0.13716 | 0.12007 | 0.014716 | 0 | 0 | 0 | 0 | 1.2145 | 1.2145 | 1.1998 | 0.65023 | 0.13178 | 140.9707 | Secondary Glazing Systems | 0.36981 | 0 | x | x | x | x | #REF! | #REF! | 42.9254 | 73.1479
Retro1Slow | Retro | Secondary Glazing Systems | Commercial | HVAC | 0.0032875 | 0.001629 | 26.9809 | 84.2547 | 80-90 | 40-100 | SGS HZ1CZ3 | SGS_Med Office_Electric Reheat_HZ1CZ3 | 0.0044492 | 0.0088545 | 0.015652 | 0.025349 | 0.038307 | 0.054623 | 0.073977 | 0.09548 | 0.11758 | 0.13804 | 0.1542 | 0.16332 | 0.16329 | 0.15326 | 0.13416 | 0.016442 | 0 | 0 | 0 | 0 | 1.357 | 1.357 | 1.3405 | 0.72651 | 0.14724 | 114.3319 | Secondary Glazing Systems | 0.4813 | 0 | x | x | x | x | #REF! | #REF! | 40.5514 | 43.7032
Retro1Slow | Retro | Secondary Glazing Systems | Commercial | HVAC | 0.0031362 | 0.0015824 | 25.6594 | 89.6316 | 80-90 | 40-100 | SGS HZ2CZ1 | SGS_Med Office_Electric Reheat_HZ2CZ1 | 0.0021156 | 0.0042104 | 0.0074429 | 0.012054 | 0.018215 | 0.025974 | 0.035177 | 0.045402 | 0.055909 | 0.065641 | 0.073323 | 0.077662 | 0.077646 | 0.072875 | 0.063794 | 0.0078185 | 0 | 0 | 0 | 0 | 0.64526 | 0.64526 | 0.63744 | 0.34546 | 0.070012 | 57.8356 | Secondary Glazing Systems | 0.45633 | 0 | x | x | x | x | #REF! | #REF! | 40.9012 | 48.7304
Retro1Slow | Retro | Secondary Glazing Systems | Commercial | HVAC | 0.0030218 | 0.0015126 | 24.7737 | 93.61 | 90-100 | 40-100 | SGS HZ2CZ2 | SGS_Med Office_Electric Reheat_HZ2CZ2 | 0.0034044 | 0.0067751 | 0.011977 | 0.019396 | 0.029311 | 0.041796 | 0.056604 | 0.073058 | 0.089965 | 0.10563 | 0.11799 | 0.12497 | 0.12494 | 0.11727 | 0.10265 | 0.012581 | 0 | 0 | 0 | 0 | 1.0383 | 1.0383 | 1.0257 | 0.5559 | 0.11266 | 97.1963 | Secondary Glazing Systems | 0.44112 | 0 | x | x | x | x | #REF! | #REF! | 41.2934 | 52.3166
Retro1Slow | Retro | Secondary Glazing Systems | Commercial | HVAC | 0.0033935 | 0.0016978 | 27.8385 | 81.0179 | 80-90 | 40-100 | SGS HZ2CZ3 | SGS_Med Office_Electric Reheat_HZ2CZ3 | 0.00038255 | 0.00076133 | 0.0013458 | 0.0021796 | 0.0032937 | 0.0046966 | 0.0063607 | 0.0082096 | 0.010109 | 0.011869 | 0.013258 | 0.014043 | 0.01404 | 0.013177 | 0.011535 | 0.0014138 | 0 | 0 | 0 | 0 | 0.11668 | 0.11668 | 0.11526 | 0.062467 | 0.01266 | 9.4529 | Secondary Glazing Systems | 0.4957 | 0 | x | x | x | x | #REF! | #REF! | 40.1605 | 40.8574
Retro1Slow | Retro | Secondary Glazing Systems | Commercial | HVAC | 0.0037991 | 0.0019301 | 31.0365 | 70.4654 | 70-80 | 40-100 | SGS HZ3CZ1 | SGS_Med Office_Electric Reheat_HZ3CZ1 | 0.0021325 | 0.0042439 | 0.0075022 | 0.01215 | 0.018361 | 0.026181 | 0.035457 | 0.045764 | 0.056354 | 0.066164 | 0.073907 | 0.07828 | 0.078264 | 0.073455 | 0.064302 | 0.0078808 | 0 | 0 | 0 | 0 | 0.6504 | 0.6504 | 0.64252 | 0.34822 | 0.07057 | 45.8306 | Secondary Glazing Systems | 0.55132 | 0 | x | x | x | x | #REF! | #REF! | 38.8491 | 31.6163
Retro1Slow | Retro | Secondary Glazing Systems | Commercial | HVAC | 0.0042279 | 0.0021302 | 34.4999 | 61.2656 | 60-70 | 40-100 | SGS HZ3CZ2 | SGS_Med Office_Electric Reheat_HZ3CZ2 | 0.00047409 | 0.0009435 | 0.0016679 | 0.0027011 | 0.0040819 | 0.0058205 | 0.0078827 | 0.010174 | 0.012528 | 0.014709 | 0.016431 | 0.017403 | 0.0174 | 0.01633 | 0.014296 | 0.001752 | 0 | 0 | 0 | 0 | 0.1446 | 0.1446 | 0.14284 | 0.077415 | 0.015689 | 8.8587 | Secondary Glazing Systems | 0.61397 | 0 | x | x | x | x | #REF! | #REF! | 37.6154 | 23.6502
Retro1Slow | Retro | Secondary Glazing Systems | Commercial | HVAC | 0.003994 | 0.002003 | 32.5913 | 66.0748 | 60-70 | 40-100 | SGS HZ3CZ3 | SGS_Med Office_Electric Reheat_HZ3CZ3 | 0 | 0 | 0 | 0 | 0 | 0 | 0 | 0 | 0 | 0 | 0 | 0 | 0 | 0 | 0 | 0 | 0 | 0 | 0 | 0 | 0 | 0 | 0 | 0 | 0 | 0 | Secondary Glazing Systems | 0.58054 | 0 | x | x | x | x | #REF! | #REF! | 38.3594 | 27.7154
Retro1Slow | Retro | Secondary Glazing Systems | Commercial | HVAC | 0.00048431 | 0.0002356 | 4.5971 | 520.1876 | >200 | >100 | SGS HZ1CZ1 | SGS_Med Office_Gas Reheat_HZ1CZ1 | 0.029712 | 0.059131 | 0.10453 | 0.16928 | 0.25582 | 0.36478 | 0.49402 | 0.63763 | 0.78518 | 0.92187 | 1.0298 | 1.0907 | 1.0905 | 1.0235 | 0.89593 | 0.1098 | 0 | 0 | 0 | 0 | 9.062 | 9.062 | 8.9522 | 4.8517 | 0.98325 | 4713.9523 | Secondary Glazing Systems | 0.2071 | 0 | x | x | x | x | #REF! | #REF! | 107.7331 | 412.4544
Retro1Slow | Retro | Secondary Glazing Systems | Commercial | HVAC | 0.00058408 | 0.00026998 | 5.4409 | 440.3098 | >200 | >100 | SGS HZ1CZ2 | SGS_Med Office_Gas Reheat_HZ1CZ2 | 0.0096534 | 0.019212 | 0.033961 | 0.055 | 0.083115 | 0.11852 | 0.16051 | 0.20716 | 0.25511 | 0.29951 | 0.33457 | 0.35436 | 0.35429 | 0.33252 | 0.29109 | 0.035675 | 0 | 0 | 0 | 0 | 2.9442 | 2.9442 | 2.9086 | 1.5763 | 0.31946 | 1296.3817 | Secondary Glazing Systems | 0.21528 | 0 | x | x | x | x | #REF! | #REF! | 94.7892 | 345.5206
Retro1Slow | Retro | Secondary Glazing Systems | Commercial | HVAC | 0.0008005 | 0.00037876 | 7.5207 | 301.1133 | >200 | >100 | SGS HZ1CZ3 | SGS_Med Office_Gas Reheat_HZ1CZ3 | 0.011437 | 0.022762 | 0.040236 | 0.065162 | 0.098473 | 0.14042 | 0.19017 | 0.24544 | 0.30224 | 0.35486 | 0.39639 | 0.41984 | 0.41975 | 0.39396 | 0.34487 | 0.042267 | 0 | 0 | 0 | 0 | 3.4883 | 3.4883 | 3.446 | 1.8676 | 0.37849 | 1050.3692 | Secondary Glazing Systems | 0.28419 | 0 | x | x | x | x | #REF! | #REF! | 85.574 | 215.5394
Retro1Slow | Retro | Secondary Glazing Systems | Commercial | HVAC | 0.00060326 | 0.00030907 | 5.84 | 392.3012 | >200 | >100 | SGS HZ2CZ1 | SGS_Med Office_Gas Reheat_HZ2CZ1 | 0.0044406 | 0.0088375 | 0.015622 | 0.0253 | 0.038234 | 0.054518 | 0.073835 | 0.095297 | 0.11735 | 0.13778 | 0.1539 | 0.16301 | 0.16298 | 0.15296 | 0.1339 | 0.016411 | 0 | 0 | 0 | 0 | 1.3544 | 1.3544 | 1.338 | 0.72512 | 0.14695 | 531.3231 | Secondary Glazing Systems | 0.25558 | 0 | x | x | x | x | #REF! | #REF! | 100.2656 | 292.0356
Retro1Slow | Retro | Secondary Glazing Systems | Commercial | HVAC | 0.00065856 | 0.00032464 | 6.2823 | 367.8329 | >200 | >100 | SGS HZ2CZ2 | SGS_Med Office_Gas Reheat_HZ2CZ2 | 0.0079615 | 0.015844 | 0.028009 | 0.04536 | 0.068548 | 0.097744 | 0.13238 | 0.17086 | 0.21039 | 0.24702 | 0.27593 | 0.29225 | 0.29219 | 0.27424 | 0.24007 | 0.029423 | 0 | 0 | 0 | 0 | 2.4282 | 2.4282 | 2.3988 | 1.3 | 0.26347 | 893.1785 | Secondary Glazing Systems | 0.25383 | 0 | x | x | x | x | #REF! | #REF! | 93.3666 | 274.4662
Retro1Slow | Retro | Secondary Glazing Systems | Commercial | HVAC | 0.00075304 | 0.0003704 | 7.1776 | 312.9463 | >200 | >100 | SGS HZ2CZ3 | SGS_Med Office_Gas Reheat_HZ2CZ3 | 0.00090962 | 0.0018103 | 0.0032001 | 0.0051825 | 0.0078317 | 0.011167 | 0.015124 | 0.019521 | 0.024038 | 0.028222 | 0.031525 | 0.033391 | 0.033384 | 0.031333 | 0.027428 | 0.0033616 | 0 | 0 | 0 | 0 | 0.27743 | 0.27743 | 0.27407 | 0.14853 | 0.030102 | 86.8203 | Secondary Glazing Systems | 0.28643 | 0 | x | x | x | x | #REF! | #REF! | 89.6381 | 223.3083
Retro1Slow | Retro | Secondary Glazing Systems | Commercial | HVAC | 0.00065052 | 0.00034735 | 6.4001 | 339.9978 | >200 | >100 | SGS HZ3CZ1 | SGS_Med Office_Gas Reheat_HZ3CZ1 | 0.0040554 | 0.0080708 | 0.014267 | 0.023105 | 0.034917 | 0.049789 | 0.067429 | 0.08703 | 0.10717 | 0.12583 | 0.14055 | 0.14887 | 0.14884 | 0.13969 | 0.12229 | 0.014987 | 0 | 0 | 0 | 0 | 1.2369 | 1.2369 | 1.2219 | 0.66221 | 0.1342 | 420.5368 | Secondary Glazing Systems | 0.30179 | 0 | x | x | x | x | #REF! | #REF! | 102.6074 | 237.3904
Retro1Slow | Retro | Secondary Glazing Systems | Commercial | HVAC | 0.00077418 | 0.00039403 | 7.4755 | 281.1307 | >200 | >100 | SGS HZ3CZ2 | SGS_Med Office_Gas Reheat_HZ3CZ2 | 0.00094737 | 0.0018854 | 0.0033329 | 0.0053976 | 0.0081568 | 0.011631 | 0.015752 | 0.020331 | 0.025036 | 0.029394 | 0.032834 | 0.034777 | 0.034769 | 0.032633 | 0.028567 | 0.0035011 | 0 | 0 | 0 | 0 | 0.28894 | 0.28894 | 0.28544 | 0.1547 | 0.031351 | 81.2312 | Secondary Glazing Systems | 0.34025 | 0 | x | x | x | x | #REF! | #REF! | 95.6558 | 185.4749
Retro1Slow | Retro | Secondary Glazing Systems | Commercial | HVAC | 0.00076965 | 0.00038208 | 7.3615 | 291.001 | >200 | >100 | SGS HZ3CZ3 | SGS_Med Office_Gas Reheat_HZ3CZ3 | 0 | 0 | 0 | 0 | 0 | 0 | 0 | 0 | 0 | 0 | 0 | 0 | 0 | 0 | 0 | 0 | 0 | 0 | 0 | 0 | 0 | 0 | 0 | 0 | 0 | 0 | Secondary Glazing Systems | 0.325 | 0 | x | x | x | x | #REF! | #REF! | 94.5761 | 196.4249
Retro1Slow | Retro | Secondary Glazing Systems | Commercial | HVAC | 0.00039805 | 0.00019828 | 3.1014 | 244.7509 | >200 | >100 | Applied Film HZ1CZ1 | Applied Film_Lrg Office_Electric Reheat_HZ1CZ1 | 0.0051001 | 0.01015 | 0.017942 | 0.029057 | 0.043911 | 0.062614 | 0.084799 | 0.10945 | 0.13478 | 0.15824 | 0.17676 | 0.18722 | 0.18718 | 0.17568 | 0.15379 | 0.018848 | 0 | 0 | 0 | 0 | 1.5555 | 1.5555 | 1.5367 | 0.8328 | 0.16878 | 380.7109 | Secondary Glazing Systems | 0.19672 | 0 | x | x | x | x | #REF! | #REF! | 48.147 | 196.6039
Retro1Slow | Retro | Secondary Glazing Systems | Commercial | HVAC | 0.00034775 | 0.00017084 | 2.7087 | 283.3963 | >200 | >100 | Applied Film HZ1CZ2 | Applied Film_Lrg Office_Electric Reheat_HZ1CZ2 | 0.0012227 | 0.0024334 | 0.0043016 | 0.0069664 | 0.010528 | 0.015012 | 0.02033 | 0.02624 | 0.032312 | 0.037937 | 0.042377 | 0.044885 | 0.044875 | 0.042118 | 0.03687 | 0.0045187 | 0 | 0 | 0 | 0 | 0.37293 | 0.37293 | 0.36841 | 0.19966 | 0.040463 | 105.6862 | Secondary Glazing Systems | 0.1722 | 0 | x | x | x | x | #REF! | #REF! | 48.8006 | 234.5957
Retro1Slow | Retro | Secondary Glazing Systems | Commercial | HVAC | 0.00069192 | 0.00034018 | 5.5039 | 128.7261 | 120-130 | >100 | Applied Film HZ1CZ3 | Applied Film_Lrg Office_Electric Reheat_HZ1CZ3 | 0.0021296 | 0.0042382 | 0.007492 | 0.012133 | 0.018336 | 0.026145 | 0.035409 | 0.045702 | 0.056278 | 0.066075 | 0.073808 | 0.078175 | 0.078158 | 0.073356 | 0.064216 | 0.0078702 | 0 | 0 | 0 | 0 | 0.64952 | 0.64952 | 0.64165 | 0.34775 | 0.070474 | 83.6103 | Secondary Glazing Systems | 0.3483 | 0 | x | x | x | x | #REF! | #REF! | 44.8351 | 83.8909
Retro1Slow | Retro | Secondary Glazing Systems | Commercial | HVAC | 0.00064173 | 0.00032134 | 5.0915 | 140.8651 | 140-150 | >100 | Applied Film HZ2CZ1 | Applied Film_Lrg Office_Electric Reheat_HZ2CZ1 | 0.00098501 | 0.0019603 | 0.0034653 | 0.005612 | 0.0084809 | 0.012093 | 0.016378 | 0.021139 | 0.02603 | 0.030562 | 0.034138 | 0.036158 | 0.036151 | 0.03393 | 0.029702 | 0.0036402 | 0 | 0 | 0 | 0 | 0.30042 | 0.30042 | 0.29678 | 0.16084 | 0.032597 | 42.3193 | Secondary Glazing Systems | 0.32144 | 0 | x | x | x | x | #REF! | #REF! | 45.2797 | 95.5855
Retro1Slow | Retro | Secondary Glazing Systems | Commercial | HVAC | 0.0005401 | 0.00026888 | 4.2364 | 173.4399 | 170-180 | >100 | Applied Film HZ2CZ2 | Applied Film_Lrg Office_Electric Reheat_HZ2CZ2 | 0.001366 | 0.0027185 | 0.0048055 | 0.0077825 | 0.011761 | 0.01677 | 0.022712 | 0.029314 | 0.036098 | 0.042382 | 0.047342 | 0.050143 | 0.050132 | 0.047052 | 0.041189 | 0.0050481 | 0 | 0 | 0 | 0 | 0.41662 | 0.41662 | 0.41157 | 0.22305 | 0.045204 | 72.2578 | Secondary Glazing Systems | 0.26834 | 0 | x | x | x | x | #REF! | #REF! | 46.5406 | 126.8992
Retro1Slow | Retro | Secondary Glazing Systems | Commercial | HVAC | 0.00070314 | 0.00034798 | 5.575 | 126.7575 | 120-130 | >100 | Applied Film HZ2CZ3 | Applied Film_Lrg Office_Electric Reheat_HZ2CZ3 | 0.00017976 | 0.00035775 | 0.0006324 | 0.0010242 | 0.0015477 | 0.0022069 | 0.0029889 | 0.0038577 | 0.0047504 | 0.0055774 | 0.0062301 | 0.0065987 | 0.0065973 | 0.006192 | 0.0054204 | 0.00066432 | 0 | 0 | 0 | 0 | 0.054826 | 0.054826 | 0.054162 | 0.029353 | 0.0059487 | 6.9496 | Secondary Glazing Systems | 0.35267 | 0 | x | x | x | x | #REF! | #REF! | 44.7036 | 82.0539
Retro1Slow | Retro | Secondary Glazing Systems | Commercial | HVAC | 0.00082316 | 0.00041264 | 6.5013 | 105.5634 | 100-110 | >100 | Applied Film HZ3CZ1 | Applied Film_Lrg Office_Electric Reheat_HZ3CZ1 | 0.0010481 | 0.0020859 | 0.0036874 | 0.0059717 | 0.0090244 | 0.012868 | 0.017427 | 0.022493 | 0.027699 | 0.03252 | 0.036326 | 0.038476 | 0.038468 | 0.036104 | 0.031605 | 0.0038735 | 0 | 0 | 0 | 0 | 0.31968 | 0.31968 | 0.3158 | 0.17115 | 0.034686 | 33.7462 | Secondary Glazing Systems | 0.41076 | 0 | x | x | x | x | #REF! | #REF! | 43.3613 | 62.2022
Retro1Slow | Retro | Secondary Glazing Systems | Commercial | HVAC | 0.00087153 | 0.00043375 | 6.8955 | 98.3187 | 90-100 | 40-100 | Applied Film HZ3CZ2 | Applied Film_Lrg Office_Electric Reheat_HZ3CZ2 | 0.00022234 | 0.00044248 | 0.00078219 | 0.0012667 | 0.0019143 | 0.0027296 | 0.0036968 | 0.0047714 | 0.0058755 | 0.0068984 | 0.0077057 | 0.0081616 | 0.0081599 | 0.0076586 | 0.0067043 | 0.00082167 | 0 | 0 | 0 | 0 | 0.067811 | 0.067811 | 0.06699 | 0.036305 | 0.0073577 | 6.6671 | Secondary Glazing Systems | 0.43601 | 0 | x | x | x | x | #REF! | #REF! | 42.8675 | 55.4512
Retro1Slow | Retro | Secondary Glazing Systems | Commercial | HVAC | 0.00077732 | 0.00038484 | 6.1267 | 113.2956 | 110-120 | >100 | Applied Film HZ3CZ3 | Applied Film_Lrg Office_Electric Reheat_HZ3CZ3 | 0 | 0 | 0 | 0 | 0 | 0 | 0 | 0 | 0 | 0 | 0 | 0 | 0 | 0 | 0 | 0 | 0 | 0 | 0 | 0 | 0 | 0 | 0 | 0 | 0 | 0 | Secondary Glazing Systems | 0.38802 | 0 | x | x | x | x | #REF! | #REF! | 43.9612 | 69.3343
Retro1Slow | Retro | Secondary Glazing Systems | Commercial | HVAC | 0.00019905 | 9.8238e-05 | 1.5443 | 513.5197 | >200 | >100 | Applied Film HZ1CZ1 | Applied Film_Lrg Office_Electric HeatPump_HZ1CZ1 | 0.00241 | 0.0047963 | 0.0084786 | 0.013731 | 0.02075 | 0.029588 | 0.040072 | 0.05172 | 0.063689 | 0.074776 | 0.083527 | 0.088469 | 0.088451 | 0.083016 | 0.072672 | 0.0089066 | 0 | 0 | 0 | 0 | 0.73505 | 0.73505 | 0.72615 | 0.39354 | 0.079755 | 377.4641 | Secondary Glazing Systems | 0.098192 | 0 | x | x | x | x | #REF! | #REF! | 50.4235 | 463.0962
Retro1Slow | Retro | Secondary Glazing Systems | Commercial | HVAC | 0.00017853 | 8.5775e-05 | 1.3846 | 575.2358 | >200 | >100 | Applied Film HZ1CZ2 | Applied Film_Lrg Office_Electric HeatPump_HZ1CZ2 | 0.00059319 | 0.0011805 | 0.0020868 | 0.0033796 | 0.0051073 | 0.0072826 | 0.0098629 | 0.01273 | 0.015676 | 0.018405 | 0.020559 | 0.021775 | 0.02177 | 0.020433 | 0.017887 | 0.0021922 | 0 | 0 | 0 | 0 | 0.18092 | 0.18092 | 0.17873 | 0.096862 | 0.01963 | 104.071 | Secondary Glazing Systems | 0.088422 | 0 | x | x | x | x | #REF! | #REF! | 50.8634 | 524.3723
Retro1Slow | Retro | Secondary Glazing Systems | Commercial | HVAC | 0.00038675 | 0.00018677 | 3.1161 | 244.0754 | >200 | >100 | Applied Film HZ1CZ3 | Applied Film_Lrg Office_Electric HeatPump_HZ1CZ3 | 0.0011442 | 0.0022772 | 0.0040254 | 0.0065192 | 0.0098517 | 0.014048 | 0.019025 | 0.024555 | 0.030238 | 0.035502 | 0.039657 | 0.042003 | 0.041994 | 0.039414 | 0.034503 | 0.0042286 | 0 | 0 | 0 | 0 | 0.34899 | 0.34899 | 0.34476 | 0.18684 | 0.037866 | 85.1788 | Secondary Glazing Systems | 0.19721 | 0 | x | x | x | x | #REF! | #REF! | 48.1338 | 195.9416
Retro1Slow | Retro | Secondary Glazing Systems | Commercial | HVAC | 0.00034307 | 0.00017121 | 2.7546 | 278.8644 | >200 | >100 | Applied Film HZ2CZ1 | Applied Film_Lrg Office_Electric HeatPump_HZ2CZ1 | 0.00050575 | 0.0010065 | 0.0017792 | 0.0028815 | 0.0043545 | 0.0062091 | 0.0084091 | 0.010853 | 0.013365 | 0.015692 | 0.017528 | 0.018565 | 0.018561 | 0.017421 | 0.01525 | 0.001869 | 0 | 0 | 0 | 0 | 0.15425 | 0.15425 | 0.15238 | 0.082584 | 0.016737 | 43.0152 | Secondary Glazing Systems | 0.17357 | 0 | x | x | x | x | #REF! | #REF! | 48.4039 | 230.4605
Retro1Slow | Retro | Secondary Glazing Systems | Commercial | HVAC | 0.0002783 | 0.00013727 | 2.1879 | 356.2393 | >200 | >100 | Applied Film HZ2CZ2 | Applied Film_Lrg Office_Electric HeatPump_HZ2CZ2 | 0.00066951 | 0.0013324 | 0.0023553 | 0.0038145 | 0.0057644 | 0.0082196 | 0.011132 | 0.014368 | 0.017693 | 0.020773 | 0.023204 | 0.024577 | 0.024571 | 0.023062 | 0.020188 | 0.0024742 | 0 | 0 | 0 | 0 | 0.2042 | 0.2042 | 0.20172 | 0.10932 | 0.022156 | 72.7427 | Secondary Glazing Systems | 0.13872 | 0 | x | x | x | x | #REF! | #REF! | 49.4184 | 306.8209
Retro1Slow | Retro | Secondary Glazing Systems | Commercial | HVAC | 0.00038327 | 0.00018718 | 3.0722 | 247.7862 | >200 | >100 | Applied Film HZ2CZ3 | Applied Film_Lrg Office_Electric HeatPump_HZ2CZ3 | 9.4009e-05 | 0.00018709 | 0.00033073 | 0.00053561 | 0.00080941 | 0.0011542 | 0.0015631 | 0.0020175 | 0.0024843 | 0.0029168 | 0.0032582 | 0.0034509 | 0.0034502 | 0.0032382 | 0.0028347 | 0.00034742 | 0 | 0 | 0 | 0 | 0.028672 | 0.028672 | 0.028325 | 0.015351 | 0.003111 | 7.1046 | Secondary Glazing Systems | 0.1943 | 0 | x | x | x | x | #REF! | #REF! | 48.1459 | 199.6403
Retro1Slow | Retro | Secondary Glazing Systems | Commercial | HVAC | 0.00043086 | 0.00021543 | 3.4317 | 219.4898 | >200 | >100 | Applied Film HZ3CZ1 | Applied Film_Lrg Office_Electric HeatPump_HZ3CZ1 | 0.00052506 | 0.0010449 | 0.0018472 | 0.0029915 | 0.0045207 | 0.0064462 | 0.0087301 | 0.011268 | 0.013875 | 0.016291 | 0.018197 | 0.019274 | 0.01927 | 0.018086 | 0.015832 | 0.0019404 | 0 | 0 | 0 | 0 | 0.16014 | 0.16014 | 0.1582 | 0.085737 | 0.017375 | 35.149 | Secondary Glazing Systems | 0.21653 | 0 | x | x | x | x | #REF! | #REF! | 47.5265 | 171.9633
Retro1Slow | Retro | Secondary Glazing Systems | Commercial | HVAC | 0.00046597 | 0.00022987 | 3.7221 | 200.7292 | >200 | >100 | Applied Film HZ3CZ2 | Applied Film_Lrg Office_Electric HeatPump_HZ3CZ2 | 0.0001139 | 0.00022667 | 0.0004007 | 0.00064892 | 0.00098065 | 0.0013983 | 0.0018938 | 0.0024443 | 0.0030099 | 0.0035339 | 0.0039474 | 0.004181 | 0.0041801 | 0.0039233 | 0.0034344 | 0.00042092 | 0 | 0 | 0 | 0 | 0.034738 | 0.034738 | 0.034317 | 0.018598 | 0.0037692 | 6.973 | Secondary Glazing Systems | 0.23521 | 0 | x | x | x | x | #REF! | #REF! | 47.2143 | 153.5149
Retro1Slow | Retro | Secondary Glazing Systems | Commercial | HVAC | 0.00041318 | 0.00020179 | 3.2775 | 230.7403 | >200 | >100 | Applied Film HZ3CZ3 | Applied Film_Lrg Office_Electric HeatPump_HZ3CZ3 | 0 | 0 | 0 | 0 | 0 | 0 | 0 | 0 | 0 | 0 | 0 | 0 | 0 | 0 | 0 | 0 | 0 | 0 | 0 | 0 | 0 | 0 | 0 | 0 | 0 | 0 | Secondary Glazing Systems | 0.20774 | 0 | x | x | x | x | #REF! | #REF! | 47.934 | 182.8063
Retro1Slow | Retro | Secondary Glazing Systems | Commercial | HVAC | 8.1577e-05 | 3.3357e-05 | 0.7282 | 975.2112 | >200 | >100 | Applied Film HZ1CZ3 | Applied Film_Lrg Office_Gas Reheat_HZ1CZ3 | 0.00088692 | 0.0017651 | 0.0031202 | 0.0050532 | 0.0076363 | 0.010889 | 0.014747 | 0.019034 | 0.023438 | 0.027518 | 0.030739 | 0.032557 | 0.032551 | 0.030551 | 0.026744 | 0.0032777 | 0 | 0 | 0 | 0 | 0.27051 | 0.27051 | 0.26723 | 0.14483 | 0.029351 | 263.8011 | Secondary Glazing Systems | 0.17002 | 0 | x | x | x | x | #REF! | #REF! | 165.8077 | 809.4034
Retro1Slow | Retro | Secondary Glazing Systems | Commercial | HVAC | 4.4416e-05 | 2.1071e-05 | 0.4177 | 1720.9369 | >200 | >100 | Applied Film HZ2CZ1 | Applied Film_Lrg Office_Gas Reheat_HZ2CZ1 | 0.00025437 | 0.00050623 | 0.00089488 | 0.0014492 | 0.0021901 | 0.0031229 | 0.0042294 | 0.0054588 | 0.0067221 | 0.0078922 | 0.0088159 | 0.0093375 | 0.0093356 | 0.008762 | 0.0076702 | 0.00094005 | 0 | 0 | 0 | 0 | 0.077581 | 0.077581 | 0.076641 | 0.041536 | 0.0084177 | 133.5126 | Secondary Glazing Systems | 0.14697 | 0 | x | x | x | x | #REF! | #REF! | 252.9239 | 1468.013
Retro1Slow | Retro | Secondary Glazing Systems | Commercial | HVAC | 1.6502e-05 | 5.6648e-06 | 0.13941 | 5280.6397 | >200 | >100 | Applied Film HZ2CZ2 | Applied Film_Lrg Office_Gas Reheat_HZ2CZ2 | 0.0001415 | 0.0002816 | 0.00049779 | 0.00080617 | 0.0012183 | 0.0017372 | 0.0023527 | 0.0030366 | 0.0037393 | 0.0043902 | 0.004904 | 0.0051941 | 0.0051931 | 0.004874 | 0.0042667 | 0.00052292 | 0 | 0 | 0 | 0 | 0.043156 | 0.043156 | 0.042633 | 0.023105 | 0.0046825 | 227.8911 | Secondary Glazing Systems | 0.1154 | 0 | x | x | x | x | #REF! | #REF! | 609.3849 | 4671.2548
Retro1Slow | Retro | Secondary Glazing Systems | Commercial | HVAC | 6.3402e-05 | 2.6383e-05 | 0.56929 | 1244.3536 | >200 | >100 | Applied Film HZ2CZ3 | Applied Film_Lrg Office_Gas Reheat_HZ2CZ3 | 5.7782e-05 | 0.00011499 | 0.00020328 | 0.00032921 | 0.0004975 | 0.00070939 | 0.00096074 | 0.00124 | 0.001527 | 0.0017928 | 0.0020026 | 0.0021211 | 0.0021206 | 0.0019903 | 0.0017423 | 0.00021354 | 0 | 0 | 0 | 0 | 0.017623 | 0.017623 | 0.01741 | 0.0094352 | 0.0019121 | 21.9294 | Secondary Glazing Systems | 0.16581 | 0 | x | x | x | x | #REF! | #REF! | 206.3243 | 1038.0293
Retro1Slow | Retro | Secondary Glazing Systems | Commercial | HVAC | 3.8556e-05 | 1.8217e-05 | 0.36205 | 1901.4589 | >200 | >100 | Applied Film HZ3CZ1 | Applied Film_Lrg Office_Gas Reheat_HZ3CZ1 | 0.00018374 | 0.00036566 | 0.00064639 | 0.0010468 | 0.0015819 | 0.0022557 | 0.003055 | 0.003943 | 0.0048555 | 0.0057007 | 0.0063679 | 0.0067446 | 0.0067432 | 0.0063289 | 0.0055403 | 0.00067901 | 0 | 0 | 0 | 0 | 0.056038 | 0.056038 | 0.055359 | 0.030002 | 0.0060803 | 106.5545 | Secondary Glazing Systems | 0.18158 | 0 | x | x | x | x | #REF! | #REF! | 345.2724 | 1556.1865
Retro1Slow | Retro | Secondary Glazing Systems | Commercial | HVAC | 6.0415e-05 | 2.5996e-05 | 0.54872 | 1239.5104 | >200 | >100 | Applied Film HZ3CZ2 | Applied Film_Lrg Office_Gas Reheat_HZ3CZ2 | 5.5694e-05 | 0.00011084 | 0.00019593 | 0.00031731 | 0.00047952 | 0.00068376 | 0.00092602 | 0.0011952 | 0.0014718 | 0.001728 | 0.0019302 | 0.0020444 | 0.002044 | 0.0019184 | 0.0016794 | 0.00020582 | 0 | 0 | 0 | 0 | 0.016986 | 0.016986 | 0.01678 | 0.0090942 | 0.001843 | 21.0546 | Secondary Glazing Systems | 0.19908 | 0 | x | x | x | x | #REF! | #REF! | 246.7667 | 992.7436
Retro1Slow | Retro | Secondary Glazing Systems | Commercial | HVAC | 4.9049e-05 | 1.8736e-05 | 0.42821 | 1625.5782 | >200 | >100 | Applied Film HZ3CZ3 | Applied Film_Lrg Office_Gas Reheat_HZ3CZ3 | 0 | 0 | 0 | 0 | 0 | 0 | 0 | 0 | 0 | 0 | 0 | 0 | 0 | 0 | 0 | 0 | 0 | 0 | 0 | 0 | 0 | 0 | 0 | 0 | 0 | 0 | Secondary Glazing Systems | 0.1753 | 0 | x | x | x | x | #REF! | #REF! | 284.9649 | 1340.6132
Retro1Slow | Retro | Secondary Glazing Systems | Commercial | HVAC | 0.00029787 | 0.00014628 | 2.4422 | 328.5438 | >200 | >100 | Applied Film HZ1CZ1 | Applied Film_Med Office_Electric HeatPump_HZ1CZ1 | 0.011634 | 0.023152 | 0.040927 | 0.066281 | 0.10016 | 0.14283 | 0.19343 | 0.24966 | 0.30743 | 0.36095 | 0.40319 | 0.42705 | 0.42696 | 0.40073 | 0.3508 | 0.042993 | 0 | 0 | 0 | 0 | 3.5482 | 3.5482 | 3.5052 | 1.8997 | 0.38499 | 1165.7349 | Secondary Glazing Systems | 0.14882 | 0 | x | x | x | x | #REF! | #REF! | 48.893 | 279.6509
Retro1Slow | Retro | Secondary Glazing Systems | Commercial | HVAC | 0.00029089 | 0.00013882 | 2.3797 | 337.6609 | >200 | >100 | Applied Film HZ1CZ2 | Applied Film_Med Office_Electric HeatPump_HZ1CZ2 | 0.0031118 | 0.006193 | 0.010948 | 0.017729 | 0.026793 | 0.038204 | 0.051741 | 0.066781 | 0.082235 | 0.09655 | 0.10785 | 0.11423 | 0.11421 | 0.10719 | 0.093834 | 0.0115 | 0 | 0 | 0 | 0 | 0.9491 | 0.9491 | 0.9376 | 0.50814 | 0.10298 | 320.473 | Secondary Glazing Systems | 0.1457 | 0 | x | x | x | x | #REF! | #REF! | 49.197 | 288.4639
Retro1Slow | Retro | Secondary Glazing Systems | Commercial | HVAC | 0.00037404 | 0.00017908 | 3.0762 | 256.5372 | >200 | >100 | Applied Film HZ1CZ3 | Applied Film_Med Office_Electric HeatPump_HZ1CZ3 | 0.003448 | 0.0068619 | 0.01213 | 0.019644 | 0.029687 | 0.042331 | 0.057329 | 0.073994 | 0.091117 | 0.10698 | 0.1195 | 0.12657 | 0.12654 | 0.11877 | 0.10397 | 0.012742 | 0 | 0 | 0 | 0 | 1.0516 | 1.0516 | 1.0389 | 0.56302 | 0.1141 | 269.7766 | Secondary Glazing Systems | 0.18805 | 0 | x | x | x | x | #REF! | #REF! | 48.2409 | 208.2963
Retro1Slow | Retro | Secondary Glazing Systems | Commercial | HVAC | 0.00035692 | 0.00017787 | 2.9364 | 269.7792 | >200 | >100 | Applied Film HZ2CZ1 | Applied Film_Med Office_Electric HeatPump_HZ2CZ1 | 0.0016457 | 0.0032751 | 0.0057895 | 0.009376 | 0.014169 | 0.020204 | 0.027362 | 0.035316 | 0.043489 | 0.051059 | 0.057035 | 0.060409 | 0.060397 | 0.056686 | 0.049623 | 0.0060817 | 0 | 0 | 0 | 0 | 0.50192 | 0.50192 | 0.49584 | 0.26872 | 0.054459 | 135.4067 | Secondary Glazing Systems | 0.17841 | 0 | x | x | x | x | #REF! | #REF! | 48.1313 | 221.6479
Retro1Slow | Retro | Secondary Glazing Systems | Commercial | HVAC | 0.00036591 | 0.00017939 | 3.0067 | 262.95 | >200 | >100 | Applied Film HZ2CZ2 | Applied Film_Med Office_Electric HeatPump_HZ2CZ2 | 0.0028084 | 0.0055891 | 0.0098801 | 0.016001 | 0.02418 | 0.034479 | 0.046696 | 0.060269 | 0.074216 | 0.087136 | 0.097334 | 0.10309 | 0.10307 | 0.096738 | 0.084684 | 0.010379 | 0 | 0 | 0 | 0 | 0.85655 | 0.85655 | 0.84617 | 0.45859 | 0.092938 | 225.2307 | Secondary Glazing Systems | 0.18318 | 0 | x | x | x | x | #REF! | #REF! | 48.1677 | 214.7823
Retro1Slow | Retro | Secondary Glazing Systems | Commercial | HVAC | 0.00038153 | 0.00018693 | 3.1387 | 251.0344 | >200 | >100 | Applied Film HZ2CZ3 | Applied Film_Med Office_Electric HeatPump_HZ2CZ3 | 0.00029317 | 0.00058344 | 0.0010314 | 0.0016703 | 0.0025241 | 0.0035992 | 0.0048745 | 0.0062914 | 0.0077473 | 0.009096 | 0.01016 | 0.010762 | 0.010759 | 0.010098 | 0.00884 | 0.0010834 | 0 | 0 | 0 | 0 | 0.089414 | 0.089414 | 0.088331 | 0.047871 | 0.0097016 | 22.446 | Secondary Glazing Systems | 0.1912 | 0 | x | x | x | x | #REF! | #REF! | 47.9965 | 203.0379
Retro1Slow | Retro | Secondary Glazing Systems | Commercial | HVAC | 0.0004497 | 0.00022635 | 3.689 | 210.4329 | >200 | >100 | Applied Film HZ3CZ1 | Applied Film_Med Office_Electric HeatPump_HZ3CZ1 | 0.0017228 | 0.0034287 | 0.006061 | 0.0098157 | 0.014833 | 0.021151 | 0.028646 | 0.036972 | 0.045528 | 0.053454 | 0.05971 | 0.063243 | 0.06323 | 0.059345 | 0.05195 | 0.0063669 | 0 | 0 | 0 | 0 | 0.52546 | 0.52546 | 0.51909 | 0.28132 | 0.057013 | 110.5736 | Secondary Glazing Systems | 0.22392 | 0 | x | x | x | x | #REF! | #REF! | 47.1194 | 163.3135
Retro1Slow | Retro | Secondary Glazing Systems | Commercial | HVAC | 0.00049871 | 0.00024754 | 4.088 | 187.8236 | 180-190 | >100 | Applied Film HZ3CZ2 | Applied Film_Med Office_Electric HeatPump_HZ3CZ2 | 0.00038184 | 0.00075991 | 0.0013433 | 0.0021755 | 0.0032876 | 0.0046879 | 0.0063488 | 0.0081943 | 0.010091 | 0.011847 | 0.013234 | 0.014017 | 0.014014 | 0.013153 | 0.011514 | 0.0014111 | 0 | 0 | 0 | 0 | 0.11646 | 0.11646 | 0.11505 | 0.06235 | 0.012636 | 21.8737 | Secondary Glazing Systems | 0.24871 | 0 | x | x | x | x | #REF! | #REF! | 46.7137 | 141.1099
Retro1Slow | Retro | Secondary Glazing Systems | Commercial | HVAC | 0.00050209 | 0.00024783 | 4.1325 | 185.6419 | 180-190 | >100 | Applied Film HZ3CZ3 | Applied Film_Med Office_Electric HeatPump_HZ3CZ3 | 0 | 0 | 0 | 0 | 0 | 0 | 0 | 0 | 0 | 0 | 0 | 0 | 0 | 0 | 0 | 0 | 0 | 0 | 0 | 0 | 0 | 0 | 0 | 0 | 0 | 0 | Secondary Glazing Systems | 0.25143 | 0 | x | x | x | x | #REF! | #REF! | 46.6751 | 138.9668
Retro1Slow | Retro | Secondary Glazing Systems | Commercial | HVAC | 0.00051924 | 0.00025756 | 4.1743 | 176.7791 | 170-180 | >100 | Applied Film HZ1CZ1 | Applied Film_Med Office_Electric Reheat_HZ1CZ1 | 0.020953 | 0.041698 | 0.073712 | 0.11938 | 0.1804 | 0.25724 | 0.34838 | 0.44965 | 0.5537 | 0.65009 | 0.72617 | 0.76914 | 0.76898 | 0.72173 | 0.6318 | 0.077432 | 0 | 0 | 0 | 0 | 6.3904 | 6.3904 | 6.313 | 3.4214 | 0.69338 | 1129.6958 | Secondary Glazing Systems | 0.26321 | 0 | x | x | x | x | #REF! | #REF! | 46.5309 | 130.2483
Retro1Slow | Retro | Secondary Glazing Systems | Commercial | HVAC | 0.00049353 | 0.00024068 | 3.9652 | 187.2001 | 180-190 | >100 | Applied Film HZ1CZ2 | Applied Film_Med Office_Electric Reheat_HZ1CZ2 | 0.0054637 | 0.010873 | 0.019221 | 0.031129 | 0.047042 | 0.067078 | 0.090844 | 0.11725 | 0.14438 | 0.16952 | 0.18936 | 0.20056 | 0.20052 | 0.1882 | 0.16475 | 0.020191 | 0 | 0 | 0 | 0 | 1.6664 | 1.6664 | 1.6462 | 0.89216 | 0.18081 | 311.9479 | Secondary Glazing Systems | 0.25072 | 0 | x | x | x | x | #REF! | #REF! | 46.9352 | 140.2649
Retro1Slow | Retro | Secondary Glazing Systems | Commercial | HVAC | 0.00062786 | 0.00030668 | 5.0623 | 142.0678 | 140-150 | >100 | Applied Film HZ1CZ3 | Applied Film_Med Office_Electric Reheat_HZ1CZ3 | 0.0059788 | 0.011899 | 0.021034 | 0.034064 | 0.051477 | 0.073402 | 0.099409 | 0.12831 | 0.158 | 0.1855 | 0.20721 | 0.21947 | 0.21943 | 0.20594 | 0.18028 | 0.022095 | 0 | 0 | 0 | 0 | 1.8235 | 1.8235 | 1.8014 | 0.97628 | 0.19785 | 259.0601 | Secondary Glazing Systems | 0.31978 | 0 | x | x | x | x | #REF! | #REF! | 45.4303 | 96.6375
Retro1Slow | Retro | Secondary Glazing Systems | Commercial | HVAC | 0.00062706 | 0.00031367 | 5.0502 | 142.4573 | 140-150 | >100 | Applied Film HZ2CZ1 | Applied Film_Med Office_Electric Reheat_HZ2CZ1 | 0.0029822 | 0.0059351 | 0.010492 | 0.016991 | 0.025677 | 0.036613 | 0.049586 | 0.064 | 0.07881 | 0.092529 | 0.10336 | 0.10947 | 0.10945 | 0.10273 | 0.089926 | 0.011021 | 0 | 0 | 0 | 0 | 0.90957 | 0.90957 | 0.89855 | 0.48697 | 0.09869 | 129.5751 | Secondary Glazing Systems | 0.31791 | 0 | x | x | x | x | #REF! | #REF! | 45.2885 | 97.1688
Retro1Slow | Retro | Secondary Glazing Systems | Commercial | HVAC | 0.00063283 | 0.00031358 | 5.0953 | 140.9948 | 140-150 | >100 | Applied Film HZ2CZ2 | Applied Film_Med Office_Electric Reheat_HZ2CZ2 | 0.0050148 | 0.0099802 | 0.017642 | 0.028572 | 0.043177 | 0.061568 | 0.083382 | 0.10762 | 0.13252 | 0.15559 | 0.1738 | 0.18409 | 0.18405 | 0.17274 | 0.15122 | 0.018533 | 0 | 0 | 0 | 0 | 1.5295 | 1.5295 | 1.511 | 0.81888 | 0.16595 | 215.6518 | Secondary Glazing Systems | 0.32124 | 0 | x | x | x | x | #REF! | #REF! | 45.2937 | 95.7011
Retro1Slow | Retro | Secondary Glazing Systems | Commercial | HVAC | 0.00065733 | 0.00032558 | 5.2968 | 134.8354 | 130-140 | >100 | Applied Film HZ2CZ3 | Applied Film_Med Office_Electric Reheat_HZ2CZ3 | 0.00052131 | 0.0010375 | 0.001834 | 0.0029701 | 0.0044884 | 0.0064002 | 0.0086679 | 0.011187 | 0.013776 | 0.016175 | 0.018068 | 0.019137 | 0.019133 | 0.017957 | 0.015719 | 0.0019266 | 0 | 0 | 0 | 0 | 0.159 | 0.159 | 0.15707 | 0.085125 | 0.017252 | 21.4385 | Secondary Glazing Systems | 0.33391 | 0 | x | x | x | x | #REF! | #REF! | 45.0234 | 89.812
Retro1Slow | Retro | Secondary Glazing Systems | Commercial | HVAC | 0.00080523 | 0.00040507 | 6.4709 | 106.471 | 100-110 | >100 | Applied Film HZ3CZ1 | Applied Film_Med Office_Electric Reheat_HZ3CZ1 | 0.0031844 | 0.0063373 | 0.011203 | 0.018143 | 0.027417 | 0.039095 | 0.052946 | 0.068337 | 0.084151 | 0.0988 | 0.11036 | 0.11689 | 0.11687 | 0.10969 | 0.09602 | 0.011768 | 0 | 0 | 0 | 0 | 0.97121 | 0.97121 | 0.95944 | 0.51998 | 0.10538 | 103.4059 | Secondary Glazing Systems | 0.40716 | 0 | x | x | x | x | #REF! | #REF! | 43.351 | 63.12
Retro1Slow | Retro | Secondary Glazing Systems | Commercial | HVAC | 0.0008805 | 0.00043947 | 7.0754 | 95.5451 | 90-100 | 40-100 | Applied Film HZ3CZ2 | Applied Film_Med Office_Electric Reheat_HZ3CZ2 | 0.00069637 | 0.0013859 | 0.0024498 | 0.0039675 | 0.0059957 | 0.0085494 | 0.011579 | 0.014944 | 0.018402 | 0.021606 | 0.024135 | 0.025563 | 0.025557 | 0.023987 | 0.020998 | 0.0025735 | 0 | 0 | 0 | 0 | 0.21239 | 0.21239 | 0.20982 | 0.11371 | 0.023045 | 20.2927 | Secondary Glazing Systems | 0.44576 | 0 | x | x | x | x | #REF! | #REF! | 42.5901 | 52.955
Retro1Slow | Retro | Secondary Glazing Systems | Commercial | HVAC | 0.0008714 | 0.00043348 | 7.0222 | 96.4783 | 90-100 | 40-100 | Applied Film HZ3CZ3 | Applied Film_Med Office_Electric Reheat_HZ3CZ3 | 0 | 0 | 0 | 0 | 0 | 0 | 0 | 0 | 0 | 0 | 0 | 0 | 0 | 0 | 0 | 0 | 0 | 0 | 0 | 0 | 0 | 0 | 0 | 0 | 0 | 0 | Secondary Glazing Systems | 0.44238 | 0 | x | x | x | x | #REF! | #REF! | 42.6801 | 53.7982
Retro1Slow | Retro | Secondary Glazing Systems | Commercial | HVAC | 7.651e-05 | 3.5002e-05 | 0.71007 | 1040.9119 | >200 | >100 | Applied Film HZ1CZ1 | Applied Film_Med Office_Gas Reheat_HZ1CZ1 | 0.011219 | 0.022328 | 0.03947 | 0.063921 | 0.096597 | 0.13774 | 0.18654 | 0.24077 | 0.29649 | 0.3481 | 0.38884 | 0.41184 | 0.41176 | 0.38646 | 0.3383 | 0.041462 | 0 | 0 | 0 | 0 | 3.4218 | 3.4218 | 3.3804 | 1.832 | 0.37128 | 3561.8239 | Secondary Glazing Systems | 0.1339 | 0 | x | x | x | x | #REF! | #REF! | 139.3752 | 901.5366
Retro1Slow | Retro | Secondary Glazing Systems | Commercial | HVAC | 8.8263e-05 | 3.6954e-05 | 0.79417 | 936.0511 | >200 | >100 | Applied Film HZ1CZ2 | Applied Film_Med Office_Gas Reheat_HZ1CZ2 | 0.0034446 | 0.0068552 | 0.012118 | 0.019625 | 0.029658 | 0.04229 | 0.057273 | 0.073922 | 0.091028 | 0.10687 | 0.11938 | 0.12645 | 0.12642 | 0.11865 | 0.10387 | 0.01273 | 0 | 0 | 0 | 0 | 1.0506 | 1.0506 | 1.0379 | 0.56247 | 0.11399 | 983.399 | Secondary Glazing Systems | 0.13235 | 0 | x | x | x | x | #REF! | #REF! | 123.8843 | 812.1668
Retro1Slow | Retro | Secondary Glazing Systems | Commercial | HVAC | 0.00012022 | 5.1484e-05 | 1.0901 | 660.9894 | >200 | >100 | Applied Film HZ1CZ3 | Applied Film_Med Office_Gas Reheat_HZ1CZ3 | 0.0040527 | 0.0080655 | 0.014258 | 0.02309 | 0.034894 | 0.049756 | 0.067385 | 0.086972 | 0.1071 | 0.12574 | 0.14046 | 0.14877 | 0.14874 | 0.1396 | 0.1222 | 0.014977 | 0 | 0 | 0 | 0 | 1.2361 | 1.2361 | 1.2211 | 0.66177 | 0.13412 | 817.025 | Secondary Glazing Systems | 0.1715 | 0 | x | x | x | x | #REF! | #REF! | 113.36 | 547.6294
Retro1Slow | Retro | Secondary Glazing Systems | Commercial | HVAC | 8.6784e-05 | 4.2072e-05 | 0.8227 | 876.2514 | >200 | >100 | Applied Film HZ2CZ1 | Applied Film_Med Office_Gas Reheat_HZ2CZ1 | 0.0015293 | 0.0030435 | 0.0053801 | 0.0087129 | 0.013167 | 0.018775 | 0.025427 | 0.032819 | 0.040413 | 0.047449 | 0.053002 | 0.056137 | 0.056126 | 0.052677 | 0.046114 | 0.0056516 | 0 | 0 | 0 | 0 | 0.46642 | 0.46642 | 0.46077 | 0.24972 | 0.050608 | 408.7042 | Secondary Glazing Systems | 0.1601 | 0 | x | x | x | x | #REF! | #REF! | 140.2874 | 735.9639
Retro1Slow | Retro | Secondary Glazing Systems | Commercial | HVAC | 9.8987e-05 | 4.5213e-05 | 0.91815 | 784.0291 | >200 | >100 | Applied Film HZ2CZ2 | Applied Film_Med Office_Gas Reheat_HZ2CZ2 | 0.0028445 | 0.0056609 | 0.010007 | 0.016206 | 0.024491 | 0.034922 | 0.047296 | 0.061044 | 0.07517 | 0.088256 | 0.098584 | 0.10442 | 0.1044 | 0.097981 | 0.085772 | 0.010512 | 0 | 0 | 0 | 0 | 0.86756 | 0.86756 | 0.85705 | 0.46448 | 0.094132 | 680.1921 | Secondary Glazing Systems | 0.16531 | 0 | x | x | x | x | #REF! | #REF! | 129.6094 | 654.4197
Retro1Slow | Retro | Secondary Glazing Systems | Commercial | HVAC | 0.00010572 | 4.8282e-05 | 0.98058 | 729.8579 | >200 | >100 | Applied Film HZ2CZ3 | Applied Film_Med Office_Gas Reheat_HZ2CZ3 | 0.00030379 | 0.00060459 | 0.0010687 | 0.0017308 | 0.0026156 | 0.0037297 | 0.0050511 | 0.0065194 | 0.0080281 | 0.0094256 | 0.010529 | 0.011152 | 0.011149 | 0.010464 | 0.0091604 | 0.0011227 | 0 | 0 | 0 | 0 | 0.092655 | 0.092655 | 0.091532 | 0.049606 | 0.010053 | 67.6249 | Secondary Glazing Systems | 0.17279 | 0 | x | x | x | x | #REF! | #REF! | 126.1137 | 603.7442
Retro1Slow | Retro | Secondary Glazing Systems | Commercial | HVAC | 9.4168e-05 | 4.7624e-05 | 0.90708 | 761.6557 | >200 | >100 | Applied Film HZ3CZ1 | Applied Film_Med Office_Gas Reheat_HZ3CZ1 | 0.0014051 | 0.0027964 | 0.0049432 | 0.0080055 | 0.012098 | 0.017251 | 0.023363 | 0.030154 | 0.037132 | 0.043596 | 0.048698 | 0.051579 | 0.051569 | 0.0484 | 0.042369 | 0.0051927 | 0 | 0 | 0 | 0 | 0.42855 | 0.42855 | 0.42336 | 0.22944 | 0.046499 | 326.4089 | Secondary Glazing Systems | 0.19947 | 0 | x | x | x | x | #REF! | #REF! | 151.925 | 609.7307
Retro1Slow | Retro | Secondary Glazing Systems | Commercial | HVAC | 0.00011692 | 5.5614e-05 | 1.1006 | 616.1091 | >200 | >100 | Applied Film HZ3CZ2 | Applied Film_Med Office_Gas Reheat_HZ3CZ2 | 0.00034097 | 0.00067858 | 0.0011996 | 0.0019427 | 0.0029357 | 0.0041862 | 0.0056694 | 0.0073173 | 0.0090107 | 0.010579 | 0.011817 | 0.012517 | 0.012514 | 0.011745 | 0.010282 | 0.0012601 | 0 | 0 | 0 | 0 | 0.104 | 0.104 | 0.10273 | 0.055678 | 0.011284 | 64.0723 | Secondary Glazing Systems | 0.22272 | 0 | x | x | x | x | #REF! | #REF! | 137.2205 | 478.8886
Retro1Slow | Retro | Secondary Glazing Systems | Commercial | HVAC | 0.00013278 | 6.218e-05 | 1.2428 | 546.7516 | >200 | >100 | Applied Film HZ3CZ3 | Applied Film_Med Office_Gas Reheat_HZ3CZ3 | 0 | 0 | 0 | 0 | 0 | 0 | 0 | 0 | 0 | 0 | 0 | 0 | 0 | 0 | 0 | 0 | 0 | 0 | 0 | 0 | 0 | 0 | 0 | 0 | 0 | 0 | Secondary Glazing Systems | 0.22664 | 0 | x | x | x | x | #REF! | #REF! | 123.9135 | 422.8381
LO5Med | New | Glass | Commercial | HVAC | 0.0007258 | 0.00036505 | 6.9767 | 43.6601 | 40-50 | 40-100 | Large Off | ThinTriple_Large Off_GAS | 0.022383 | 0.048362 | 0.066076 | 0.091974 | 0.12393 | 0.18913 | 0.26074 | 0.3503 | 0.43777 | 0.47985 | 0.0608 | 0 | 0 | 0 | 0 | 0 | 0 | 0 | 0 | 0 | 2.1313 | 2.1313 | 2.1313 | 2.1313 | 0.54186 | 93.0533 | Glass | 0.79453 | 0 | x | x | x | x | #REF! | #REF! | 34.6893 | 8.9707
LO5Med | New | Glass | Commercial | HVAC | 0.00070907 | 0.00035664 | 6.8458 | 43.8014 | 40-50 | 40-100 | Large Off | ThinTriple_Large Off_HP | 0.0026473 | 0.0057201 | 0.0078152 | 0.010878 | 0.014658 | 0.02237 | 0.030839 | 0.041432 | 0.051777 | 0.056755 | 0.0071912 | 0 | 0 | 0 | 0 | 0 | 0 | 0 | 0 | 0 | 0.25208 | 0.25208 | 0.25208 | 0.25208 | 0.064089 | 11.0416 | Glass | 0.7931 | 0 | x | x | x | x | #REF! | #REF! | 34.7389 | 9.0626
LO5Med | New | Glass | Commercial | HVAC | 0.00067441 | 0.00033921 | 6.5745 | 46.4727 | 40-50 | 40-100 | Large Off | ThinTriple_Large Off_ER | 0.0024462 | 0.0052854 | 0.0072213 | 0.010052 | 0.013544 | 0.02067 | 0.028495 | 0.038283 | 0.047842 | 0.052442 | 0.0066447 | 0 | 0 | 0 | 0 | 0 | 0 | 0 | 0 | 0 | 0.23293 | 0.23293 | 0.23293 | 0.23293 | 0.059218 | 10.8247 | Glass | 0.76113 | 0 | x | x | x | x | #REF! | #REF! | 35.3718 | 11.1009
LO5Med | New | Glass | Commercial | HVAC | 0.00079981 | 0.00044336 | 7.9876 | 38.9228 | 30-40 | <40 | Medium Off | ThinTriple_Medium Off_GAS | 0.02199 | 0.048287 | 0.065747 | 0.08475 | 0.11624 | 0.19013 | 0.25559 | 0.34252 | 0.42845 | 0.4476 | 0.53401 | 0.27404 | 0 | 0 | 0 | 0 | 0 | 0 | 0 | 0 | 2.8093 | 2.8093 | 2.8093 | 2.5353 | 0.52714 | 109.3471 | Glass | 0.85042 | 0 | x | x | x | x | #REF! | #REF! | 33.1006 | 5.8221
LO5Med | New | Glass | Commercial | HVAC | 0.00074597 | 0.0004163 | 7.5664 | 38.635 | 30-40 | <40 | Medium Off | ThinTriple_Medium Off_HP | 0.0002634 | 0.00057838 | 0.00078751 | 0.0010151 | 0.0013923 | 0.0022774 | 0.0030614 | 0.0041027 | 0.0051319 | 0.0053613 | 0.0063963 | 0.0032824 | 0 | 0 | 0 | 0 | 0 | 0 | 0 | 0 | 0.03365 | 0.03365 | 0.03365 | 0.030368 | 0.0063141 | 1.3001 | Glass | 0.85557 | 0 | x | x | x | x | #REF! | #REF! | 33.0548 | 5.5802
LO5Med | New | Glass | Commercial | HVAC | 0.00061176 | 0.00034883 | 6.5163 | 48.2361 | 40-50 | 40-100 | Medium Off | ThinTriple_Medium Off_ER | 0.0011009 | 0.0024175 | 0.0032916 | 0.004243 | 0.0058196 | 0.009519 | 0.012796 | 0.017148 | 0.02145 | 0.022409 | 0.026735 | 0.01372 | 0 | 0 | 0 | 0 | 0 | 0 | 0 | 0 | 0.14065 | 0.14065 | 0.14065 | 0.12693 | 0.026392 | 6.7844 | Glass | 0.7318 | 0 | x | x | x | x | #REF! | #REF! | 35.2994 | 12.9367
LO5Med | New | Glass | Commercial | HVAC | 0.00025631 | 0.00013912 | 2.5382 | 161.8149 | 160-170 | >100 | Small Off | ThinTriple_Small Off_GAS | 0.0015856 | 0.0035194 | 0.0049811 | 0.006652 | 0.0089973 | 0.014196 | 0.018742 | 0.024873 | 0.032151 | 0.034381 | 0.040064 | 0.043525 | 0.041055 | 0.046599 | 0.044184 | 0.048333 | 0.048724 | 0.052917 | 0.045638 | 0.047807 | 0.63164 | 0.60892 | 0.36551 | 0.19014 | 0.039932 | 98.5331 | Glass | 0.26948 | 0 | x | x | x | x | #REF! | #REF! | 43.6066 | 118.2083
LO5Med | New | Glass | Commercial | HVAC | 0.00025631 | 0.00013912 | 2.5382 | 149.6435 | 140-150 | >100 | Small Off | ThinTriple_Small Off_HP | 0.00066832 | 0.0014834 | 0.0020995 | 0.0028037 | 0.0037922 | 0.0059836 | 0.0078995 | 0.010483 | 0.013551 | 0.014491 | 0.016886 | 0.018345 | 0.017304 | 0.019641 | 0.018623 | 0.020371 | 0.020536 | 0.022304 | 0.019236 | 0.02015 | 0.26622 | 0.25665 | 0.15405 | 0.080142 | 0.016831 | 38.4062 | Glass | 0.28906 | 0 | x | x | x | x | #REF! | #REF! | 43.2567 | 106.3868
LO5Med | New | Glass | Commercial | HVAC | -1.01e-05 | 5.1963e-06 | 0.4536 | 933.6002 | >200 | >100 | Small Off | ThinTriple_Small Off_ER | 2.7331e-05 | 6.0663e-05 | 8.5858e-05 | 0.00011466 | 0.00015508 | 0.0002447 | 0.00032305 | 0.00042872 | 0.00055417 | 0.00059261 | 0.00069056 | 0.00075023 | 0.00070764 | 0.00080321 | 0.00076158 | 0.00083309 | 0.00083984 | 0.0009121 | 0.00078665 | 0.00082403 | 0.010887 | 0.010496 | 0.0063001 | 0.0032774 | 0.00068829 | 9.7989 | Glass | 0.046178 | 0 | x | x | x | x | #REF! | #REF! | 43.1121 | 890.4881
LO5Med | New | Glass | Commercial | HVAC | 0.0030641 | 0.0012946 | 27.6555 | -40.8521 | <0 | <40 | Hospital | ThinTriple_Hospital_GAS | 0.019883 | 0.044575 | 0.082017 | 0.14603 | 0.19164 | 0.29677 | 0.37584 | 0.40025 | 0.68046 | 0.72295 | 0.83441 | 0.83514 | 0.90057 | 0.90292 | 0.90675 | 0.91101 | 0.9317 | 0.84586 | 0 | 0 | 10.0288 | 10.0288 | 7.3402 | 3.7948 | 0.78091 | -409.6962 | Glass | 5.721 | 1 | x | x | x | x | 5.721 | 1 | 0 | -40.8521
LO5Med | New | Glass | Commercial | HVAC | 0.0030641 | 0.0012946 | 27.6555 | -4.0575 | <0 | <40 | Hospital | ThinTriple_Hospital_HP | 0.00041423 | 0.00092865 | 0.0017087 | 0.0030424 | 0.0039925 | 0.0061826 | 0.0078301 | 0.0083386 | 0.014176 | 0.015061 | 0.017383 | 0.017399 | 0.018762 | 0.018811 | 0.018891 | 0.018979 | 0.01941 | 0.017622 | 0 | 0 | 0.20893 | 0.20893 | 0.15292 | 0.079059 | 0.016269 | -0.84775 | Glass | 3.3278 | 1 | x | x | x | x | 3.3278 | 1 | 0 | -4.0575
LO5Med | New | Glass | Commercial | HVAC | 0.0030641 | 0.0012946 | 27.6555 | -4.0575 | <0 | <40 | Hospital | ThinTriple_Hospital_ER | 0.00041423 | 0.00092865 | 0.0017087 | 0.0030424 | 0.0039925 | 0.0061826 | 0.0078301 | 0.0083386 | 0.014176 | 0.015061 | 0.017383 | 0.017399 | 0.018762 | 0.018811 | 0.018891 | 0.018979 | 0.01941 | 0.017622 | 0 | 0 | 0.20893 | 0.20893 | 0.15292 | 0.079059 | 0.016269 | -0.84775 | Glass | 3.3278 | 1 | x | x | x | x | 3.3278 | 1 | 0 | -4.0575
LO5Med | New | Glass | Commercial | HVAC | 0.0010592 | 0.00053319 | 10.1846 | 23.3962 | 20-30 | <40 | Lodging | ThinTriple_Lodging_GAS | 0.00057774 | 0.0012784 | 0.0027093 | 0.0057562 | 0.0072679 | 0.012473 | 0.015968 | 0.015518 | 0.027872 | 0.028854 | 0.034067 | 0.033296 | 0.037022 | 0.036409 | 0.0076833 | 0 | 0 | 0 | 0 | 0 | 0.26675 | 0.26675 | 0.26675 | 0.15234 | 0.030062 | 6.241 | Glass | 1.1801 | 1 | x | x | x | x | #REF! | #REF! | 27.6088 | -4.2126
LO5Med | New | Glass | Commercial | HVAC | 0.0010592 | 0.00053319 | 10.1846 | 23.3963 | 20-30 | <40 | Lodging | ThinTriple_Lodging_HP | 0.00051797 | 0.0011461 | 0.002429 | 0.0051607 | 0.006516 | 0.011182 | 0.014316 | 0.013913 | 0.024988 | 0.025869 | 0.030543 | 0.029852 | 0.033192 | 0.032643 | 0.0068885 | 0 | 0 | 0 | 0 | 0 | 0.23916 | 0.23916 | 0.23916 | 0.13658 | 0.026952 | 5.5954 | Glass | 1.1801 | 1 | x | x | x | x | #REF! | #REF! | 27.6088 | -4.2126
LO5Med | New | Glass | Commercial | HVAC | 0.00088962 | 0.00044795 | 8.8578 | 30.0371 | 30-40 | <40 | Lodging | ThinTriple_Lodging_ER | 0.00077971 | 0.0017253 | 0.0036564 | 0.0077685 | 0.0098086 | 0.016833 | 0.02155 | 0.020943 | 0.037615 | 0.038941 | 0.045976 | 0.044936 | 0.049964 | 0.049137 | 0.010369 | 0 | 0 | 0 | 0 | 0 | 0.36 | 0.36 | 0.36 | 0.2056 | 0.040571 | 10.8134 | Glass | 1.0237 | 1 | x | x | x | x | #REF! | #REF! | 30.7489 | -0.71173
LO5Med | New | Glass | Commercial | HVAC | 0.00090079 | 0.00048163 | 8.867 | 33.4043 | 30-40 | <40 | Residential Care | ThinTriple_Residential Care_GAS | 0.0048336 | 0.010798 | 0.022846 | 0.050598 | 0.062628 | 0.11148 | 0.14178 | 0.13643 | 0.24731 | 0.25378 | 0.30363 | 0.29512 | 0.12827 | 0 | 0 | 0 | 0 | 0 | 0 | 0 | 1.7695 | 1.7695 | 1.7695 | 1.3461 | 0.26318 | 59.1088 | Glass | 0.94586 | 0 | x | x | x | x | #REF! | #REF! | 31.5958 | 1.8085
LO5Med | New | Glass | Commercial | HVAC | 0.00084767 | 0.00045493 | 8.4514 | 32.4869 | 30-40 | <40 | Residential Care | ThinTriple_Residential Care_HP | 0.00035899 | 0.00080196 | 0.0016968 | 0.0037579 | 0.0046513 | 0.0082795 | 0.01053 | 0.010132 | 0.018367 | 0.018848 | 0.02255 | 0.021919 | 0.0095267 | 0 | 0 | 0 | 0 | 0 | 0 | 0 | 0.13142 | 0.13142 | 0.13142 | 0.099974 | 0.019546 | 4.2694 | Glass | 0.96437 | 0 | x | x | x | x | #REF! | #REF! | 31.3295 | 1.1574
LO5Med | New | Glass | Commercial | HVAC | 0.00072722 | 0.00039438 | 7.5089 | 39.1928 | 30-40 | <40 | Residential Care | ThinTriple_Residential Care_ER | 0.00090371 | 0.0020188 | 0.0042714 | 0.0094599 | 0.011709 | 0.020843 | 0.026507 | 0.025507 | 0.046237 | 0.047447 | 0.056768 | 0.055178 | 0.023982 | 0 | 0 | 0 | 0 | 0 | 0 | 0 | 0.33083 | 0.33083 | 0.33083 | 0.25167 | 0.049206 | 12.9662 | Glass | 0.8533 | 0 | x | x | x | x | #REF! | #REF! | 33.4433 | 5.7495
LO5Med | NR | Glass | Commercial | HVAC | 0.0007258 | 0.00036505 | 6.9767 | 43.6601 | 40-50 | 40-100 | Large Off | ThinTriple_Large Off_GAS | 0.039355 | 0.087413 | 0.14593 | 0.21352 | 0.29024 | 0.37954 | 0.47702 | 0.57604 | 0.66868 | 0.74756 | 0.80772 | 0.84799 | 0.87092 | 0.88017 | 0.87753 | 0.8749 | 0.87227 | 0.86965 | 0.86704 | 0.86444 | 107.1529 | 12.2579 | 7.9096 | 4.433 | 1.156 | 535.1814 | Glass | 0.79453 | 0 | x | x | x | x | #REF! | #REF! | 34.6893 | 8.9707
LO5Med | NR | Glass | Commercial | HVAC | 0.00070907 | 0.00035664 | 6.8458 | 43.8014 | 40-50 | 40-100 | Large Off | ThinTriple_Large Off_HP | 0.0046547 | 0.010339 | 0.01726 | 0.025254 | 0.034328 | 0.04489 | 0.05642 | 0.068131 | 0.079089 | 0.088418 | 0.095534 | 0.1003 | 0.10301 | 0.1041 | 0.10379 | 0.10348 | 0.10317 | 0.10286 | 0.10255 | 0.10224 | 12.6736 | 1.4498 | 0.93552 | 0.52432 | 0.13673 | 63.5041 | Glass | 0.7931 | 0 | x | x | x | x | #REF! | #REF! | 34.7389 | 9.0626
LO5Med | NR | Glass | Commercial | HVAC | 0.00067441 | 0.00033921 | 6.5745 | 46.4727 | 40-50 | 40-100 | Large Off | ThinTriple_Large Off_ER | 0.004301 | 0.0095531 | 0.015948 | 0.023335 | 0.031719 | 0.041478 | 0.052132 | 0.062953 | 0.073079 | 0.081699 | 0.088273 | 0.092675 | 0.09518 | 0.096191 | 0.095903 | 0.095615 | 0.095328 | 0.095042 | 0.094757 | 0.094473 | 11.7105 | 1.3396 | 0.86442 | 0.48447 | 0.12633 | 62.2564 | Glass | 0.76113 | 0 | x | x | x | x | #REF! | #REF! | 35.3718 | 11.1009
LO5Med | NR | Glass | Commercial | HVAC | 0.00079981 | 0.00044336 | 7.9876 | 38.9228 | 30-40 | <40 | Medium Off | ThinTriple_Medium Off_GAS | 0.026578 | 0.059034 | 0.098552 | 0.1442 | 0.19601 | 0.25632 | 0.32216 | 0.38903 | 0.4516 | 0.50486 | 0.54549 | 0.57269 | 0.58818 | 0.59442 | 0.59264 | 0.59086 | 0.58909 | 0.58732 | 0.58556 | 0.5838 | 141.2409 | 8.2784 | 5.3418 | 2.9938 | 0.78069 | 322.2178 | Glass | 0.85042 | 0 | x | x | x | x | #REF! | #REF! | 33.1006 | 5.8221
LO5Med | NR | Glass | Commercial | HVAC | 0.00074597 | 0.0004163 | 7.5664 | 38.635 | 30-40 | <40 | Medium Off | ThinTriple_Medium Off_HP | 0.00031835 | 0.00070711 | 0.0011805 | 0.0017272 | 0.0023478 | 0.0030702 | 0.0038588 | 0.0046597 | 0.0054092 | 0.0060472 | 0.0065339 | 0.0068597 | 0.0070451 | 0.00712 | 0.0070986 | 0.0070773 | 0.0070561 | 0.0070349 | 0.0070138 | 0.0069928 | 1.6918 | 0.099158 | 0.063983 | 0.03586 | 0.0093511 | 3.831 | Glass | 0.85557 | 0 | x | x | x | x | #REF! | #REF! | 33.0548 | 5.5802
LO5Med | NR | Glass | Commercial | HVAC | 0.00061176 | 0.00034883 | 6.5163 | 48.2361 | 40-50 | 40-100 | Medium Off | ThinTriple_Medium Off_ER | 0.0013307 | 0.0029556 | 0.0049341 | 0.0072194 | 0.0098134 | 0.012833 | 0.016129 | 0.019477 | 0.022609 | 0.025276 | 0.02731 | 0.028672 | 0.029447 | 0.02976 | 0.029671 | 0.029582 | 0.029493 | 0.029405 | 0.029316 | 0.029228 | 7.0713 | 0.41446 | 0.26744 | 0.14989 | 0.039086 | 19.992 | Glass | 0.7318 | 0 | x | x | x | x | #REF! | #REF! | 35.2994 | 12.9367
LO5Med | NR | Glass | Commercial | HVAC | 0.00025631 | 0.00013912 | 2.5382 | 161.8149 | 160-170 | >100 | Small Off | ThinTriple_Small Off_GAS | 0.0055142 | 0.012248 | 0.020447 | 0.029917 | 0.040667 | 0.053179 | 0.066838 | 0.080712 | 0.093694 | 0.10475 | 0.11317 | 0.11882 | 0.12203 | 0.12333 | 0.12296 | 0.12259 | 0.12222 | 0.12185 | 0.12149 | 0.12112 | 31.756 | 1.7175 | 1.1083 | 0.62114 | 0.16197 | 277.9227 | Glass | 0.26948 | 0 | x | x | x | x | #REF! | #REF! | 43.6066 | 118.2083
LO5Med | NR | Glass | Commercial | HVAC | 0.00025631 | 0.00013912 | 2.5382 | 149.6435 | 140-150 | >100 | Small Off | ThinTriple_Small Off_HP | 0.0023242 | 0.0051623 | 0.008618 | 0.01261 | 0.01714 | 0.022414 | 0.028171 | 0.034019 | 0.03949 | 0.044148 | 0.047701 | 0.050079 | 0.051434 | 0.05198 | 0.051824 | 0.051668 | 0.051513 | 0.051359 | 0.051205 | 0.051051 | 13.3846 | 0.72391 | 0.46711 | 0.2618 | 0.068268 | 108.3286 | Glass | 0.28906 | 0 | x | x | x | x | #REF! | #REF! | 43.2567 | 106.3868
LO5Med | NR | Glass | Commercial | HVAC | -1.01e-05 | 5.1963e-06 | 0.4536 | 933.6002 | >200 | >100 | Small Off | ThinTriple_Small Off_ER | 9.5047e-05 | 0.00021111 | 0.00035243 | 0.00051567 | 0.00070095 | 0.00091663 | 0.0011521 | 0.0013912 | 0.001615 | 0.0018054 | 0.0019507 | 0.002048 | 0.0021034 | 0.0021257 | 0.0021193 | 0.002113 | 0.0021066 | 0.0021003 | 0.002094 | 0.0020877 | 0.54736 | 0.029604 | 0.019103 | 0.010706 | 0.0027918 | 27.6387 | Glass | 0.046178 | 0 | x | x | x | x | #REF! | #REF! | 43.1121 | 890.4881
LO5Med | NR | Glass | Commercial | HVAC | 0.0030641 | 0.0012946 | 27.6555 | -40.8521 | <0 | <40 | Hospital | ThinTriple_Hospital_GAS | 0.099441 | 0.22052 | 0.36755 | 0.53692 | 0.72867 | 0.95134 | 1.1938 | 1.4393 | 1.6681 | 1.8618 | 2.0084 | 2.1052 | 2.1586 | 2.1781 | 2.168 | 2.1581 | 2.1481 | 2.1382 | 2.1284 | 2.1186 | 504.2021 | 30.3771 | 19.6856 | 11.0758 | 2.9044 | -1240.9683 | Glass | 5.721 | 1 | x | x | x | x | 5.721 | 1 | 0 | -40.8521
LO5Med | NR | Glass | Commercial | HVAC | 0.0030641 | 0.0012946 | 27.6555 | -4.0575 | <0 | <40 | Hospital | ThinTriple_Hospital_HP | 0.0020717 | 0.0045942 | 0.0076572 | 0.011186 | 0.015181 | 0.01982 | 0.02487 | 0.029984 | 0.034751 | 0.038788 | 0.041842 | 0.043858 | 0.044971 | 0.045376 | 0.045167 | 0.04496 | 0.044753 | 0.044547 | 0.044342 | 0.044138 | 10.5042 | 0.63286 | 0.41012 | 0.23074 | 0.060509 | -2.5678 | Glass | 3.3278 | 1 | x | x | x | x | 3.3278 | 1 | 0 | -4.0575
LO5Med | NR | Glass | Commercial | HVAC | 0.0030641 | 0.0012946 | 27.6555 | -4.0575 | <0 | <40 | Hospital | ThinTriple_Hospital_ER | 0.0020717 | 0.0045942 | 0.0076572 | 0.011186 | 0.015181 | 0.01982 | 0.02487 | 0.029984 | 0.034751 | 0.038788 | 0.041842 | 0.043858 | 0.044971 | 0.045376 | 0.045167 | 0.04496 | 0.044753 | 0.044547 | 0.044342 | 0.044138 | 10.5042 | 0.63286 | 0.41012 | 0.23074 | 0.060509 | -2.5678 | Glass | 3.3278 | 1 | x | x | x | x | 3.3278 | 1 | 0 | -4.0575
LO5Med | NR | Glass | Commercial | HVAC | 0.0010592 | 0.00053319 | 10.1846 | 23.3962 | 20-30 | <40 | Lodging | ThinTriple_Lodging_GAS | 0.0017626 | 0.0039088 | 0.0065149 | 0.009517 | 0.012916 | 0.016863 | 0.02116 | 0.025511 | 0.029567 | 0.033001 | 0.0356 | 0.037315 | 0.038262 | 0.038606 | 0.038429 | 0.038252 | 0.038076 | 0.037901 | 0.037727 | 0.037553 | 13.411 | 0.53844 | 0.34893 | 0.19632 | 0.051482 | 12.5975 | Glass | 1.1801 | 1 | x | x | x | x | #REF! | #REF! | 27.6088 | -4.2126
LO5Med | NR | Glass | Commercial | HVAC | 0.0010592 | 0.00053319 | 10.1846 | 23.3963 | 20-30 | <40 | Lodging | ThinTriple_Lodging_HP | 0.0015803 | 0.0035044 | 0.0058409 | 0.0085325 | 0.01158 | 0.015118 | 0.018971 | 0.022872 | 0.026508 | 0.029587 | 0.031917 | 0.033455 | 0.034304 | 0.034613 | 0.034453 | 0.034295 | 0.034137 | 0.03398 | 0.033824 | 0.033668 | 12.0237 | 0.48274 | 0.31284 | 0.17601 | 0.046156 | 11.2943 | Glass | 1.1801 | 1 | x | x | x | x | #REF! | #REF! | 27.6088 | -4.2126
LO5Med | NR | Glass | Commercial | HVAC | 0.00088962 | 0.00044795 | 8.8578 | 30.0371 | 30-40 | <40 | Lodging | ThinTriple_Lodging_ER | 0.0023788 | 0.0052752 | 0.0087923 | 0.012844 | 0.017431 | 0.022758 | 0.028557 | 0.034429 | 0.039903 | 0.044538 | 0.048045 | 0.050359 | 0.051638 | 0.052103 | 0.051863 | 0.051624 | 0.051387 | 0.05115 | 0.050915 | 0.050681 | 18.0993 | 0.72667 | 0.47091 | 0.26495 | 0.069479 | 21.8271 | Glass | 1.0237 | 1 | x | x | x | x | #REF! | #REF! | 30.7489 | -0.71173
LO5Med | NR | Glass | Commercial | HVAC | 0.00090079 | 0.00048163 | 8.867 | 33.4043 | 30-40 | <40 | Residential Care | ThinTriple_Residential Care_GAS | 0.0082801 | 0.018362 | 0.030604 | 0.044707 | 0.060674 | 0.079215 | 0.099401 | 0.11984 | 0.13889 | 0.15503 | 0.16723 | 0.17529 | 0.17974 | 0.18136 | 0.18052 | 0.17969 | 0.17887 | 0.17804 | 0.17723 | 0.17641 | 88.9625 | 2.5294 | 1.6392 | 0.92224 | 0.24184 | 84.4927 | Glass | 0.94586 | 0 | x | x | x | x | #REF! | #REF! | 31.5958 | 1.8085
LO5Med | NR | Glass | Commercial | HVAC | 0.00084767 | 0.00045493 | 8.4514 | 32.4869 | 30-40 | <40 | Residential Care | ThinTriple_Residential Care_HP | 0.00061496 | 0.0013637 | 0.002273 | 0.0033204 | 0.0045062 | 0.0058832 | 0.0073825 | 0.0089006 | 0.010316 | 0.011514 | 0.01242 | 0.013019 | 0.013349 | 0.013469 | 0.013407 | 0.013346 | 0.013284 | 0.013223 | 0.013162 | 0.013102 | 6.6072 | 0.18786 | 0.12174 | 0.068494 | 0.017961 | 6.1029 | Glass | 0.96437 | 0 | x | x | x | x | #REF! | #REF! | 31.3295 | 1.1574
LO5Med | NR | Glass | Commercial | HVAC | 0.00072722 | 0.00039438 | 7.5089 | 39.1928 | 30-40 | <40 | Residential Care | ThinTriple_Residential Care_ER | 0.0015481 | 0.003433 | 0.0057219 | 0.0083586 | 0.011344 | 0.01481 | 0.018584 | 0.022406 | 0.025968 | 0.028984 | 0.031267 | 0.032773 | 0.033605 | 0.033907 | 0.033751 | 0.033596 | 0.033442 | 0.033288 | 0.033135 | 0.032982 | 16.6327 | 0.4729 | 0.30646 | 0.17243 | 0.045216 | 18.5344 | Glass | 0.8533 | 0 | x | x | x | x | #REF! | #REF! | 33.4433 | 5.7495
Retro1Slow | Retro | Utility Distribution System | Utility | Utility Distribution Sytem | 0.00018918 | 0.00019691 | 1.7102 | 4.5994 | 0-10 | <40 | Utility System | EMC-1 LDC with no VVO | 0.096223 | 0.18994 | 0.33523 | 0.54368 | 0.80791 | 1.1706 | 1.5685 | 1.9852 | 2.4132 | 2.8519 | 3.2296 | 3.3427 | 3.3982 | 3.2276 | 2.8079 | 1.3289 | 0 | 0 | 0 | 0 | 29.2973 | 29.2973 | 27.9684 | 15.1919 | 3.1436 | 134.7487 | Utility Distribution System | 2.092 | 1 |  |  |  | x | #REF! | #REF! | 9.6217 | -5.0223
Retro1Slow | Retro | Utility Distribution System | Utility | Utility Distribution Sytem | 0.0010516 | 0.0010516 | 9.1332 | 36.596 | 30-40 | <40 | Utility System | ECM-2 & ECM-3 LDC with VVO & AMI | 0.51388 | 1.0144 | 1.7903 | 2.9035 | 4.3147 | 6.2514 | 8.3764 | 10.602 | 12.8881 | 15.2305 | 17.2477 | 17.8518 | 18.1484 | 17.2374 | 14.9959 | 7.097 | 0 | 0 | 0 | 0 | 156.4635 | 156.4635 | 149.3665 | 81.1329 | 16.7883 | 5725.9345 | Utility Distribution System | 0.91025 | 0 |  |  |  | x | #REF! | #REF! | 33.3116 | 3.2844
Retro12Med | Retro | Compressed Air | Industrial | Compressed Air | 11179.1257 | 5919.931 | 87754130.9308 | 20.5926 | 20-30 | <40 | Industrial | Air Compressor Demand Reduction | 0.93132 | 0.93132 | 0.93132 | 0.93132 | 0.93132 | 0.83819 | 0.67055 | 0.53644 | 0.42915 | 0.34332 | 0.27466 | 0.21973 | 0.17578 | 0.14062 | 0.1125 | 0.09 | 0.00061387 | 0.00021924 | 7.474e-05 | 2.4372e-05 | 8.515 | 8.4885 | 8.3975 | 7.7489 | 5.4948 | 174.7998 | Compressed Air | 1.2484 | 1 |  |  |  | x | #REF! | #REF! | 25.708 | -5.1154
Retro5Med | Retro | All Electric | Industrial | All Electric | 129091.2567 | 68360.5637 | 1013343202.126 | -12.0202 | <0 | <40 | Industrial | Energy Management | 4.228 | 5.1914 | 6.3527 | 7.3745 | 8.4116 | 9.8341 | 10.7882 | 11.0209 | 10.3859 | 8.9275 | 6.9085 | 4.5722 | 2.6548 | 1.2782 | 0.39817 | 0 | 0 | 0 | 0 | 0 | 98.3267 | 98.3267 | 98.3267 | 89.4233 | 41.3923 | -1181.9028 | All Electric | 2.5687 | 1 |  |  |  | x | 2.5687 | 1 | 0 | -12.0202
Retro12Med | Retro | Lighting | Industrial | Lighting | 13638.2829 | 5557.4683 | 123278750.2481 | 48.8581 | 40-50 | 40-100 | Industrial | HighBay Lighting 1 Shift | 1.3083 | 1.3083 | 1.3083 | 1.3083 | 1.3083 | 1.1775 | 0.942 | 0.7536 | 0.60288 | 0.48231 | 0.38584 | 0.30868 | 0.24694 | 0.19755 | 0.15804 | 0.12643 | 0.00086237 | 0.00030799 | 0.000105 | 3.4238e-05 | 11.962 | 11.9248 | 11.797 | 10.8858 | 7.7192 | 582.6215 | Lighting | 0.76153 | 0 |  |  |  | x | #REF! | #REF! | 37.2068 | 11.6513
Retro12Med | Retro | Lighting | Industrial | Lighting | 18740.2259 | 8607.5545 | 171324633.6048 | 34.0906 | 30-40 | <40 | Industrial | HighBay Lighting 2 Shift | 1.8182 | 1.8182 | 1.8182 | 1.8182 | 1.8182 | 1.6364 | 1.3091 | 1.0473 | 0.83784 | 0.67028 | 0.53622 | 0.42898 | 0.34318 | 0.27454 | 0.21964 | 0.17571 | 0.0011985 | 0.00042802 | 0.00014592 | 4.7582e-05 | 16.624 | 16.5723 | 16.3947 | 15.1284 | 10.7276 | 564.9584 | Lighting | 0.94369 | 0 |  |  |  | x | #REF! | #REF! | 32.1711 | 1.9195
Retro12Med | Retro | Lighting | Industrial | Lighting | 32375.4893 | 17144.5128 | 254141781.6451 | 23.3832 | 20-30 | <40 | Industrial | HighBay Lighting 3 Shift | 2.6972 | 2.6972 | 2.6972 | 2.6972 | 2.6972 | 2.4274 | 1.942 | 1.5536 | 1.2429 | 0.99428 | 0.79543 | 0.63634 | 0.50907 | 0.40726 | 0.32581 | 0.26065 | 0.0017778 | 0.00063493 | 0.00021645 | 7.0582e-05 | 24.6599 | 24.5832 | 24.3198 | 22.4414 | 15.9133 | 574.8321 | Lighting | 1.2235 | 1 |  |  |  | x | #REF! | #REF! | 28.6097 | -5.2266
Retro12Med | Retro | Lighting | Industrial | Lighting | 9083.4845 | 3701.432 | 82107155.7703 | 1.6184 | 0-10 | <40 | Industrial | Efficient Lighting 1 Shift | 0.87139 | 0.87139 | 0.87139 | 0.87139 | 0.87139 | 0.78425 | 0.6274 | 0.50192 | 0.40154 | 0.32123 | 0.25698 | 0.20559 | 0.16447 | 0.13158 | 0.10526 | 0.084208 | 0.00057436 | 0.00020513 | 6.9931e-05 | 2.2804e-05 | 7.967 | 7.9422 | 7.8572 | 7.2503 | 5.1412 | 12.8538 | Lighting | 2.3146 | 1 |  |  |  | x | #REF! | #REF! | 3.7459 | -2.1275
Retro12Med | Retro | Lighting | Industrial | Lighting | 13277.9129 | 6098.665 | 121387734.5699 | -1.9013 | <0 | <40 | Industrial | Efficient Lighting 2 Shift | 1.2883 | 1.2883 | 1.2883 | 1.2883 | 1.2883 | 1.1594 | 0.92755 | 0.74204 | 0.59363 | 0.47491 | 0.37993 | 0.30394 | 0.24315 | 0.19452 | 0.15562 | 0.12449 | 0.00084914 | 0.00030327 | 0.00010339 | 3.3713e-05 | 11.7785 | 11.7419 | 11.6161 | 10.7188 | 7.6008 | -22.3253 | Lighting | 2.8264 | 1 |  |  |  | x | 2.8264 | 1 | 0 | -1.9013
Retro12Med | Retro | Lighting | Industrial | Lighting | 24598.2832 | 13026.0759 | 193092109.7668 | -7.3903 | <0 | <40 | Industrial | Efficient Lighting 3 Shift | 2.0493 | 2.0493 | 2.0493 | 2.0493 | 2.0493 | 1.8443 | 1.4755 | 1.1804 | 0.9443 | 0.75544 | 0.60435 | 0.48348 | 0.38678 | 0.30943 | 0.24754 | 0.19803 | 0.0013507 | 0.00048241 | 0.00016446 | 5.3627e-05 | 18.7361 | 18.6778 | 18.4777 | 17.0505 | 12.0906 | -138.0347 | Lighting | 3.8433 | 1 |  |  |  | x | 3.8433 | 1 | 0 | -7.3903
Retro12Med | Retro | Lighting | Industrial | Lighting | 49704.9456 | 26321.3651 | 390174904.2275 | 50.1362 | 50-60 | 40-100 | Industrial | Lighting Controls | 4.1409 | 4.1409 | 4.1409 | 4.1409 | 4.1409 | 3.7268 | 2.9814 | 2.3851 | 1.9081 | 1.5265 | 1.2212 | 0.97695 | 0.78156 | 0.62525 | 0.5002 | 0.40016 | 0.0027294 | 0.00097478 | 0.00033231 | 0.00010836 | 37.8594 | 37.7417 | 37.3374 | 34.4534 | 24.4311 | 1892.2257 | Lighting | 0.72937 | 0 |  |  |  | x | #REF! | #REF! | 36.5681 | 13.5682
Retro12Med | Retro | Low Temp Refer | Industrial | Low Temp Refer | 20181.7816 | 18448.2904 | 182404425.6992 | 27.8085 | 20-30 | <40 | Industrial | Refrigeration Retrofit (low temp) | 1.9358 | 1.9358 | 1.9358 | 1.9358 | 1.9358 | 1.7422 | 1.3938 | 1.115 | 0.89203 | 0.71362 | 0.5709 | 0.45672 | 0.36538 | 0.2923 | 0.23384 | 0.18707 | 0.001276 | 0.00045571 | 0.00015535 | 5.0659e-05 | 17.6991 | 17.644 | 17.455 | 16.1068 | 11.4214 | 490.6527 | Low Temp Refer | 1.0908 | 1 |  |  |  | x | #REF! | #REF! | 30.3333 | -2.5248
Retro12Med | Retro | Med Temp Refer | Industrial | Med Temp Refer | 9709.6695 | 8875.6685 | 87756706.7497 | 27.8085 | 20-30 | <40 | Industrial | Refrigeration Retrofit (med temp) | 0.93135 | 0.93135 | 0.93135 | 0.93135 | 0.93135 | 0.83821 | 0.67057 | 0.53646 | 0.42916 | 0.34333 | 0.27467 | 0.21973 | 0.17579 | 0.14063 | 0.1125 | 0.090002 | 0.00061389 | 0.00021924 | 7.4743e-05 | 2.4373e-05 | 8.5152 | 8.4887 | 8.3978 | 7.7491 | 5.4949 | 236.0582 | Med Temp Refer | 1.0908 | 1 |  |  |  | x | #REF! | #REF! | 30.3333 | -2.5248
Retro12Med | Retro | All Electric | Industrial | All Electric | 16199.8121 | 16700.3104 | 131916658.5385 | 22.8178 | 20-30 | <40 | WaterSupply | WaterSupply | 1.4 | 1.4 | 1.4 | 1.4 | 1.4 | 1.26 | 1.008 | 0.80641 | 0.64512 | 0.5161 | 0.41288 | 0.3303 | 0.26424 | 0.21139 | 0.16912 | 0.13529 | 0.0009228 | 0.00032957 | 0.00011235 | 3.6637e-05 | 12.8001 | 12.7603 | 12.6236 | 11.6486 | 8.2601 | 291.162 | All Electric | 1.1825 | 1 |  |  |  | x | #REF! | #REF! | 26.9828 | -4.165
Retro12Med | Retro | All Electric | Industrial | All Electric | 44721.796 | 46103.4898 | 364173969.1558 | 46.7791 | 40-50 | 40-100 | Wastewater | Wastewater | 3.8649 | 3.8649 | 3.8649 | 3.8649 | 3.8649 | 3.4784 | 2.7827 | 2.2262 | 1.781 | 1.4248 | 1.1398 | 0.91185 | 0.72948 | 0.58358 | 0.46687 | 0.37349 | 0.0025475 | 0.00090982 | 0.00031017 | 0.00010114 | 35.3365 | 35.2266 | 34.8492 | 32.1575 | 22.803 | 1647.8686 | All Electric | 0.77787 | 0 |  |  |  | x | #REF! | #REF! | 36.388 | 10.3911
Retro12Med | Retro | Fans and Blowers | Industrial | Fans and Blowers | 17569.3708 | 9303.8996 | 137916408.3826 | 46.9525 | 40-50 | 40-100 | Industrial | Fan Optimization | 1.4637 | 1.4637 | 1.4637 | 1.4637 | 1.4637 | 1.3173 | 1.0539 | 0.84308 | 0.67447 | 0.53957 | 0.43166 | 0.34533 | 0.27626 | 0.22101 | 0.17681 | 0.14145 | 0.00096477 | 0.00034456 | 0.00011746 | 3.8303e-05 | 13.3823 | 13.3407 | 13.1978 | 12.1784 | 8.6357 | 626.3785 | Fans and Blowers | 0.77648 | 0 |  |  |  | x | #REF! | #REF! | 36.4576 | 10.495
RetroEven20 | Retro | Pumps | Industrial | Pumps | 51002.887 | 27008.6929 | 400363511.2448 | -14.3315 | <0 | <40 | Industrial | Pump Optimization | 1.9424 | 1.9424 | 1.9424 | 1.9424 | 1.9424 | 1.9424 | 1.9424 | 1.9424 | 1.9424 | 1.9424 | 1.9424 | 1.9424 | 1.9424 | 1.9424 | 1.9424 | 1.9424 | 1.9424 | 1.9424 | 1.9424 | 1.9424 | 38.8481 | 38.8481 | 29.136 | 21.3664 | 11.6544 | -556.7524 | Pumps | 7.1046 | 1 |  |  |  | x | 7.1046 | 1 | 0 | -14.3315
Retro5Med | Retro | All Electric | Industrial | All Electric | 3388.7189 | 1794.5037 | 26600835.5881 | 47.4038 | 40-50 | 40-100 | Industrial | Fork Lift Battery Charger | 0.11099 | 0.13628 | 0.16676 | 0.19358 | 0.22081 | 0.25815 | 0.2832 | 0.2893 | 0.27263 | 0.23435 | 0.18135 | 0.12002 | 0.069691 | 0.033555 | 0.010452 | 0 | 0 | 0 | 0 | 0 | 2.5811 | 2.5811 | 2.5811 | 2.3474 | 1.0866 | 122.3553 | All Electric | 0.76479 | 0 |  |  |  | x | #REF! | #REF! | 36.254 | 11.1497
Retro12Med | Retro | HVAC | Industrial | HVAC | 29183.0329 | 21606.6133 | 331040682.8297 | 6.0313 | 0-10 | <40 | Industrial | HVAC | 3.5133 | 3.5133 | 3.5133 | 3.5133 | 3.5133 | 3.162 | 2.5296 | 2.0236 | 1.6189 | 1.2951 | 1.0361 | 0.82889 | 0.66311 | 0.53049 | 0.42439 | 0.33951 | 0.0023157 | 0.00082705 | 0.00028195 | 9.194e-05 | 32.1215 | 32.0216 | 31.6786 | 29.2317 | 20.7283 | 193.1315 | HVAC | 2.1008 | 1 |  |  |  | x | #REF! | #REF! | 12.6704 | -6.6391
RetroEven20 | Retro | Material Processing | Industrial | Material Processing | 5899.9728 | 3124.3438 | 46313728.155 | -96.7871 | <0 | <40 | Industrial | Elec Chip Fab: Exhaust Injector | 0.2247 | 0.2247 | 0.2247 | 0.2247 | 0.2247 | 0.2247 | 0.2247 | 0.2247 | 0.2247 | 0.2247 | 0.2247 | 0.2247 | 0.2247 | 0.2247 | 0.2247 | 0.2247 | 0.2247 | 0.2247 | 0.2247 | 0.2247 | 4.4939 | 4.4939 | 3.3704 | 2.4717 | 1.3482 | -434.9529 | Material Processing | 2.7794 | 1 |  |  |  | x | 2.7794 | 1 | 0 | -96.7871
Retro5Med | Retro | Material Processing | Industrial | Material Processing | 2259.8654 | 1196.7168 | 17739538.156 | -85.327 | <0 | <40 | Industrial | Elec Chip Fab: Solidstate Chiller | 0.074016 | 0.09088 | 0.11121 | 0.1291 | 0.14725 | 0.17216 | 0.18886 | 0.19293 | 0.18181 | 0.15628 | 0.12094 | 0.080041 | 0.046475 | 0.022377 | 0.0069704 | 0 | 0 | 0 | 0 | 0 | 1.7213 | 1.7213 | 1.7213 | 1.5654 | 0.72461 | -146.8736 | Material Processing | 2.202 | 1 |  |  |  | x | 2.202 | 1 | 0 | -85.327
RetroEven20 | Retro | Med Temp Refer | Industrial | Med Temp Refer | 20190.8482 | 18456.5782 | 182486370.3789 | 18.6787 | 10-20 | <40 | Industrial | Fruit Storage Refer Retrofit | 0.88535 | 0.88535 | 0.88535 | 0.88535 | 0.88535 | 0.88535 | 0.88535 | 0.88535 | 0.88535 | 0.88535 | 0.88535 | 0.88535 | 0.88535 | 0.88535 | 0.88535 | 0.88535 | 0.88535 | 0.88535 | 0.88535 | 0.88535 | 17.707 | 17.707 | 13.2803 | 9.7389 | 5.3121 | 330.7445 | Med Temp Refer | 1.352 | 1 |  |  |  | x | #REF! | #REF! | 25.2537 | -6.5749
RetroEven20 | Retro | Material Processing | Industrial | Material Processing | 1381.7987 | 1442.8149 | 13139662.3023 | 16.1258 | 10-20 | <40 | Panel | Panel: Hydraulic Press | 0.063748 | 0.063748 | 0.063748 | 0.063748 | 0.063748 | 0.063748 | 0.063748 | 0.063748 | 0.063748 | 0.063748 | 0.063748 | 0.063748 | 0.063748 | 0.063748 | 0.063748 | 0.063748 | 0.063748 | 0.063748 | 0.063748 | 0.063748 | 1.275 | 1.275 | 0.95623 | 0.70123 | 0.38249 | 20.5598 | Material Processing | 1.4212 | 1 |  |  |  | x | #REF! | #REF! | 22.9186 | -6.7929
Retro5Med | Retro | Material Handling | Industrial | Material Handling | 7294.6866 | 7616.7988 | 69365908.1541 | -16.2396 | <0 | <40 | Wood | Wood: Replace Pneumatic Conveyor | 0.28942 | 0.35536 | 0.43486 | 0.5048 | 0.57579 | 0.67317 | 0.73848 | 0.75441 | 0.71094 | 0.61111 | 0.4729 | 0.31298 | 0.18173 | 0.087499 | 0.027256 | 0 | 0 | 0 | 0 | 0 | 6.7307 | 6.7307 | 6.7307 | 6.1212 | 2.8334 | -109.3038 | Material Handling | 21.2369 | 1 |  |  |  | x | 21.2369 | 1 | 0 | -16.2396
Retro5Med | Retro | Material Handling | Industrial | Material Handling | 798.1702 | 833.4151 | 7589880.6209 | -16.0058 | <0 | <40 | Wood | Wood: Process Optimization | 0.031668 | 0.038883 | 0.047581 | 0.055235 | 0.063002 | 0.073657 | 0.080803 | 0.082546 | 0.077789 | 0.066867 | 0.051744 | 0.034245 | 0.019884 | 0.009574 | 0.0029823 | 0 | 0 | 0 | 0 | 0 | 0.73646 | 0.73646 | 0.73646 | 0.66977 | 0.31003 | -11.7877 | Material Handling | 19.2941 | 1 |  |  |  | x | 19.2941 | 1 | 0 | -16.0058
RetroEven20 | Retro | Melting and Casting | Industrial | Melting and Casting | 145.0415 | 76.8071 | 1138549.8451 | -7.0496 | <0 | <40 | MetalFab | Metal: New Arc Furnace | 0.0055238 | 0.0055238 | 0.0055238 | 0.0055238 | 0.0055238 | 0.0055238 | 0.0055238 | 0.0055238 | 0.0055238 | 0.0055238 | 0.0055238 | 0.0055238 | 0.0055238 | 0.0055238 | 0.0055238 | 0.0055238 | 0.0055238 | 0.0055238 | 0.0055238 | 0.0055238 | 0.11048 | 0.11048 | 0.082857 | 0.060762 | 0.033143 | -0.77881 | Melting and Casting | 3.5869 | 1 |  |  |  | x | 3.5869 | 1 | 0 | -7.0496
RetroEven20 | Retro | Material Processing | Industrial | Material Processing | 2352.1935 | 1245.6093 | 18464297.0296 | 67.214 | 60-70 | 40-100 | MechPulp | Mech Pulp: Refiner Optimization | 0.089581 | 0.089581 | 0.089581 | 0.089581 | 0.089581 | 0.089581 | 0.089581 | 0.089581 | 0.089581 | 0.089581 | 0.089581 | 0.089581 | 0.089581 | 0.089581 | 0.089581 | 0.089581 | 0.089581 | 0.089581 | 0.089581 | 0.089581 | 1.7916 | 1.7916 | 1.3437 | 0.98539 | 0.53749 | 120.4224 | Material Processing | 0.60317 | 0 |  |  |  | x | #REF! | #REF! | 40.5418 | 26.6722
Retro3Slow | Retro | Pumps | Industrial | Pumps | 4898.9155 | 2594.2317 | 38455607.7516 | -8.9657 | <0 | <40 | KraftPulp | Kraft: Effluent Treatment System | 0.020642 | 0.032448 | 0.064896 | 0.11357 | 0.17666 | 0.24733 | 0.31478 | 0.36724 | 0.39549 | 0.39549 | 0.36912 | 0.32298 | 0.26599 | 0.20688 | 0.15244 | 0.10671 | 0.071137 | 0.045269 | 0.027555 | 0.018657 | 3.7314 | 3.7153 | 3.446 | 2.4977 | 0.65554 | -33.3099 | Pumps | 4.1221 | 1 |  |  |  | x | 4.1221 | 1 | 0 | -8.9657
Retro3Slow | Retro | Material Processing | Industrial | Material Processing | 1607.657 | 851.3383 | 12619818.7943 | -8.4127 | <0 | <40 | KraftPulp | Kraft: Efficient Agitator | 0.0067741 | 0.010648 | 0.021297 | 0.037269 | 0.057974 | 0.081164 | 0.1033 | 0.12052 | 0.12979 | 0.12979 | 0.12113 | 0.10599 | 0.087288 | 0.06789 | 0.050025 | 0.035017 | 0.023345 | 0.014856 | 0.0090426 | 0.0061226 | 1.2245 | 1.2192 | 1.1308 | 0.81965 | 0.21513 | -10.257 | Material Processing | 3.952 | 1 |  |  |  | x | 3.952 | 1 | 0 | -8.4127
Retro5Med | Retro | Material Processing | Industrial | Material Processing | 298.1622 | 157.8925 | 2340520.0006 | 10.0837 | 10-20 | <40 | Paper | Paper: Efficient Pulp Screen | 0.0097655 | 0.011991 | 0.014673 | 0.017033 | 0.019428 | 0.022714 | 0.024917 | 0.025455 | 0.023988 | 0.02062 | 0.015957 | 0.01056 | 0.0061318 | 0.0029524 | 0.00091966 | 0 | 0 | 0 | 0 | 0 | 0.22711 | 0.22711 | 0.22711 | 0.20654 | 0.095604 | 2.2901 | Material Processing | 1.6598 | 1 |  |  |  | x | #REF! | #REF! | 16.737 | -6.6533
Retro5Med | Retro | Material Processing | Industrial | Material Processing | 453.6399 | 240.226 | 3560992.1508 | 6.9578 | 0-10 | <40 | Paper | Paper: Vacuum Updgrades | 0.014858 | 0.018243 | 0.022324 | 0.025915 | 0.029559 | 0.034558 | 0.037911 | 0.038729 | 0.036497 | 0.031372 | 0.024277 | 0.016067 | 0.0093293 | 0.0044919 | 0.0013992 | 0 | 0 | 0 | 0 | 0 | 0.34553 | 0.34553 | 0.34553 | 0.31424 | 0.14546 | 2.4041 | Material Processing | 1.8402 | 1 |  |  |  | x | #REF! | #REF! | 12.8036 | -5.8458
Retro5Med | Retro | Material Handling | Industrial | Material Handling | 187.1265 | 99.0932 | 1468909.2622 | 8.3275 | 0-10 | <40 | Paper | Paper: Process Efficiency | 0.0061288 | 0.0075252 | 0.0092087 | 0.01069 | 0.012193 | 0.014255 | 0.015638 | 0.015976 | 0.015055 | 0.012941 | 0.010014 | 0.0066277 | 0.0038483 | 0.0018529 | 0.00057718 | 0 | 0 | 0 | 0 | 0 | 0.14253 | 0.14253 | 0.14253 | 0.12963 | 0.060001 | 1.1869 | Material Handling | 1.7565 | 1 |  |  |  | x | #REF! | #REF! | 14.6275 | -6.3001
Retro5Med | Retro | Other | Industrial | Other | 112.2234 | 59.4281 | 880933.1823 | 17.1891 | 10-20 | <40 | Industrial | Mech and Kraft: Hydraulic Power Units | 0.0036756 | 0.004513 | 0.0055226 | 0.0064109 | 0.0073124 | 0.0085491 | 0.0093785 | 0.0095808 | 0.0090288 | 0.007761 | 0.0060058 | 0.0039748 | 0.0023079 | 0.0011112 | 0.00034614 | 0 | 0 | 0 | 0 | 0 | 0.085479 | 0.085479 | 0.085479 | 0.077739 | 0.035984 | 1.4693 | Other | 1.3456 | 1 |  |  |  | x | #REF! | #REF! | 23.13 | -5.9409
RetroEven20 | Retro | All Electric | Industrial | All Electric | 55694.9054 | 29493.3617 | 437195014.1046 | 21.7592 | 20-30 | <40 | Industrial | Energy Management2 | 2.1211 | 2.1211 | 2.1211 | 2.1211 | 2.1211 | 2.1211 | 2.1211 | 2.1211 | 2.1211 | 2.1211 | 2.1211 | 2.1211 | 2.1211 | 2.1211 | 2.1211 | 2.1211 | 2.1211 | 2.1211 | 2.1211 | 2.1211 | 42.4219 | 42.4219 | 31.8164 | 23.332 | 12.7266 | 923.0681 | All Electric | 1.2724 | 1 |  |  |  | x | #REF! | #REF! | 27.6865 | -5.9272
Retro12Med | Retro | Compressed Air | Industrial | Compressed Air | 19624.3767 | 10392.1326 | 154047835.5753 | 8.2426 | 0-10 | <40 | Industrial | Air Compressor (Large) System Optimization | 1.6349 | 1.6349 | 1.6349 | 1.6349 | 1.6349 | 1.4714 | 1.1771 | 0.94169 | 0.75335 | 0.60268 | 0.48215 | 0.38572 | 0.30857 | 0.24686 | 0.19749 | 0.15799 | 0.0010776 | 0.00038486 | 0.0001312 | 4.2784e-05 | 14.9476 | 14.9011 | 14.7414 | 13.6028 | 9.6458 | 122.8242 | Compressed Air | 1.7753 | 1 |  |  |  | x | #REF! | #REF! | 14.6329 | -6.3902
LO12Med | NR | Compressors | Industrial | Compressed Air | 3.0005 | 1.5889 | 23553.3403 | 17.2939 | 10-20 | <40 | Rotary-Industrial | Compressors-NR, Rotary-Industrial-CS->CS, Pre-Standard | 0.23108 | 0.47439 | 0.72775 | 0 | 0 | 0 | 0 | 0 | 0 | 0 | 0 | 0 | 0 | 0 | 0 | 0 | 0 | 0 | 0 | 0 | 6.4993 | 1.4332 | 1.4332 | 1.4332 | 1.4332 | 24.7859 | Compressors | 1.3658 | 1 |  |  |  | x | #REF! | #REF! | 23.6192 | -6.3253
LO12Med | NR | Compressors | Industrial | Compressed Air | 2.8696 | 1.5196 | 22526.0244 | 56.0969 | 50-60 | 40-100 | Rotary-Industrial | Compressors-NR, Rotary-Industrial-VS->VS, Pre-Standard | 0.14932 | 0.30654 | 0.47027 | 0 | 0 | 0 | 0 | 0 | 0 | 0 | 0 | 0 | 0 | 0 | 0 | 0 | 0 | 0 | 0 | 0 | 4.1998 | 0.92613 | 0.92613 | 0.92613 | 0.92613 | 51.9533 | Compressors | 0.68497 | 0 |  |  |  | x | #REF! | #REF! | 38.4245 | 17.6724
LO12Med | NR | Compressors | Industrial | Compressed Air | 5.0623 | 2.6807 | 39738.0433 | 34.7634 | 30-40 | <40 | Rotary-Industrial | Compressors-NR, Rotary-Industrial-CS->VS, Pre-Standard | 0.2174 | 0.44631 | 0.68468 | 0 | 0 | 0 | 0 | 0 | 0 | 0 | 0 | 0 | 0 | 0 | 0 | 0 | 0 | 0 | 0 | 0 | 6.1146 | 1.3484 | 1.3484 | 1.3484 | 1.3484 | 46.8744 | Compressors | 0.94355 | 0 |  |  |  | x | #REF! | #REF! | 32.801 | 1.9624
LO12Med | NR | Compressors | Industrial | Compressed Air | 2.2986 | 1.2172 | 18043.5965 | 21.8808 | 20-30 | <40 | Rotary-Industrial | Compressors-NR, Rotary-Industrial-CS->CS, Post-Standard | 0 | 0 | 0 | 0.75825 | 0.94781 | 1.1184 | 1.2549 | 1.3641 | 1.4514 | 1.5213 | 1.5772 | 1.6219 | 1.6577 | 1.6863 | 1.7092 | 0.66274 | 0 | 0 | 0 | 0 | 17.3314 | 17.3314 | 16.6687 | 9.9934 | 2.8245 | 379.2267 | Compressors | 1.2222 | 1 |  |  |  | x | #REF! | #REF! | 26.7419 | -4.8611
LO12Med | NR | Compressors | Industrial | Compressed Air | 2.3832 | 1.262 | 18707.8835 | 62.4547 | 60-70 | 40-100 | Rotary-Industrial | Compressors-NR, Rotary-Industrial-VS->VS, Post-Standard | 0 | 0 | 0 | 0.53118 | 0.66397 | 0.78349 | 0.8791 | 0.95559 | 1.0168 | 1.0657 | 1.1049 | 1.1362 | 1.1613 | 1.1813 | 1.1974 | 0.46427 | 0 | 0 | 0 | 0 | 12.1413 | 12.1413 | 11.677 | 7.0008 | 1.9786 | 758.2807 | Compressors | 0.63325 | 0 |  |  |  | x | #REF! | #REF! | 39.5492 | 22.9054
LO12Med | NR | Compressors | Industrial | Compressed Air | 4.9203 | 2.6055 | 38623.1739 | 38.0195 | 30-40 | <40 | Rotary-Industrial | Compressors-NR, Rotary-Industrial-CS->VS, Post-Standard | 0 | 0 | 0 | 0.90507 | 1.1313 | 1.335 | 1.4979 | 1.6282 | 1.7325 | 1.8159 | 1.8826 | 1.936 | 1.9787 | 2.0129 | 2.0402 | 0.79107 | 0 | 0 | 0 | 0 | 20.6874 | 20.6874 | 19.8963 | 11.9285 | 3.3714 | 786.5256 | Compressors | 0.89214 | 0 |  |  |  | x | #REF! | #REF! | 33.9189 | 4.1006
LO12Med | NR | Compressors | Industrial | Compressed Air | 0.1163 | 0.061588 | 912.9444 | 116.0002 | 110-120 | >100 | Reciprocating-Industrial | Compressors-NR, Reciprocating-Industrial-CS->CS, No Standard Established | 0.044926 | 0.091747 | 0.1407 | 0.19843 | 0.24804 | 0.29269 | 0.32841 | 0.35698 | 0.37984 | 0.39813 | 0.41276 | 0.35813 | 0.33206 | 0.30201 | 0.2614 | 0.21722 | 0.17496 | 0.14113 | 0.11407 | 0.092426 | 5.6389 | 4.8861 | 4.1462 | 2.8926 | 1.0165 | 566.7826 | Compressors | 0.38019 | 0 |  |  |  | x | #REF! | #REF! | 44.1025 | 71.8977
LO5Med | NR | Advanced_Motors | Industrial | Material Handling | 1543.7683 | 817.506 | 12118304.5089 | -21.5292 | <0 | <40 | VS->VS | Advanced_Motors-NR-Material Handling-VS->VS | 0.0024518 | 0.0054622 | 0.0091461 | 0.013422 | 0.0183 | 0.024003 | 0.030259 | 0.03665 | 0.042672 | 0.047849 | 0.051855 | 0.054605 | 0.05625 | 0.057018 | 0.057018 | 0.057018 | 0.057018 | 0.057018 | 0.057018 | 0.057018 | 1.1404 | 0.79206 | 0.50696 | 0.28207 | 0.072786 | -17.0523 | Advanced_Motors | 9999 | 1 |  |  |  | x | 9999 | 1 | 0 | -21.5292
LO5Med | NR | Advanced_Motors | Industrial | Material Handling | 1035.496 | 548.3492 | 8128457.4569 | 3.7837 | 0-10 | <40 | CS->CS | Advanced_Motors-NR-Material Handling-CS->CS | 0.0016446 | 0.0036638 | 0.0061348 | 0.0090032 | 0.012275 | 0.0161 | 0.020296 | 0.024583 | 0.028623 | 0.032095 | 0.034782 | 0.036627 | 0.03773 | 0.038246 | 0.038246 | 0.038246 | 0.038246 | 0.038246 | 0.038246 | 0.038246 | 0.76491 | 0.53128 | 0.34005 | 0.1892 | 0.048822 | 2.0102 | Advanced_Motors | 2.0117 | 1 |  |  |  | x | #REF! | #REF! | 7.6114 | -3.8278
LO5Med | NR | Advanced_Motors | Industrial | Material Handling | 22107.5533 | 11707.1043 | 173540326.5754 | -3.2512 | <0 | <40 | CS->VS | Advanced_Motors-NR-Material Handling-CS->VS | 0.035111 | 0.078222 | 0.13098 | 0.19222 | 0.26207 | 0.34373 | 0.43332 | 0.52484 | 0.61109 | 0.68523 | 0.7426 | 0.78197 | 0.80553 | 0.81653 | 0.81653 | 0.81653 | 0.81653 | 0.81653 | 0.81653 | 0.81653 | 16.3307 | 11.3426 | 7.26 | 4.0394 | 1.0423 | -36.8773 | Advanced_Motors | 2.7859 | 1 |  |  |  | x | 2.7859 | 1 | 0 | -3.2512
LO5Med | NR | Advanced_Motors | Industrial | Material Processing | 1914.6732 | 1013.9195 | 15029841.1506 | -21.5292 | <0 | <40 | VS->VS | Advanced_Motors-NR-Material Processing-VS->VS | 0.0030409 | 0.0067746 | 0.011343 | 0.016647 | 0.022697 | 0.02977 | 0.037529 | 0.045455 | 0.052925 | 0.059346 | 0.064314 | 0.067724 | 0.069765 | 0.070718 | 0.070718 | 0.070718 | 0.070718 | 0.070718 | 0.070718 | 0.070718 | 1.4144 | 0.98235 | 0.62877 | 0.34984 | 0.090273 | -21.1493 | Advanced_Motors | 9999 | 1 |  |  |  | x | 9999 | 1 | 0 | -21.5292
LO5Med | NR | Advanced_Motors | Industrial | Material Processing | 1201.9577 | 636.4994 | 9435152.4946 | 3.7837 | 0-10 | <40 | CS->CS | Advanced_Motors-NR-Material Processing-CS->CS | 0.0019089 | 0.0042528 | 0.007121 | 0.010451 | 0.014248 | 0.018688 | 0.023559 | 0.028535 | 0.033224 | 0.037255 | 0.040374 | 0.042515 | 0.043796 | 0.044394 | 0.044394 | 0.044394 | 0.044394 | 0.044394 | 0.044394 | 0.044394 | 0.88788 | 0.61668 | 0.39471 | 0.21962 | 0.05667 | 2.3333 | Advanced_Motors | 2.0117 | 1 |  |  |  | x | #REF! | #REF! | 7.6114 | -3.8278
LO5Med | NR | Advanced_Motors | Industrial | Material Processing | 29389.2908 | 15563.1647 | 230700659.3898 | -3.7776 | <0 | <40 | CS->VS | Advanced_Motors-NR-Material Processing-CS->VS | 0.046676 | 0.10399 | 0.17412 | 0.25553 | 0.34839 | 0.45695 | 0.57605 | 0.69771 | 0.81237 | 0.91092 | 0.98719 | 1.0395 | 1.0709 | 1.0855 | 1.0855 | 1.0855 | 1.0855 | 1.0855 | 1.0855 | 1.0855 | 21.7096 | 15.0786 | 9.6512 | 5.3699 | 1.3856 | -56.9616 | Advanced_Motors | 2.8685 | 1 |  |  |  | x | 2.8685 | 1 | 0 | -3.7776
LO5Med | NR | Advanced_Motors | Industrial | Low Temp Refer | 774.2481 | 410.0048 | 6077708.5605 | -21.6551 | <0 | <40 | VS->VS | Advanced_Motors-NR-Low Temp Refer-VS->VS | 0.0016039 | 0.0035732 | 0.0059831 | 0.0087806 | 0.011971 | 0.015702 | 0.019794 | 0.023975 | 0.027915 | 0.031302 | 0.033922 | 0.035721 | 0.036797 | 0.0373 | 0.0373 | 0.0373 | 0.0373 | 0.0373 | 0.0373 | 0.0373 | 0.57193 | 0.51814 | 0.33164 | 0.18452 | 0.047614 | -11.2203 | Advanced_Motors | 9999 | 1 |  |  |  | x | 9999 | 1 | 0 | -21.6551
LO5Med | NR | Advanced_Motors | Industrial | Low Temp Refer | 432.778 | 229.1786 | 3397229.6092 | 9.007 | 0-10 | <40 | CS->CS | Advanced_Motors-NR-Low Temp Refer-CS->CS | 0.00089652 | 0.0019973 | 0.0033443 | 0.004908 | 0.0066916 | 0.0087769 | 0.011064 | 0.013401 | 0.015604 | 0.017497 | 0.018961 | 0.019967 | 0.020568 | 0.020849 | 0.020849 | 0.020849 | 0.020849 | 0.020849 | 0.020849 | 0.020849 | 0.31969 | 0.28962 | 0.18538 | 0.10314 | 0.026615 | 2.6086 | Advanced_Motors | 1.7059 | 1 |  |  |  | x | #REF! | #REF! | 15.3647 | -6.3577
LO5Med | NR | Advanced_Motors | Industrial | Low Temp Refer | 13506.0463 | 7152.157 | 106020040.1037 | -1.5423 | <0 | <40 | CS->VS | Advanced_Motors-NR-Low Temp Refer-CS->VS | 0.027978 | 0.062331 | 0.10437 | 0.15317 | 0.20883 | 0.27391 | 0.3453 | 0.41822 | 0.48695 | 0.54603 | 0.59174 | 0.62312 | 0.64189 | 0.65066 | 0.65066 | 0.65066 | 0.65066 | 0.65066 | 0.65066 | 0.65066 | 9.9768 | 9.0385 | 5.7852 | 3.2188 | 0.83059 | -13.9396 | Advanced_Motors | 2.6006 | 1 |  |  |  | x | 2.6006 | 1 | 0 | -1.5423
LO5Med | NR | Advanced_Motors | Industrial | Med Temp Refer | 811.8801 | 429.9329 | 6373112.9911 | -21.6551 | <0 | <40 | VS->VS | Advanced_Motors-NR-Med Temp Refer-VS->VS | 0.0016818 | 0.0037469 | 0.0062739 | 0.0092074 | 0.012553 | 0.016465 | 0.020757 | 0.02514 | 0.029272 | 0.032823 | 0.035571 | 0.037457 | 0.038586 | 0.039113 | 0.039113 | 0.039113 | 0.039113 | 0.039113 | 0.039113 | 0.039113 | 0.59973 | 0.54332 | 0.34776 | 0.19349 | 0.049929 | -11.7657 | Advanced_Motors | 9999 | 1 |  |  |  | x | 9999 | 1 | 0 | -21.6551
LO5Med | NR | Advanced_Motors | Industrial | Med Temp Refer | 453.813 | 240.3177 | 3562350.5044 | 9.007 | 0-10 | <40 | CS->CS | Advanced_Motors-NR-Med Temp Refer-CS->CS | 0.0009401 | 0.0020944 | 0.0035069 | 0.0051466 | 0.0070169 | 0.0092035 | 0.011602 | 0.014053 | 0.016362 | 0.018347 | 0.019883 | 0.020937 | 0.021568 | 0.021863 | 0.021863 | 0.021863 | 0.021863 | 0.021863 | 0.021863 | 0.021863 | 0.33523 | 0.3037 | 0.19439 | 0.10816 | 0.027908 | 2.7354 | Advanced_Motors | 1.7059 | 1 |  |  |  | x | #REF! | #REF! | 15.3647 | -6.3577
LO5Med | NR | Advanced_Motors | Industrial | Med Temp Refer | 14162.5019 | 7499.7846 | 111173098.9028 | -1.5423 | <0 | <40 | CS->VS | Advanced_Motors-NR-Med Temp Refer-CS->VS | 0.029338 | 0.065361 | 0.10944 | 0.16061 | 0.21898 | 0.28722 | 0.36208 | 0.43855 | 0.51062 | 0.57257 | 0.62051 | 0.6534 | 0.67309 | 0.68229 | 0.68229 | 0.68229 | 0.68229 | 0.68229 | 0.68229 | 0.68229 | 10.4617 | 9.4778 | 6.0664 | 3.3753 | 0.87096 | -14.6172 | Advanced_Motors | 2.6006 | 1 |  |  |  | x | 2.6006 | 1 | 0 | -1.5423
LO5Med | NR | Advanced_Motors | Industrial | Pollution Control | 60.4673 | 32.0206 | 474657.105 | -21.6551 | <0 | <40 | VS->VS | Advanced_Motors-NR-Pollution Control-VS->VS | 0.00012526 | 0.00027906 | 0.00046727 | 0.00068575 | 0.00093495 | 0.0012263 | 0.0015459 | 0.0018724 | 0.0021801 | 0.0024446 | 0.0026493 | 0.0027897 | 0.0028738 | 0.002913 | 0.002913 | 0.002913 | 0.002913 | 0.002913 | 0.002913 | 0.002913 | 0.044667 | 0.040466 | 0.0259 | 0.014411 | 0.0037186 | -0.87629 | Advanced_Motors | 9999 | 1 |  |  |  | x | 9999 | 1 | 0 | -21.6551
LO5Med | NR | Advanced_Motors | Industrial | Pollution Control | 40.5589 | 21.4781 | 318380.3545 | 9.007 | 0-10 | <40 | CS->CS | Advanced_Motors-NR-Pollution Control-CS->CS | 8.402e-05 | 0.00018718 | 0.00031342 | 0.00045997 | 0.00062712 | 0.00082255 | 0.0010369 | 0.0012559 | 0.0014623 | 0.0016397 | 0.001777 | 0.0018712 | 0.0019276 | 0.0019539 | 0.0019539 | 0.0019539 | 0.0019539 | 0.0019539 | 0.0019539 | 0.0019539 | 0.029961 | 0.027143 | 0.017373 | 0.0096662 | 0.0024943 | 0.24447 | Advanced_Motors | 1.7059 | 1 |  |  |  | x | #REF! | #REF! | 15.3647 | -6.3577
LO5Med | NR | Advanced_Motors | Industrial | Pollution Control | 947.7754 | 501.8966 | 7439866.8611 | -1.4267 | <0 | <40 | CS->VS | Advanced_Motors-NR-Pollution Control-CS->VS | 0.0019634 | 0.0043741 | 0.007324 | 0.010749 | 0.014655 | 0.019221 | 0.024231 | 0.029349 | 0.034171 | 0.038317 | 0.041525 | 0.043727 | 0.045044 | 0.04566 | 0.04566 | 0.04566 | 0.04566 | 0.04566 | 0.04566 | 0.04566 | 0.70011 | 0.63427 | 0.40597 | 0.22588 | 0.058286 | -0.90488 | Advanced_Motors | 2.5857 | 1 |  |  |  | x | 2.5857 | 1 | 0 | -1.4267
LO5Med | NR | Advanced_Motors | Industrial | Other Motors | 212.4305 | 112.493 | 1667541.3001 | -21.6551 | <0 | <40 | VS->VS | Advanced_Motors-NR-Other Motors-VS->VS | 0.00044006 | 0.00098038 | 0.0016416 | 0.0024091 | 0.0032846 | 0.0043082 | 0.005431 | 0.0065781 | 0.007659 | 0.0085882 | 0.0093073 | 0.0098007 | 0.010096 | 0.010234 | 0.010234 | 0.010234 | 0.010234 | 0.010234 | 0.010234 | 0.010234 | 0.15692 | 0.14216 | 0.090992 | 0.050628 | 0.013064 | -3.0785 | Advanced_Motors | 9999 | 1 |  |  |  | x | 9999 | 1 | 0 | -21.6551
LO5Med | NR | Advanced_Motors | Industrial | Other Motors | 142.4896 | 75.4557 | 1118517.7353 | 9.007 | 0-10 | <40 | CS->CS | Advanced_Motors-NR-Other Motors-CS->CS | 0.00029517 | 0.0006576 | 0.0011011 | 0.0016159 | 0.0022032 | 0.0028897 | 0.0036429 | 0.0044123 | 0.0051374 | 0.0057606 | 0.0062429 | 0.0065739 | 0.006772 | 0.0068645 | 0.0068645 | 0.0068645 | 0.0068645 | 0.0068645 | 0.0068645 | 0.0068645 | 0.10526 | 0.095356 | 0.061034 | 0.033959 | 0.0087627 | 0.85887 | Advanced_Motors | 1.7059 | 1 |  |  |  | x | #REF! | #REF! | 15.3647 | -6.3577
LO5Med | NR | Advanced_Motors | Industrial | Other Motors | 3329.6765 | 1763.2377 | 26137363.4275 | -1.4267 | <0 | <40 | CS->VS | Advanced_Motors-NR-Other Motors-CS->VS | 0.0068976 | 0.015367 | 0.02573 | 0.037761 | 0.051484 | 0.067527 | 0.085127 | 0.10311 | 0.12005 | 0.13461 | 0.14588 | 0.15362 | 0.15825 | 0.16041 | 0.16041 | 0.16041 | 0.16041 | 0.16041 | 0.16041 | 0.16041 | 2.4596 | 2.2283 | 1.4262 | 0.79355 | 0.20477 | -3.179 | Advanced_Motors | 2.5857 | 1 |  |  |  | x | 2.5857 | 1 | 0 | -1.4267
LO12Med | NR | Clean Water Pumps | Industrial | Pumps | 0.33852 | 0.15548 | 3094.7313 | 9.9217 | 0-10 | <40 | Industrial | Clean Water Pumps-NR-Industrial-VS->VS | 0.028079 | 0.059788 | 0.09552 | 0.1356 | 0.18014 | 0.22586 | 0.26894 | 0.31011 | 0.35038 | 0.38978 | 0.4285 | 0.46812 | 0.50901 | 0.2859 | 0.27449 | 0.26052 | 0.24348 | 0.22273 | 0.20221 | 0.0024645 | 4.9416 | 4.9416 | 4.0102 | 2.4727 | 0.72499 | 49.0293 | Clean Water Pumps | 1.7458 | 1 |  |  |  | x | #REF! | #REF! | 17.3211 | -7.3995
LO12Med | NR | Clean Water Pumps | Industrial | Pumps | 0.40397 | 0.18554 | 3693.081 | 7.9023 | 0-10 | <40 | Industrial | Clean Water Pumps-NR-Industrial-CS->CS | 0.14558 | 0.29353 | 0.44391 | 0.59633 | 0.74936 | 0.88839 | 0.99983 | 1.0892 | 1.162 | 1.2201 | 1.2652 | 1.3031 | 1.335 | 1.4824 | 1.3476 | 1.2107 | 1.0707 | 0.92653 | 0.327 | 0 | 17.8565 | 17.8565 | 14.3215 | 8.8534 | 3.1171 | 141.1076 | Clean Water Pumps | 1.8763 | 1 |  |  |  | x | #REF! | #REF! | 14.8267 | -6.9244
LO12Med | NR | Clean Water Pumps | Industrial | Pumps | 3.3876 | 1.5559 | 30969.5888 | 0.12182 | 0-10 | <40 | Industrial | Clean Water Pumps-NR-Industrial-CS->VS | 0.24417 | 0.4923 | 0.74452 | 1.0002 | 1.2568 | 1.49 | 1.6769 | 1.8267 | 1.949 | 2.0463 | 2.122 | 2.1855 | 2.239 | 2.4862 | 2.2602 | 2.0306 | 1.7958 | 1.5539 | 0.54843 | 0 | 29.9483 | 29.9483 | 24.0195 | 14.8487 | 5.2279 | 3.6482 | Clean Water Pumps | 2.6349 | 1 |  |  |  | x | #REF! | #REF! | 0.32098 | -0.19916
LO12Med | NR | Clean Water Pumps | Industrial | Pumps | 1.812 | 0.83225 | 16565.1289 | 16.8537 | 10-20 | <40 | Industrial | Clean Water Pumps-NR-Industrial-Trim | 0.26121 | 0.52665 | 0.79646 | 1.0699 | 1.3445 | 1.5939 | 1.7939 | 1.9541 | 2.0849 | 2.189 | 2.2701 | 2.338 | 2.3952 | 2.6596 | 2.4179 | 2.1723 | 1.9211 | 1.6624 | 0.5867 | 0 | 32.0377 | 32.0377 | 25.6953 | 15.8847 | 5.5926 | 539.9544 | Clean Water Pumps | 1.4094 | 1 |  |  |  | x | #REF! | #REF! | 23.7532 | -6.8995
LO12Med | NR | Efficient_Fan | Industrial | Fans and Blowers | 0.54866 | 0.29054 | 4306.8948 | -20.4792 | <0 | <40 | VS->VS | Efficient_Fan-NR-Industrial-VS->VS | 0.094117 | 0.18826 | 0.27198 | 0.36261 | 0.45295 | 0.53395 | 0.59796 | 0.64873 | 0.68946 | 0.72178 | 0.77535 | 0.82593 | 0.84344 | 0.88811 | 0.93086 | 0.94026 | 0.93971 | 0.93908 | 0.93866 | 0.94088 | 13.5241 | 13.5241 | 8.8255 | 5.3371 | 1.9039 | -276.9628 | Efficient_Fan | 48.598 | 1 |  |  |  | x | 48.598 | 1 | 0 | -20.4792
LO12Med | NR | Efficient_Fan | Industrial | Fans and Blowers | 1.5657 | 0.82911 | 12290.3751 | -21.1612 | <0 | <40 | CS->CS | Efficient_Fan-NR-Industrial-CS->CS | 0.31334 | 0.62675 | 0.9055 | 1.2072 | 1.508 | 1.7777 | 1.9908 | 2.1598 | 2.2954 | 2.403 | 2.5813 | 2.7497 | 2.808 | 2.9568 | 3.0991 | 3.1304 | 3.1285 | 3.1264 | 3.1251 | 3.1324 | 45.0252 | 45.0252 | 29.3823 | 17.7687 | 6.3385 | -952.7881 | Efficient_Fan | 138.6818 | 1 |  |  |  | x | 138.6818 | 1 | 0 | -21.1612
LO12Med | NR | Efficient_Fan | Industrial | Fans and Blowers | 3.3291 | 1.7629 | 26132.7749 | -12.5304 | <0 | <40 | CS->VS | Efficient_Fan-NR-Industrial-CS->VS | 0.13325 | 0.26653 | 0.38507 | 0.51338 | 0.64129 | 0.75597 | 0.84658 | 0.91846 | 0.97613 | 1.0219 | 1.0977 | 1.1693 | 1.1941 | 1.2574 | 1.3179 | 1.3312 | 1.3304 | 1.3295 | 1.3289 | 1.3321 | 19.1472 | 19.1472 | 12.495 | 7.5563 | 2.6955 | -239.923 | Efficient_Fan | 5.6702 | 1 | Fans and Blowers |  |  | x | 5.6702 | 1 | 0 | -12.5304
LO12Med | NR | Efficient_Fan | Industrial | Fans and Blowers | 1.7644 | 0.93435 | 13850.3707 | -4.5504 | <0 | <40 | Trim | Efficient_Fan-NR-Industrial-Trim | 0.14124 | 0.28252 | 0.40817 | 0.54418 | 0.67976 | 0.80132 | 0.89737 | 0.97356 | 1.0347 | 1.0832 | 1.1636 | 1.2395 | 1.2658 | 1.3328 | 1.397 | 1.4111 | 1.4103 | 1.4093 | 1.4087 | 1.412 | 20.296 | 20.296 | 13.2447 | 8.0096 | 2.8572 | -92.3559 | Efficient_Fan | 3.0052 | 1 | Fans and Blowers |  |  | x | 3.0052 | 1 | 0 | -4.5504
LO3Slow | New | ASHP Upgrade | Residential | HVAC | 0.007143 | 0.0038379 | 43.233 | 343.4851 | >200 | >100 | Single Family | SF HVAC Upgrade 9.5 HSPF/15.5 SEER - HZ1 | 0.00017354 | 0.00043485 | 0.00094738 | 0.0018375 | 0.0031509 | 0.0048619 | 0.0070439 | 0.0095808 | 0.012375 | 0.015177 | 0.017265 | 0.019307 | 0.021066 | 0.022382 | 0.022834 | 0.023238 | 0.02331 | 0.023049 | 0.022877 | 0.022574 | 0.27348 | 0.27348 | 0.15844 | 0.072847 | 0.011406 | 93.938 | ASHP Upgrade | 0.17641 | 0 |  |  |  | x | #REF! | #REF! | 60.5926 | 282.8925
LO3Slow | New | ASHP Upgrade | Residential | HVAC | 0.0078568 | 0.0042952 | 47.5144 | 290.6041 | >200 | >100 | Single Family | SF HVAC Upgrade 9.5 HSPF/15.5 SEER - HZ23 | 1.1894e-05 | 2.9804e-05 | 6.4932e-05 | 0.00012594 | 0.00021596 | 0.00033323 | 0.00048278 | 0.00065666 | 0.00084818 | 0.0010402 | 0.0011833 | 0.0013232 | 0.0014439 | 0.001534 | 0.001565 | 0.0015927 | 0.0015976 | 0.0015797 | 0.001568 | 0.0015472 | 0.018744 | 0.018744 | 0.010859 | 0.0049928 | 0.00078175 | 5.4471 | ASHP Upgrade | 0.20518 | 0 |  |  |  | x | #REF! | #REF! | 59.6255 | 230.9786
LO3Slow | New | ASHP Upgrade | Residential | HVAC | 0.055159 | 0.047733 | 324.2855 | 1171.5276 | >200 | >100 | Single Family | SF HVAC Upgrade 12 HSPF/18 SEER - HZ1 | 0.0013017 | 0.0032617 | 0.0071062 | 0.013783 | 0.023635 | 0.036468 | 0.052835 | 0.071865 | 0.092825 | 0.11384 | 0.1295 | 0.14482 | 0.15802 | 0.16788 | 0.17127 | 0.17431 | 0.17484 | 0.17289 | 0.1716 | 0.16933 | 2.0514 | 2.0514 | 1.1884 | 0.54642 | 0.085556 | 2403.2438 | ASHP Upgrade | 0.049802 | 0 |  | x |  | x | #REF! | #REF! | 58.3442 | 1113.1833
LO3Slow | New | ASHP Upgrade | Residential | HVAC | 0.061553 | 0.054128 | 361.4165 | 1064.3354 | >200 | >100 | Single Family | SF HVAC Upgrade 12 HSPF/18 SEER - HZ23 | 9.047e-05 | 0.0002267 | 0.0004939 | 0.00095795 | 0.0016427 | 0.0025347 | 0.0036722 | 0.0049948 | 0.0064516 | 0.0079121 | 0.0090008 | 0.010065 | 0.010983 | 0.011669 | 0.011904 | 0.012115 | 0.012152 | 0.012016 | 0.011927 | 0.011769 | 0.14258 | 0.14258 | 0.082598 | 0.037978 | 0.0059464 | 151.7498 | ASHP Upgrade | 0.054455 | 0 |  | x |  | x | #REF! | #REF! | 57.9583 | 1006.3771
LO3Slow | New | ASHP Upgrade | Residential | HVAC | 0.042118 | 0.017467 | 257.6475 | 10.4962 | 10-20 | <40 | Manufactured | MH HVAC Upgrade 9.5 HSPF/15.5 SEER - HZ1 | 0.00043282 | 0.0011326 | 0.0025742 | 0.0052022 | 0.0092852 | 0.014904 | 0.022441 | 0.031692 | 0.042456 | 0.053975 | 0.063618 | 0.073644 | 0.083119 | 0.091291 | 0.096229 | 0.10115 | 0.10475 | 0.10689 | 0.10943 | 0.11137 | 1.1256 | 1.1256 | 0.592 | 0.24771 | 0.033531 | 11.8143 | ASHP Upgrade | 1.7585 | 1 |  |  |  | x | #REF! | #REF! | 18.4571 | -7.9609
LO3Slow | New | ASHP Upgrade | Residential | HVAC | 0.066086 | 0.023212 | 406.4879 | -3.3874 | <0 | <40 | Manufactured | MH HVAC Upgrade 9.5 HSPF/15.5 SEER - HZ23 | 0.00030679 | 0.00080283 | 0.0018246 | 0.0036874 | 0.0065815 | 0.010564 | 0.015906 | 0.022464 | 0.030094 | 0.038258 | 0.045093 | 0.0522 | 0.058916 | 0.064709 | 0.068208 | 0.071693 | 0.074247 | 0.075766 | 0.077567 | 0.078944 | 0.79783 | 0.79783 | 0.41962 | 0.17558 | 0.023767 | -2.7026 | ASHP Upgrade | 2.798 | 1 |  |  |  | x | 2.798 | 1 | 0 | -3.3874
LO3Slow | New | ASHP Upgrade | Residential | HVAC | 0.055159 | 0.047733 | 324.2855 | 1171.5275 | >200 | >100 | Manufactured | MH HVAC Upgrade 12 HSPF/18 SEER - HZ1 | 0.00054477 | 0.0014256 | 0.00324 | 0.0065477 | 0.011687 | 0.018759 | 0.028245 | 0.039889 | 0.053437 | 0.067935 | 0.080072 | 0.092692 | 0.10462 | 0.1149 | 0.12112 | 0.12731 | 0.13184 | 0.13454 | 0.13773 | 0.14018 | 1.4167 | 1.4167 | 0.74511 | 0.31178 | 0.042203 | 1659.7103 | ASHP Upgrade | 0.049802 | 0 |  | x |  | x | #REF! | #REF! | 58.3442 | 1113.1833
LO3Slow | New | ASHP Upgrade | Residential | HVAC | 0.061553 | 0.054128 | 361.4165 | 1064.3354 | >200 | >100 | Manufactured | MH HVAC Upgrade 12 HSPF/18 SEER - HZ23 | 0.00027278 | 0.00071381 | 0.0016223 | 0.0032785 | 0.0058518 | 0.0093928 | 0.014143 | 0.019973 | 0.026757 | 0.034016 | 0.040093 | 0.046412 | 0.052383 | 0.057534 | 0.060645 | 0.063744 | 0.066015 | 0.067365 | 0.068966 | 0.070191 | 0.70937 | 0.70937 | 0.37309 | 0.15611 | 0.021132 | 755.0076 | ASHP Upgrade | 0.054455 | 0 |  | x |  | x | #REF! | #REF! | 57.9583 | 1006.3771
LO5Med | New | ASHP Conversion | Residential | HVAC | 0.15898 | 0.16128 | 929.5184 | 333.9893 | >200 | >100 | Manufactured | MH New ASHP Conversion - HZ1CZ1 | 0.0087352 | 0.019801 | 0.033907 | 0.051239 | 0.070729 | 0.092726 | 0.11891 | 0.14755 | 0.17763 | 0.20617 | 0.22443 | 0.24225 | 0.25738 | 0.26855 | 0.27055 | 0.27583 | 0.28005 | 0.28225 | 0.28681 | 0.29034 | 3.6059 | 3.6059 | 2.1906 | 1.1518 | 0.27714 | 1204.3165 | ASHP Conversion | 0.15391 | 0 |  |  |  | x | #REF! | #REF! | 51.403 | 282.5863
LO5Med | New | ASHP Conversion | Residential | HVAC | 0.15595 | 0.16611 | 908.1048 | 342.4153 | >200 | >100 | Manufactured | MH New ASHP Conversion - HZ1CZ2 | 0.008534 | 0.019345 | 0.033125 | 0.050059 | 0.0691 | 0.09059 | 0.11617 | 0.14415 | 0.17354 | 0.20142 | 0.21926 | 0.23667 | 0.25145 | 0.26236 | 0.26432 | 0.26948 | 0.2736 | 0.27575 | 0.2802 | 0.28365 | 3.5228 | 3.5228 | 2.1401 | 1.1253 | 0.27075 | 1206.2552 | ASHP Conversion | 0.14783 | 0 |  |  |  | x | #REF! | #REF! | 50.6182 | 291.797
LO5Med | New | ASHP Conversion | Residential | HVAC | 0.088496 | 0.08858 | 517.9613 | 621.7335 | >200 | >100 | Manufactured | MH New ASHP Conversion - HZ1CZ3 | 0.0048676 | 0.011034 | 0.018894 | 0.028552 | 0.039413 | 0.051671 | 0.066261 | 0.082222 | 0.098983 | 0.11489 | 0.12506 | 0.13499 | 0.14342 | 0.14965 | 0.15076 | 0.1537 | 0.15606 | 0.15728 | 0.15982 | 0.16179 | 2.0093 | 2.0093 | 1.2207 | 0.64184 | 0.15443 | 1249.2569 | ASHP Conversion | 0.086145 | 0 |  |  |  | x | #REF! | #REF! | 53.5594 | 568.1741
LO5Med | New | ASHP Conversion | Residential | HVAC | 0.3947 | 0.45658 | 2465.1137 | 246.5458 | >200 | >100 | Manufactured | MH New ASHP Conversion - HZ2CZ1 | 0.007722 | 0.017504 | 0.029974 | 0.045296 | 0.062525 | 0.081971 | 0.10512 | 0.13044 | 0.15703 | 0.18226 | 0.1984 | 0.21415 | 0.22753 | 0.2374 | 0.23917 | 0.24384 | 0.24757 | 0.24951 | 0.25354 | 0.25666 | 3.1876 | 3.1876 | 1.9365 | 1.0182 | 0.24499 | 785.8929 | ASHP Conversion | 0.19761 | 0 |  |  |  | x | #REF! | #REF! | 48.7206 | 197.8252
LO5Med | New | ASHP Conversion | Residential | HVAC | 0.12593 | 0.15987 | 787.5162 | 400.8733 | >200 | >100 | Manufactured | MH New ASHP Conversion - HZ2CZ2 | 0.0024669 | 0.005592 | 0.0095756 | 0.014471 | 0.019975 | 0.026187 | 0.033581 | 0.041671 | 0.050165 | 0.058225 | 0.063381 | 0.068414 | 0.072687 | 0.075841 | 0.076407 | 0.077898 | 0.07909 | 0.079711 | 0.080998 | 0.081995 | 1.0183 | 1.0183 | 0.61864 | 0.32529 | 0.078266 | 408.2212 | ASHP Conversion | 0.12193 | 0 |  |  |  | x | #REF! | #REF! | 48.8774 | 351.996
LO5Med | New | ASHP Conversion | Residential | HVAC | 0.21787 | 0.22729 | 1358.9568 | 221.1381 | >200 | >100 | Manufactured | MH New ASHP Conversion - HZ2CZ3 | 0.004257 | 0.0096496 | 0.016524 | 0.024971 | 0.034469 | 0.045189 | 0.057949 | 0.071908 | 0.086566 | 0.10047 | 0.10937 | 0.11806 | 0.12543 | 0.13087 | 0.13185 | 0.13442 | 0.13648 | 0.13755 | 0.13977 | 0.14149 | 1.7573 | 1.7573 | 1.0675 | 0.56133 | 0.13506 | 388.5958 | ASHP Conversion | 0.22543 | 0 |  |  |  | x | #REF! | #REF! | 49.851 | 171.2871
LO5Med | New | ASHP Conversion | Residential | HVAC | 0.3947 | 0.45658 | 1358.9568 | 221.1381 | >200 | >100 | Manufactured | MH New ASHP Conversion - HZ2CZ1 | 0.007722 | 0.017504 | 0.029974 | 0.045296 | 0.062525 | 0.081971 | 0.10512 | 0.13044 | 0.15703 | 0.18226 | 0.1984 | 0.21415 | 0.22753 | 0.2374 | 0.23917 | 0.24384 | 0.24757 | 0.24951 | 0.25354 | 0.25666 | 3.1876 | 3.1876 | 1.9365 | 1.0182 | 0.24499 | 704.9031 | ASHP Conversion | 0.19761 | 0 |  |  |  | x | #REF! | #REF! | 43.6997 | 177.4384
LO5Med | New | ASHP Conversion | Residential | HVAC | 0.13882 | 0.17284 | 2465.1137 | 246.5458 | >200 | >100 | Manufactured | MH New ASHP Conversion - HZ3CZ2 | 0.0010469 | 0.0023731 | 0.0040637 | 0.006141 | 0.0084768 | 0.011113 | 0.014251 | 0.017684 | 0.021289 | 0.024709 | 0.026898 | 0.029033 | 0.030847 | 0.032185 | 0.032425 | 0.033059 | 0.033564 | 0.033828 | 0.034374 | 0.034797 | 0.43216 | 0.43216 | 0.26254 | 0.13805 | 0.033215 | 106.5469 | ASHP Conversion | 0.14196 | 0 |  |  |  | x | #REF! | #REF! | 34.9987 | 211.5471
LO5Med | New | ASHP Conversion | Residential | HVAC | 0.18622 | 0.1969 | 960.8425 | 326.131 | >200 | >100 | Manufactured | MH New ASHP Conversion - HZ3CZ3 | 0.001375 | 0.0031169 | 0.0053374 | 0.0080658 | 0.011134 | 0.014596 | 0.018718 | 0.023227 | 0.027962 | 0.032454 | 0.035328 | 0.038133 | 0.040515 | 0.042273 | 0.042589 | 0.04342 | 0.044084 | 0.04443 | 0.045148 | 0.045704 | 0.56761 | 0.56761 | 0.34483 | 0.18131 | 0.043625 | 185.1156 | ASHP Conversion | 0.19898 | 0 |  |  |  | x | #REF! | #REF! | 64.8931 | 261.2379
LO3Slow | NR | ASHP Upgrade | Residential | HVAC | 0.007143 | 0.0038379 | 43.233 | 343.4851 | >200 | >100 | Single Family | SF HVAC Upgrade 9.5 HSPF/15.5 SEER - HZ1 | 0.00086001 | 0.0022068 | 0.0048933 | 0.0095815 | 0.016853 | 0.027003 | 0.039878 | 0.054846 | 0.070901 | 0.086883 | 0.10172 | 0.11461 | 0.12513 | 0.13322 | 0.13907 | 0.14305 | 0.14558 | 0.14707 | 0.18798 | 0.18729 | 2.7596 | 1.7386 | 0.92766 | 0.41562 | 0.061397 | 597.1923 | ASHP Upgrade | 0.17641 | 0 |  |  |  | x | #REF! | #REF! | 60.5926 | 282.8925
LO3Slow | NR | ASHP Upgrade | Residential | HVAC | 0.0078568 | 0.0042952 | 47.5144 | 290.6042 | >200 | >100 | Single Family | SF HVAC Upgrade 9.5 HSPF/15.5 SEER - HZ23 | 0.00019733 | 0.00050637 | 0.0011228 | 0.0021985 | 0.003867 | 0.0061959 | 0.0091502 | 0.012585 | 0.016269 | 0.019936 | 0.02334 | 0.026298 | 0.028713 | 0.030568 | 0.03191 | 0.032823 | 0.033404 | 0.033745 | 0.043133 | 0.042975 | 0.63321 | 0.39894 | 0.21286 | 0.095367 | 0.014088 | 115.9324 | ASHP Upgrade | 0.20518 | 0 |  |  |  | x | #REF! | #REF! | 59.6255 | 230.9786
LO3Slow | NR | ASHP Upgrade | Residential | HVAC | 0.055159 | 0.047733 | 324.2855 | 1171.5275 | >200 | >100 | Single Family | SF HVAC Upgrade 12 HSPF/18 SEER - HZ1 | 0.0064508 | 0.016553 | 0.036704 | 0.071869 | 0.12641 | 0.20254 | 0.29912 | 0.41139 | 0.53182 | 0.6517 | 0.76298 | 0.85969 | 0.93862 | 0.99926 | 1.0431 | 1.073 | 1.092 | 1.1031 | 1.41 | 1.4048 | 20.6998 | 13.0412 | 6.9583 | 3.1175 | 0.46053 | 15278.152 | ASHP Upgrade | 0.049802 | 0 |  | x |  | x | #REF! | #REF! | 58.3442 | 1113.1833
LO3Slow | NR | ASHP Upgrade | Residential | HVAC | 0.061553 | 0.054128 | 361.4165 | 1064.3354 | >200 | >100 | Single Family | SF HVAC Upgrade 12 HSPF/18 SEER - HZ23 | 0.001501 | 0.0038517 | 0.0085404 | 0.016723 | 0.029414 | 0.047128 | 0.0696 | 0.095724 | 0.12375 | 0.15164 | 0.17753 | 0.20004 | 0.2184 | 0.23251 | 0.24272 | 0.24967 | 0.25409 | 0.25668 | 0.32809 | 0.32688 | 4.8165 | 3.0345 | 1.6191 | 0.7254 | 0.10716 | 3229.7144 | ASHP Upgrade | 0.054455 | 0 |  | x |  | x | #REF! | #REF! | 57.9583 | 1006.3771
LO3Slow | NR | ASHP Upgrade | Residential | HVAC | 0.042118 | 0.017467 | 257.6475 | 10.4962 | 10-20 | <40 | Manufactured | MH HVAC Upgrade 9.5 HSPF/15.5 SEER - HZ1 | 0.0020678 | 0.0052613 | 0.011568 | 0.022459 | 0.039171 | 0.062232 | 0.09113 | 0.12428 | 0.1593 | 0.19357 | 0.22471 | 0.25105 | 0.27179 | 0.28691 | 0.29698 | 0.3029 | 0.30567 | 0.30618 | 0.37075 | 0.37006 | 5.6187 | 3.698 | 2.0425 | 0.93574 | 0.14276 | 38.8151 | ASHP Upgrade | 1.7585 | 1 |  |  |  | x | #REF! | #REF! | 18.4571 | -7.9609
LO3Slow | NR | ASHP Upgrade | Residential | HVAC | 0.066086 | 0.023212 | 406.4879 | -3.3874 | <0 | <40 | Manufactured | MH HVAC Upgrade 9.5 HSPF/15.5 SEER - HZ23 | 0.0010246 | 0.0026071 | 0.005732 | 0.011129 | 0.01941 | 0.030837 | 0.045157 | 0.061583 | 0.078939 | 0.095917 | 0.11135 | 0.1244 | 0.13468 | 0.14217 | 0.14716 | 0.1501 | 0.15147 | 0.15172 | 0.18372 | 0.18337 | 2.7842 | 1.8325 | 1.0121 | 0.46368 | 0.070741 | -6.2074 | ASHP Upgrade | 2.798 | 1 |  |  |  | x | 2.798 | 1 | 0 | -3.3874
LO3Slow | NR | ASHP Upgrade | Residential | HVAC | 0.055159 | 0.047733 | 324.2855 | 1171.5275 | >200 | >100 | Manufactured | MH HVAC Upgrade 12 HSPF/18 SEER - HZ1 | 0.0026026 | 0.0066221 | 0.014559 | 0.028268 | 0.049302 | 0.078327 | 0.1147 | 0.15642 | 0.20051 | 0.24363 | 0.28282 | 0.31598 | 0.34209 | 0.36111 | 0.37379 | 0.38124 | 0.38472 | 0.38537 | 0.46664 | 0.46577 | 7.0719 | 4.6545 | 2.5707 | 1.1778 | 0.17968 | 5452.8463 | ASHP Upgrade | 0.049802 | 0 |  | x |  | x | #REF! | #REF! | 58.3442 | 1113.1833
LO3Slow | NR | ASHP Upgrade | Residential | HVAC | 0.061553 | 0.054128 | 361.4165 | 1064.3354 | >200 | >100 | Manufactured | MH HVAC Upgrade 12 HSPF/18 SEER - HZ23 | 0.00091103 | 0.002318 | 0.0050965 | 0.0098952 | 0.017258 | 0.027418 | 0.04015 | 0.054754 | 0.070186 | 0.085282 | 0.099001 | 0.11061 | 0.11975 | 0.12641 | 0.13084 | 0.13345 | 0.13467 | 0.1349 | 0.16335 | 0.16304 | 2.4755 | 1.6293 | 0.89987 | 0.41227 | 0.062897 | 1734.1026 | ASHP Upgrade | 0.054455 | 0 |  | x |  | x | #REF! | #REF! | 57.9583 | 1006.3771
Retro3Slow | Retro | ASHP Conversion | Residential | HVAC | 0.73389 | 0.62783 | 4345.0057 | 126.9849 | 120-130 | >100 | Single Family | SF HVAC Conversion - HZ1 | 0.3081 | 0.48897 | 0.97486 | 1.7006 | 2.6369 | 3.679 | 4.6654 | 5.4238 | 5.8208 | 5.8013 | 5.3973 | 4.7083 | 3.8667 | 2.9998 | 2.205 | 1.54 | 1.0243 | 0.12291 | 0 | 0 | 53.364 | 53.364 | 50.6767 | 36.8969 | 9.7883 | 6776.4224 | ASHP Conversion | 0.37926 | 0 |  |  |  | x | #REF! | #REF! | 48.1608 | 78.8241
Retro3Slow | Retro | ASHP Conversion | Residential | HVAC | 0.49701 | 0.4564 | 3095.69 | 186.2131 | 180-190 | >100 | Single Family | SF HVAC Conversion - HZ23 | 0.05822 | 0.092399 | 0.18422 | 0.32135 | 0.49828 | 0.6952 | 0.88161 | 1.0249 | 1.0999 | 1.0963 | 1.0199 | 0.88971 | 0.73069 | 0.56686 | 0.41668 | 0.29101 | 0.19357 | 0.023226 | 0 | 0 | 10.084 | 10.084 | 9.5762 | 6.9723 | 1.8497 | 1877.7793 | ASHP Conversion | 0.27264 | 0 |  |  |  | x | #REF! | #REF! | 50.7698 | 135.4433
Retro3Slow | Retro | ASHP Conversion | Residential | HVAC | 0.66743 | 0.5756 | 3949.3775 | 119.2797 | 110-120 | >100 | Manufactured | MH HVAC Conversion - HZ1 | 0.41159 | 0.64464 | 1.2753 | 2.2073 | 3.3959 | 4.7009 | 5.9146 | 6.8214 | 7.2618 | 7.1785 | 6.6235 | 5.7299 | 4.6663 | 3.5897 | 0.27948 | 0 | 0 | 0 | 0 | 0 | 60.7008 | 60.7008 | 60.7008 | 46.4354 | 12.6356 | 7240.3667 | ASHP Conversion | 0.39817 | 0 |  |  |  | x | #REF! | #REF! | 47.4939 | 71.7857
Retro3Slow | Retro | ASHP Conversion | Residential | HVAC | 0.62525 | 0.58717 | 3895.362 | 122.7985 | 120-130 | >100 | Manufactured | MH HVAC Conversion - HZ23 | 0.16965 | 0.26572 | 0.52566 | 0.90985 | 1.3998 | 1.9377 | 2.438 | 2.8118 | 2.9933 | 2.9589 | 2.7302 | 2.3618 | 1.9234 | 1.4796 | 0.1152 | 0 | 0 | 0 | 0 | 0 | 25.0206 | 25.0206 | 25.0206 | 19.1404 | 5.2083 | 3072.4868 | ASHP Conversion | 0.38584 | 0 |  |  |  | x | #REF! | #REF! | 47.3807 | 75.4178
LO3Slow | New | Advanced Power Strips | Residential | Electronics | 0.010422 | 0.010155 | 84.2322 | 59.5685 | 50-60 | 40-100 | Single Family | Load Sensing - Home AV | 0.0016411 | 0.0041123 | 0.0089592 | 0.017377 | 0.029798 | 0.045978 | 0.066613 | 0.090604 | 0.11703 | 0.14352 | 0.16327 | 0.18258 | 0.19922 | 0.21166 | 0.21594 | 0.21976 | 0.22044 | 0.21797 | 0.21635 | 0.21348 | 2.5863 | 2.5863 | 1.4983 | 0.68891 | 0.10787 | 154.0619 | Advanced Power Strips | 0.75543 | 0 |  | x |  | x | #REF! | #REF! | 44.9998 | 14.5688
LO3Slow | New | Advanced Power Strips | Residential | Electronics | 0.010422 | 0.010155 | 84.2322 | 59.5685 | 50-60 | 40-100 | Multifamily - Low Rise | Load Sensing - Home AV | 0.00032743 | 0.00083306 | 0.0018421 | 0.003625 | 0.0063054 | 0.0098808 | 0.014529 | 0.020036 | 0.026238 | 0.032645 | 0.037717 | 0.042814 | 0.047398 | 0.051132 | 0.05297 | 0.054756 | 0.05575 | 0.056016 | 0.056484 | 0.056661 | 0.62796 | 0.62796 | 0.34829 | 0.15398 | 0.022814 | 37.4065 | Advanced Power Strips | 0.75543 | 0 |  | x |  | x | #REF! | #REF! | 44.9998 | 14.5688
LO3Slow | New | Advanced Power Strips | Residential | Electronics | 0.010422 | 0.010155 | 84.2322 | 59.5685 | 50-60 | 40-100 | Multifamily - High Rise | Load Sensing - Home AV | 9.7921e-05 | 0.00024766 | 0.00054874 | 0.0010842 | 0.0018966 | 0.00298 | 0.0043976 | 0.0060996 | 0.0080155 | 0.0099905 | 0.011519 | 0.013054 | 0.014456 | 0.015576 | 0.016111 | 0.016634 | 0.016922 | 0.016938 | 0.016985 | 0.016969 | 0.19052 | 0.19052 | 0.10607 | 0.046878 | 0.0068552 | 11.3492 | Advanced Power Strips | 0.75543 | 0 |  | x |  | x | #REF! | #REF! | 44.9998 | 14.5688
LO3Slow | New | Advanced Power Strips | Residential | Electronics | 0.010422 | 0.010155 | 84.2322 | 59.5685 | 50-60 | 40-100 | Manufactured | Load Sensing - Home AV | 8.7818e-05 | 0.00022981 | 0.00052229 | 0.0010555 | 0.0018839 | 0.0030239 | 0.0045532 | 0.0064302 | 0.0086142 | 0.010951 | 0.012908 | 0.014942 | 0.016864 | 0.018523 | 0.019524 | 0.020522 | 0.021253 | 0.021687 | 0.022203 | 0.022597 | 0.22838 | 0.22838 | 0.12011 | 0.05026 | 0.0068033 | 13.604 | Advanced Power Strips | 0.75543 | 0 |  | x |  | x | #REF! | #REF! | 44.9998 | 14.5688
LO3Slow | New | Advanced Power Strips | Residential | Electronics | 0.0034146 | 0.0031112 | 20.564 | 267.626 | >200 | >100 | Single Family | PC Interaction Sensing - Home Office | 0.0001924 | 0.00048211 | 0.0010504 | 0.0020372 | 0.0034934 | 0.0053904 | 0.0078096 | 0.010622 | 0.01372 | 0.016826 | 0.019142 | 0.021405 | 0.023356 | 0.024815 | 0.025316 | 0.025764 | 0.025844 | 0.025554 | 0.025364 | 0.025028 | 0.30321 | 0.30321 | 0.17566 | 0.080766 | 0.012646 | 81.1478 | Advanced Power Strips | 0.20325 | 0 |  | x |  | x | #REF! | #REF! | 54.395 | 213.231
LO3Slow | New | Advanced Power Strips | Residential | Electronics | 0.0034146 | 0.0031112 | 29.5793 | 267.626 | >200 | >100 | Multifamily - Low Rise | PC Interaction Sensing - Home Office | 2.8089e-05 | 7.1464e-05 | 0.00015802 | 0.00031097 | 0.0005409 | 0.00084762 | 0.0012463 | 0.0017187 | 0.0022508 | 0.0028004 | 0.0032356 | 0.0036727 | 0.004066 | 0.0043863 | 0.004544 | 0.0046972 | 0.0047824 | 0.0048053 | 0.0048455 | 0.0048606 | 0.053869 | 0.053869 | 0.029878 | 0.013209 | 0.0019571 | 14.4167 | Advanced Power Strips | 0.20325 | 0 |  | x |  | x | #REF! | #REF! | 54.395 | 213.231
LO3Slow | New | Advanced Power Strips | Residential | Electronics | 0.0034146 | 0.0031112 | 29.5793 | 267.626 | >200 | >100 | Multifamily - High Rise | PC Interaction Sensing - Home Office | 8.4001e-06 | 2.1245e-05 | 4.7074e-05 | 9.301e-05 | 0.0001627 | 0.00025564 | 0.00037724 | 0.00052325 | 0.0006876 | 0.00085703 | 0.00098817 | 0.0011198 | 0.0012401 | 0.0013362 | 0.0013821 | 0.0014269 | 0.0014517 | 0.001453 | 0.001457 | 0.0014556 | 0.016344 | 0.016344 | 0.0090995 | 0.0040214 | 0.00058807 | 4.374 | Advanced Power Strips | 0.20325 | 0 |  | x |  | x | #REF! | #REF! | 54.395 | 213.231
LO3Slow | New | Advanced Power Strips | Residential | Electronics | 0.0034146 | 0.0031112 | 29.5793 | 267.626 | >200 | >100 | Manufactured | PC Interaction Sensing - Home Office | 9.1988e-06 | 2.4072e-05 | 5.4709e-05 | 0.00011056 | 0.00019734 | 0.00031675 | 0.00047694 | 0.00067356 | 0.00090233 | 0.0011471 | 0.0013521 | 0.0015652 | 0.0017665 | 0.0019402 | 0.0020451 | 0.0021496 | 0.0022262 | 0.0022717 | 0.0023257 | 0.002367 | 0.023922 | 0.023922 | 0.012582 | 0.0052647 | 0.00071263 | 6.4022 | Advanced Power Strips | 0.20325 | 0 |  | x |  | x | #REF! | #REF! | 54.395 | 213.231
LO3Slow | New | Advanced Power Strips | Residential | Electronics | 0.0046577 | 0.0042438 | 40.3483 | 320.3458 | >200 | >100 | Single Family | Load or Occupancy / Motion Sensing - Home Office | 0.00026245 | 0.00065764 | 0.0014328 | 0.0027789 | 0.0047653 | 0.0073529 | 0.010653 | 0.01449 | 0.018716 | 0.022952 | 0.026111 | 0.029198 | 0.03186 | 0.03385 | 0.034533 | 0.035144 | 0.035253 | 0.034858 | 0.034598 | 0.034141 | 0.41361 | 0.41361 | 0.23961 | 0.11017 | 0.01725 | 132.4968 | Advanced Power Strips | 0.17183 | 0 |  | x |  | x | #REF! | #REF! | 55.0462 | 265.2996
LO3Slow | New | Advanced Power Strips | Residential | Electronics | 0.0046577 | 0.0042438 | 40.3483 | 320.3458 | >200 | >100 | Multifamily - Low Rise | Load or Occupancy / Motion Sensing - Home Office | 3.8315e-05 | 9.7482e-05 | 0.00021555 | 0.00042419 | 0.00073783 | 0.0011562 | 0.0017001 | 0.0023445 | 0.0030702 | 0.00382 | 0.0044135 | 0.0050099 | 0.0055463 | 0.0059832 | 0.0061983 | 0.0064073 | 0.0065236 | 0.0065548 | 0.0066096 | 0.0066302 | 0.073481 | 0.073481 | 0.040756 | 0.018018 | 0.0026696 | 23.5394 | Advanced Power Strips | 0.17183 | 0 |  | x |  | x | #REF! | #REF! | 55.0462 | 265.2996
LO3Slow | New | Advanced Power Strips | Residential | Electronics | 0.0046577 | 0.0042438 | 40.3483 | 320.3458 | >200 | >100 | Multifamily - High Rise | Load or Occupancy / Motion Sensing - Home Office | 1.1458e-05 | 2.898e-05 | 6.4212e-05 | 0.00012687 | 0.00022194 | 0.00034871 | 0.00051459 | 0.00071375 | 0.00093794 | 0.0011691 | 0.0013479 | 0.0015275 | 0.0016916 | 0.0018227 | 0.0018852 | 0.0019464 | 0.0019802 | 0.0019821 | 0.0019875 | 0.0019856 | 0.022294 | 0.022294 | 0.012412 | 0.0054854 | 0.00080217 | 7.1419 | Advanced Power Strips | 0.17183 | 0 |  | x |  | x | #REF! | #REF! | 55.0462 | 265.2995
LO3Slow | New | Advanced Power Strips | Residential | Electronics | 0.0046577 | 0.0042438 | 40.3483 | 320.3458 | >200 | >100 | Manufactured | Load or Occupancy / Motion Sensing - Home Office | 1.2548e-05 | 3.2836e-05 | 7.4627e-05 | 0.00015081 | 0.00026918 | 0.00043207 | 0.00065058 | 0.00091878 | 0.0012308 | 0.0015648 | 0.0018443 | 0.002135 | 0.0024097 | 0.0026466 | 0.0027897 | 0.0029323 | 0.0030367 | 0.0030988 | 0.0031725 | 0.0032288 | 0.032631 | 0.032631 | 0.017162 | 0.0071814 | 0.00097208 | 10.4534 | Advanced Power Strips | 0.17183 | 0 |  | x |  | x | #REF! | #REF! | 55.0462 | 265.2995
LO3Slow | New | Advanced Power Strips | Residential | Electronics | 0.0025444 | 0.0024792 | 20.564 | 514.7254 | >200 | >100 | Single Family | Engagement Sensing - Home AV | 0.00040065 | 0.0010039 | 0.0021873 | 0.0042423 | 0.0072747 | 0.011225 | 0.016262 | 0.02212 | 0.028571 | 0.035039 | 0.03986 | 0.044574 | 0.048637 | 0.051674 | 0.052717 | 0.053651 | 0.053816 | 0.053213 | 0.052817 | 0.052118 | 0.6314 | 0.6314 | 0.36579 | 0.16819 | 0.026334 | 324.9993 | Advanced Power Strips | 0.11494 | 0 |  | x |  | x | #REF! | #REF! | 59.1629 | 455.5625
LO3Slow | New | Advanced Power Strips | Residential | Electronics | 0.0025444 | 0.0024792 | 20.564 | 514.7254 | >200 | >100 | Multifamily - Low Rise | Engagement Sensing - Home AV | 7.9938e-05 | 0.00020338 | 0.00044971 | 0.00088499 | 0.0015394 | 0.0024122 | 0.003547 | 0.0048914 | 0.0064055 | 0.0079698 | 0.0092081 | 0.010452 | 0.011571 | 0.012483 | 0.012932 | 0.013368 | 0.01361 | 0.013676 | 0.01379 | 0.013833 | 0.15331 | 0.15331 | 0.08503 | 0.037591 | 0.0055696 | 78.9104 | Advanced Power Strips | 0.11494 | 0 |  | x |  | x | #REF! | #REF! | 59.1629 | 455.5625
LO3Slow | New | Advanced Power Strips | Residential | Electronics | 0.0025444 | 0.0024792 | 20.564 | 514.7254 | >200 | >100 | Multifamily - High Rise | Engagement Sensing - Home AV | 2.3906e-05 | 6.0462e-05 | 0.00013397 | 0.0002647 | 0.00046304 | 0.00072752 | 0.0010736 | 0.0014891 | 0.0019569 | 0.002439 | 0.0028122 | 0.0031869 | 0.0035292 | 0.0038027 | 0.0039332 | 0.0040609 | 0.0041313 | 0.0041352 | 0.0041465 | 0.0041426 | 0.046513 | 0.046513 | 0.025896 | 0.011444 | 0.0016736 | 23.9415 | Advanced Power Strips | 0.11494 | 0 |  | x |  | x | #REF! | #REF! | 59.1629 | 455.5625
LO3Slow | New | Advanced Power Strips | Residential | Electronics | 0.0025444 | 0.0024792 | 20.564 | 514.7254 | >200 | >100 | Manufactured | Engagement Sensing - Home AV | 2.1439e-05 | 5.6104e-05 | 0.00012751 | 0.00025768 | 0.00045993 | 0.00073824 | 0.0011116 | 0.0015698 | 0.002103 | 0.0026736 | 0.0031512 | 0.0036479 | 0.0041172 | 0.004522 | 0.0047666 | 0.0050101 | 0.0051886 | 0.0052947 | 0.0054205 | 0.0055168 | 0.055754 | 0.055754 | 0.029324 | 0.01227 | 0.0016609 | 28.6982 | Advanced Power Strips | 0.11494 | 0 |  | x |  | x | #REF! | #REF! | 59.1629 | 455.5625
Retro3Slow | Retro | Advanced Power Strips | Residential | Electronics | 0.010422 | 0.010155 | 84.2322 | 59.5685 | 50-60 | 40-100 | Single Family | Load Sensing - Home AV | 0.13949 | 0.22134 | 0.44665 | 0.7883 | 1.2361 | 1.7432 | 2.2326 | 2.6188 | 2.8329 | 2.8431 | 2.6608 | 2.3325 | 1.923 | 1.4966 | 1.1029 | 0.77188 | 0.51437 | 0.32714 | 0.19899 | 0.13463 | 26.9261 | 26.5651 | 24.6181 | 17.7632 | 4.5751 | 1582.4456 | Advanced Power Strips | 0.75543 | 0 |  | x |  | x | #REF! | #REF! | 44.9998 | 14.5688
Retro3Slow | Retro | Advanced Power Strips | Residential | Electronics | 0.010422 | 0.010155 | 84.2322 | 59.5685 | 50-60 | 40-100 | Multifamily - Low Rise | Load Sensing - Home AV | 0.015303 | 0.024512 | 0.049922 | 0.088898 | 0.14061 | 0.19991 | 0.25794 | 0.3046 | 0.3315 | 0.33447 | 0.31448 | 0.27674 | 0.22891 | 0.17864 | 0.13197 | 0.092561 | 0.061801 | 0.039376 | 0.023992 | 0.01626 | 3.2519 | 3.1124 | 2.8784 | 2.0621 | 0.51915 | 185.401 | Advanced Power Strips | 0.75543 | 0 |  | x |  | x | #REF! | #REF! | 44.9998 | 14.5688
Retro3Slow | Retro | Advanced Power Strips | Residential | Electronics | 0.010422 | 0.010155 | 84.2322 | 59.5685 | 50-60 | 40-100 | Multifamily - High Rise | Load Sensing - Home AV | 0.0046498 | 0.0074457 | 0.015157 | 0.026982 | 0.042665 | 0.060648 | 0.078246 | 0.092399 | 0.10056 | 0.10147 | 0.095412 | 0.083966 | 0.069456 | 0.054206 | 0.040046 | 0.028086 | 0.018753 | 0.011948 | 0.0072801 | 0.0049336 | 0.98672 | 0.94431 | 0.87331 | 0.62564 | 0.15755 | 56.2512 | Advanced Power Strips | 0.75543 | 0 |  | x |  | x | #REF! | #REF! | 44.9998 | 14.5688
Retro3Slow | Retro | Advanced Power Strips | Residential | Electronics | 0.010422 | 0.010155 | 84.2322 | 59.5685 | 50-60 | 40-100 | Manufactured | Load Sensing - Home AV | 0.012558 | 0.019667 | 0.039194 | 0.068357 | 0.10598 | 0.14787 | 0.1875 | 0.21785 | 0.23354 | 0.23237 | 0.21568 | 0.18755 | 0.15342 | 0.11848 | 0.086655 | 0.011984 | 0 | 0 | 0 | 0 | 2.0387 | 2.0387 | 2.0267 | 1.4806 | 0.39363 | 121.4405 | Advanced Power Strips | 0.75543 | 0 |  | x |  | x | #REF! | #REF! | 44.9998 | 14.5688
Retro3Slow | Retro | Advanced Power Strips | Residential | Electronics | 0.0034146 | 0.0031112 | 29.5793 | 267.626 | >200 | >100 | Single Family | PC Interaction Sensing - Home Office | 0.016354 | 0.02595 | 0.052365 | 0.092419 | 0.14492 | 0.20437 | 0.26175 | 0.30702 | 0.33212 | 0.33332 | 0.31195 | 0.27345 | 0.22545 | 0.17545 | 0.1293 | 0.090494 | 0.060304 | 0.038353 | 0.023329 | 0.015784 | 3.1568 | 3.1145 | 2.8862 | 2.0825 | 0.53637 | 833.5085 | Advanced Power Strips | 0.20325 | 0 |  | x |  | x | #REF! | #REF! | 54.395 | 213.231
Retro3Slow | Retro | Advanced Power Strips | Residential | Electronics | 0.0034146 | 0.0031112 | 29.5793 | 267.626 | >200 | >100 | Multifamily - Low Rise | PC Interaction Sensing - Home Office | 0.0013127 | 0.0021028 | 0.0042825 | 0.0076261 | 0.012062 | 0.017149 | 0.022127 | 0.02613 | 0.028437 | 0.028692 | 0.026977 | 0.02374 | 0.019637 | 0.015325 | 0.011321 | 0.0079403 | 0.0053015 | 0.0033778 | 0.0020582 | 0.0013948 | 0.27896 | 0.26699 | 0.24692 | 0.1769 | 0.044535 | 71.4547 | Advanced Power Strips | 0.20325 | 0 |  | x |  | x | #REF! | #REF! | 54.395 | 213.231
Retro3Slow | Retro | Advanced Power Strips | Residential | Electronics | 0.0034146 | 0.0031112 | 29.5793 | 267.626 | >200 | >100 | Multifamily - High Rise | PC Interaction Sensing - Home Office | 0.00039888 | 0.00063872 | 0.0013003 | 0.0023146 | 0.00366 | 0.0052026 | 0.0067123 | 0.0079263 | 0.0086266 | 0.0087045 | 0.0081849 | 0.007203 | 0.0059582 | 0.00465 | 0.0034353 | 0.0024094 | 0.0016087 | 0.001025 | 0.00062451 | 0.00042322 | 0.084645 | 0.081007 | 0.074916 | 0.05367 | 0.013515 | 21.6796 | Advanced Power Strips | 0.20325 | 0 |  | x |  | x | #REF! | #REF! | 54.395 | 213.231
Retro3Slow | Retro | Advanced Power Strips | Residential | Electronics | 0.0034146 | 0.0031112 | 29.5793 | 267.626 | >200 | >100 | Manufactured | PC Interaction Sensing - Home Office | 0.0013155 | 0.0020601 | 0.0041055 | 0.0071602 | 0.011102 | 0.015489 | 0.01964 | 0.022819 | 0.024463 | 0.024341 | 0.022592 | 0.019646 | 0.016071 | 0.012411 | 0.009077 | 0.0012553 | 0 | 0 | 0 | 0 | 0.21355 | 0.21355 | 0.21229 | 0.15509 | 0.041232 | 57.1509 | Advanced Power Strips | 0.20325 | 0 |  | x |  | x | #REF! | #REF! | 54.395 | 213.231
Retro3Slow | Retro | Advanced Power Strips | Residential | Electronics | 0.0046577 | 0.0042438 | 40.3483 | 320.3458 | >200 | >100 | Single Family | Load or Occupancy / Motion Sensing - Home Office | 0.022308 | 0.035397 | 0.07143 | 0.12607 | 0.19768 | 0.27877 | 0.35704 | 0.4188 | 0.45304 | 0.45467 | 0.42552 | 0.37301 | 0.30753 | 0.23933 | 0.17638 | 0.12344 | 0.08226 | 0.052317 | 0.031823 | 0.02153 | 4.3061 | 4.2483 | 3.937 | 2.8407 | 0.73166 | 1360.9398 | Advanced Power Strips | 0.17183 | 0 |  | x |  | x | #REF! | #REF! | 55.0462 | 265.2996
Retro3Slow | Retro | Advanced Power Strips | Residential | Electronics | 0.0046577 | 0.0042438 | 40.3483 | 320.3458 | >200 | >100 | Multifamily - Low Rise | Load or Occupancy / Motion Sensing - Home Office | 0.0017907 | 0.0028683 | 0.0058417 | 0.010403 | 0.016454 | 0.023392 | 0.030183 | 0.035643 | 0.038791 | 0.039138 | 0.036799 | 0.032383 | 0.026786 | 0.020904 | 0.015443 | 0.010831 | 0.0072317 | 0.0046076 | 0.0028075 | 0.0019026 | 0.38053 | 0.3642 | 0.33682 | 0.2413 | 0.060749 | 116.6701 | Advanced Power Strips | 0.17183 | 0 |  | x |  | x | #REF! | #REF! | 55.0462 | 265.2995
Retro3Slow | Retro | Advanced Power Strips | Residential | Electronics | 0.0046577 | 0.0042438 | 40.3483 | 320.3458 | >200 | >100 | Multifamily - High Rise | Load or Occupancy / Motion Sensing - Home Office | 0.0005441 | 0.00087127 | 0.0017737 | 0.0031573 | 0.0049925 | 0.0070968 | 0.0091561 | 0.010812 | 0.011767 | 0.011874 | 0.011165 | 0.0098254 | 0.0081275 | 0.006343 | 0.004686 | 0.0032866 | 0.0021944 | 0.0013981 | 0.00085188 | 0.00057731 | 0.11546 | 0.1105 | 0.10219 | 0.073209 | 0.018436 | 35.3981 | Advanced Power Strips | 0.17183 | 0 |  | x |  | x | #REF! | #REF! | 55.0462 | 265.2996
Retro3Slow | Retro | Advanced Power Strips | Residential | Electronics | 0.0046577 | 0.0042438 | 40.3483 | 320.3458 | >200 | >100 | Manufactured | Load or Occupancy / Motion Sensing - Home Office | 0.0017944 | 0.0028101 | 0.0056003 | 0.0097671 | 0.015143 | 0.021129 | 0.02679 | 0.031127 | 0.03337 | 0.033203 | 0.030818 | 0.026799 | 0.021922 | 0.016929 | 0.012382 | 0.0017123 | 0 | 0 | 0 | 0 | 0.29129 | 0.29129 | 0.28958 | 0.21155 | 0.056244 | 93.3151 | Advanced Power Strips | 0.17183 | 0 |  | x |  | x | #REF! | #REF! | 55.0462 | 265.2996
Retro3Slow | Retro | Advanced Power Strips | Residential | Electronics | 0.0025444 | 0.0024792 | 20.564 | 514.7254 | >200 | >100 | Single Family | Engagement Sensing - Home AV | 0.034055 | 0.054037 | 0.10904 | 0.19245 | 0.30178 | 0.42557 | 0.54505 | 0.63933 | 0.6916 | 0.69409 | 0.64959 | 0.56943 | 0.46948 | 0.36536 | 0.26926 | 0.18844 | 0.12558 | 0.079866 | 0.04858 | 0.032868 | 6.5736 | 6.4855 | 6.0101 | 4.3366 | 1.1169 | 3338.2278 | Advanced Power Strips | 0.11494 | 0 |  | x |  | x | #REF! | #REF! | 59.1629 | 455.5625
Retro3Slow | Retro | Advanced Power Strips | Residential | Electronics | 0.0025444 | 0.0024792 | 20.564 | 514.7254 | >200 | >100 | Multifamily - Low Rise | Engagement Sensing - Home AV | 0.003736 | 0.0059843 | 0.012188 | 0.021703 | 0.034328 | 0.048804 | 0.062972 | 0.074364 | 0.08093 | 0.081655 | 0.076775 | 0.067561 | 0.055885 | 0.043613 | 0.03222 | 0.022597 | 0.015088 | 0.009613 | 0.0058573 | 0.0039695 | 0.79391 | 0.75984 | 0.70272 | 0.50344 | 0.12674 | 391.1102 | Advanced Power Strips | 0.11494 | 0 |  | x |  | x | #REF! | #REF! | 59.1629 | 455.5625
Retro3Slow | Retro | Advanced Power Strips | Residential | Electronics | 0.0025444 | 0.0024792 | 20.564 | 514.7254 | >200 | >100 | Multifamily - High Rise | Engagement Sensing - Home AV | 0.0011352 | 0.0018177 | 0.0037004 | 0.0065871 | 0.010416 | 0.014806 | 0.019103 | 0.022558 | 0.02455 | 0.024772 | 0.023293 | 0.020499 | 0.016957 | 0.013234 | 0.0097765 | 0.0068569 | 0.0045782 | 0.0029169 | 0.0017773 | 0.0012045 | 0.24089 | 0.23054 | 0.2132 | 0.15274 | 0.038463 | 118.6641 | Advanced Power Strips | 0.11494 | 0 |  | x |  | x | #REF! | #REF! | 59.1629 | 455.5625
Retro3Slow | Retro | Advanced Power Strips | Residential | Electronics | 0.0025444 | 0.0024792 | 20.564 | 514.7254 | >200 | >100 | Manufactured | Engagement Sensing - Home AV | 0.0030659 | 0.0048014 | 0.0095687 | 0.016688 | 0.025874 | 0.0361 | 0.045774 | 0.053184 | 0.057016 | 0.05673 | 0.052655 | 0.045788 | 0.037456 | 0.028926 | 0.021155 | 0.0029256 | 0 | 0 | 0 | 0 | 0.49771 | 0.49771 | 0.49478 | 0.36146 | 0.096099 | 256.1833 | Advanced Power Strips | 0.11494 | 0 |  | x |  | x | #REF! | #REF! | 59.1629 | 455.5625
LO12Med | New | Aerator | Residential | Water Heating | 0.0049267 | 0.0035436 | 43.2925 | -162.5855 | <0 | <40 | Single Family | Bathroom_SF_ERWH | 0.0019931 | 0.0038837 | 0.005711 | 0.0075254 | 0.0091499 | 0.010374 | 0.011393 | 0.01222 | 0.012962 | 0.013566 | 0.013635 | 0.013885 | 0.01415 | 0.014333 | 0.014165 | 0.014133 | 0.013899 | 0.013574 | 0.013373 | 0.013125 | 0.22705 | 0.22705 | 0.15895 | 0.10241 | 0.038637 | -36.9154 | Aerator | 44.9358 | 1 |  |  |  | x | 44.9358 | 1 | 0 | -162.5855
LO12Med | New | Aerator | Residential | Water Heating | 0.0067343 | 0.0048437 | 59.1762 | -163.7648 | <0 | <40 | Multifamily - Low Rise | Bathroom_MF_ERWH | 0.00522 | 0.010328 | 0.015413 | 0.020608 | 0.025416 | 0.029265 | 0.03262 | 0.035472 | 0.038148 | 0.040505 | 0.041348 | 0.042739 | 0.044192 | 0.04545 | 0.045612 | 0.046224 | 0.046143 | 0.045792 | 0.045831 | 0.045729 | 0.70205 | 0.70205 | 0.47234 | 0.29434 | 0.10625 | -114.9718 | Aerator | 61.4223 | 1 |  |  |  | x | 61.4223 | 1 | 0 | -163.7648
LO12Med | New | Aerator | Residential | Water Heating | 0.0067343 | 0.0048437 | 59.1762 | -163.7648 | <0 | <40 | Multifamily - High Rise | Bathroom_MF_ERWH | 0.0015203 | 0.00299 | 0.0044717 | 0.0060026 | 0.0074452 | 0.0085956 | 0.0096154 | 0.010517 | 0.011349 | 0.012072 | 0.012298 | 0.012691 | 0.013126 | 0.013484 | 0.01351 | 0.013675 | 0.01364 | 0.013485 | 0.013421 | 0.013337 | 0.20725 | 0.20725 | 0.13969 | 0.086877 | 0.031025 | -33.9397 | Aerator | 61.4223 | 1 |  |  |  | x | 61.4223 | 1 | 0 | -163.7648
LO12Med | New | Aerator | Residential | Water Heating | 0.0056544 | 0.004067 | 49.6871 | -163.1509 | <0 | <40 | Manufactured | Bathroom_MH_ERWH | 0.00043198 | 0.00087907 | 0.0013485 | 0.0018514 | 0.0023431 | 0.0027636 | 0.0031543 | 0.0035128 | 0.0038645 | 0.0041927 | 0.0043662 | 0.0046025 | 0.0048517 | 0.0050802 | 0.0051876 | 0.0053456 | 0.0054277 | 0.0054705 | 0.0055588 | 0.0056273 | 0.07586 | 0.07586 | 0.04843 | 0.028708 | 0.0096176 | -12.3766 | Aerator | 51.5731 | 1 |  |  |  | x | 51.5731 | 1 | 0 | -163.1509
LO12Med | New | Aerator | Residential | Water Heating | 0.002865 | 0.0025332 | 26.8843 | -248.6588 | <0 | <40 | Single Family | Bathroom_SF_HPWH | 0.0070136 | 0.013667 | 0.020097 | 0.026482 | 0.032198 | 0.036506 | 0.040093 | 0.043002 | 0.045614 | 0.047739 | 0.047982 | 0.04886 | 0.049794 | 0.050437 | 0.049847 | 0.049733 | 0.048911 | 0.047767 | 0.047059 | 0.046188 | 0.79899 | 0.79899 | 0.55933 | 0.36039 | 0.13596 | -198.6752 | Aerator | 40.3847 | 1 |  |  |  | x | 40.3847 | 1 | 0 | -248.6588
LO12Med | New | Aerator | Residential | Water Heating | 0.0039161 | 0.0034627 | 36.7479 | -250.5578 | <0 | <40 | Multifamily - Low Rise | Bathroom_MF_HPWH | 0.0010805 | 0.0021378 | 0.0031905 | 0.0042657 | 0.0052609 | 0.0060578 | 0.0067522 | 0.0073427 | 0.0078965 | 0.0083845 | 0.008559 | 0.0088469 | 0.0091476 | 0.009408 | 0.0094416 | 0.0095682 | 0.0095514 | 0.0094789 | 0.0094869 | 0.0094657 | 0.14532 | 0.14532 | 0.097772 | 0.060928 | 0.021993 | -36.4119 | Aerator | 55.2015 | 1 |  |  |  | x | 55.2015 | 1 | 0 | -250.5578
LO12Med | New | Aerator | Residential | Water Heating | 0.0039161 | 0.0034627 | 36.7479 | -250.5578 | <0 | <40 | Multifamily - High Rise | Bathroom_MF_HPWH | 0.0003147 | 0.00061893 | 0.00092562 | 0.0012425 | 0.0015411 | 0.0017793 | 0.0019904 | 0.002177 | 0.0023493 | 0.0024989 | 0.0025457 | 0.0026269 | 0.0027171 | 0.0027911 | 0.0027966 | 0.0028307 | 0.0028235 | 0.0027914 | 0.0027781 | 0.0027607 | 0.0429 | 0.0429 | 0.028915 | 0.017983 | 0.0064222 | -10.7488 | Aerator | 55.2015 | 1 |  |  |  | x | 55.2015 | 1 | 0 | -250.5578
LO12Med | New | Aerator | Residential | Water Heating | 0.0032882 | 0.0029074 | 30.8553 | -249.5693 | <0 | <40 | Manufactured | Bathroom_MH_HPWH | 0.00080478 | 0.0016377 | 0.0025122 | 0.0034492 | 0.0043651 | 0.0051485 | 0.0058764 | 0.0065442 | 0.0071996 | 0.007811 | 0.0081341 | 0.0085743 | 0.0090386 | 0.0094643 | 0.0096644 | 0.0099587 | 0.010112 | 0.010191 | 0.010356 | 0.010484 | 0.14133 | 0.14133 | 0.090224 | 0.053483 | 0.017917 | -35.2705 | Aerator | 46.3499 | 1 |  |  |  | x | 46.3499 | 1 | 0 | -249.5693
LO12Med | New | Aerator | Residential | Water Heating | 0.0077679 | 0.0089313 | 72.2217 | -137.1797 | <0 | <40 | Single Family | Kitchen_SF_ERWH | 0.0014068 | 0.0027412 | 0.0040309 | 0.0053116 | 0.0064582 | 0.0073223 | 0.0080417 | 0.0086253 | 0.0091492 | 0.0095753 | 0.0096242 | 0.0098002 | 0.0099875 | 0.010116 | 0.0099981 | 0.0099752 | 0.0098103 | 0.0095809 | 0.0094389 | 0.0092641 | 0.16026 | 0.16026 | 0.11219 | 0.072287 | 0.027271 | -21.9842 | Aerator | 48.7153 | 1 |  |  |  | x | 48.7153 | 1 | 0 | -137.1797
LO12Med | New | Aerator | Residential | Water Heating | 0.0058815 | 0.0067624 | 54.6828 | -136.0409 | <0 | <40 | Multifamily - Low Rise | Kitchen_MF_ERWH | 0.0036844 | 0.0072894 | 0.010879 | 0.014545 | 0.017939 | 0.020656 | 0.023024 | 0.025037 | 0.026925 | 0.02859 | 0.029184 | 0.030166 | 0.031191 | 0.03208 | 0.032194 | 0.032626 | 0.032568 | 0.032321 | 0.032349 | 0.032276 | 0.49552 | 0.49552 | 0.33338 | 0.20775 | 0.074993 | -67.4116 | Aerator | 36.8849 | 1 |  |  |  | x | 36.8849 | 1 | 0 | -136.0409
LO12Med | New | Aerator | Residential | Water Heating | 0.0058815 | 0.0067624 | 54.6828 | -136.0409 | <0 | <40 | Multifamily - High Rise | Kitchen_MF_ERWH | 0.001073 | 0.0021104 | 0.0031562 | 0.0042368 | 0.005255 | 0.006067 | 0.0067867 | 0.007423 | 0.0080107 | 0.0085207 | 0.0086803 | 0.0089573 | 0.0092647 | 0.0095171 | 0.009536 | 0.0096522 | 0.0096276 | 0.009518 | 0.0094729 | 0.0094135 | 0.14628 | 0.14628 | 0.098595 | 0.06132 | 0.021898 | -19.8999 | Aerator | 36.8849 | 1 |  |  |  | x | 36.8849 | 1 | 0 | -136.0409
LO12Med | New | Aerator | Residential | Water Heating | 0.0079486 | 0.009139 | 73.9015 | -137.2604 | <0 | <40 | Manufactured | Kitchen_MH_ERWH | 0.0003049 | 0.00062046 | 0.00095179 | 0.0013068 | 0.0016538 | 0.0019506 | 0.0022264 | 0.0024794 | 0.0027277 | 0.0029593 | 0.0030818 | 0.0032485 | 0.0034244 | 0.0035857 | 0.0036615 | 0.003773 | 0.003831 | 0.0038612 | 0.0039235 | 0.0039719 | 0.053544 | 0.053544 | 0.034183 | 0.020263 | 0.0067883 | -7.3494 | Aerator | 49.8484 | 1 |  |  |  | x | 49.8484 | 1 | 0 | -137.2604
LO12Med | New | Aerator | Residential | Water Heating | 0.0047911 | 0.0054712 | 44.6285 | -210.0892 | <0 | <40 | Single Family | Kitchen_SF_HPWH | 0.004926 | 0.0095987 | 0.014115 | 0.018599 | 0.022614 | 0.02564 | 0.028159 | 0.030203 | 0.032037 | 0.033529 | 0.0337 | 0.034317 | 0.034973 | 0.035424 | 0.03501 | 0.03493 | 0.034352 | 0.033549 | 0.033052 | 0.03244 | 0.56117 | 0.56117 | 0.39285 | 0.25312 | 0.095493 | -117.8953 | Aerator | 43.1719 | 1 |  |  |  | x | 43.1719 | 1 | 0 | -210.0892
LO12Med | New | Aerator | Residential | Water Heating | 0.0036276 | 0.0041426 | 33.7905 | -208.2463 | <0 | <40 | Multifamily - Low Rise | Kitchen_MF_HPWH | 0.00075891 | 0.0015015 | 0.0022409 | 0.002996 | 0.003695 | 0.0042547 | 0.0047424 | 0.0051571 | 0.0055461 | 0.0058889 | 0.0060114 | 0.0062136 | 0.0064248 | 0.0066077 | 0.0066313 | 0.0067202 | 0.0067084 | 0.0066575 | 0.0066631 | 0.0066482 | 0.10207 | 0.10207 | 0.06867 | 0.042793 | 0.015447 | -21.2552 | Aerator | 32.6876 | 1 |  |  |  | x | 32.6876 | 1 | 0 | -208.2463
LO12Med | New | Aerator | Residential | Water Heating | 0.0036276 | 0.0041426 | 33.7905 | -208.2463 | <0 | <40 | Multifamily - High Rise | Kitchen_MF_HPWH | 0.00022103 | 0.0004347 | 0.00065011 | 0.00087268 | 0.0010824 | 0.0012497 | 0.0013979 | 0.001529 | 0.00165 | 0.0017551 | 0.001788 | 0.001845 | 0.0019083 | 0.0019603 | 0.0019642 | 0.0019882 | 0.0019831 | 0.0019605 | 0.0019512 | 0.001939 | 0.03013 | 0.03013 | 0.020309 | 0.012631 | 0.0045106 | -6.2746 | Aerator | 32.6876 | 1 |  |  |  | x | 32.6876 | 1 | 0 | -208.2463
LO12Med | New | Aerator | Residential | Water Heating | 0.0049025 | 0.0055985 | 45.6665 | -210.2198 | <0 | <40 | Manufactured | Kitchen_MH_HPWH | 0.00056523 | 0.0011502 | 0.0017644 | 0.0024225 | 0.0030658 | 0.003616 | 0.0041273 | 0.0045963 | 0.0050566 | 0.005486 | 0.005713 | 0.0060222 | 0.0063482 | 0.0066473 | 0.0067878 | 0.0069945 | 0.0071019 | 0.0071579 | 0.0072735 | 0.0073631 | 0.09926 | 0.09926 | 0.063369 | 0.037564 | 0.012584 | -20.8664 | Aerator | 44.176 | 1 |  |  |  | x | 44.176 | 1 | 0 | -210.2198
Retro12Med | Retro | Aerator | Residential | Water Heating | 0.0049267 | 0.0035436 | 43.2925 | -162.5855 | <0 | <40 | Single Family | Bathroom_SF_ERWH | 0.15158 | 0.15304 | 0.15428 | 0.15531 | 0.15615 | 0.14111 | 0.11321 | 0.090757 | 0.072709 | 0.058222 | 0.046605 | 0.037292 | 0.029833 | 0.023862 | 0.019083 | 0.015258 | 0.00010401 | 3.7123e-05 | 1.2647e-05 | 4.1213e-06 | 1.4399 | 1.4185 | 1.4031 | 1.293 | 0.91148 | -230.6228 | Aerator | 44.9358 | 1 |  |  |  | x | 44.9358 | 1 | 0 | -162.5855
Retro12Med | Retro | Aerator | Residential | Water Heating | 0.0067343 | 0.0048437 | 59.1762 | -163.7648 | <0 | <40 | Multifamily - Low Rise | Bathroom_MF_ERWH | 0.21828 | 0.22252 | 0.22623 | 0.22944 | 0.23219 | 0.21097 | 0.17004 | 0.13684 | 0.11 | 0.088349 | 0.070914 | 0.056882 | 0.045607 | 0.036556 | 0.029293 | 0.023467 | 0.00016026 | 5.7305e-05 | 1.9559e-05 | 6.3856e-06 | 2.231 | 2.1078 | 2.0841 | 1.9158 | 1.3396 | -345.1869 | Aerator | 61.4223 | 1 |  |  |  | x | 61.4223 | 1 | 0 | -163.7648
Retro12Med | Retro | Aerator | Residential | Water Heating | 0.0067343 | 0.0048437 | 59.1762 | -163.7648 | <0 | <40 | Multifamily - High Rise | Bathroom_MF_ERWH | 0.064592 | 0.065825 | 0.066895 | 0.067824 | 0.068621 | 0.062345 | 0.050245 | 0.040435 | 0.032504 | 0.026108 | 0.020956 | 0.01681 | 0.013478 | 0.010804 | 0.0086573 | 0.0069356 | 4.7363e-05 | 1.6936e-05 | 5.7804e-06 | 1.8871e-06 | 0.65932 | 0.62311 | 0.6161 | 0.56635 | 0.3961 | -102.0431 | Aerator | 61.4223 | 1 |  |  |  | x | 61.4223 | 1 | 0 | -163.7648
Retro12Med | Retro | Aerator | Residential | Water Heating | 0.0056544 | 0.004067 | 49.6871 | -163.1509 | <0 | <40 | Manufactured | Bathroom_MH_ERWH | 0.055273 | 0.055075 | 0.054848 | 0.054594 | 0.054313 | 0.048598 | 0.038627 | 0.030689 | 0.024373 | 0.019352 | 0.0068307 | 0 | 0 | 0 | 0 | 0 | 0 | 0 | 0 | 0 | 0.44257 | 0.44257 | 0.44257 | 0.44257 | 0.3227 | -72.206 | Aerator | 51.5731 | 1 |  |  |  | x | 51.5731 | 1 | 0 | -163.1509
Retro12Med | Retro | Aerator | Residential | Water Heating | 0.002865 | 0.0025332 | 26.8843 | -248.6588 | <0 | <40 | Single Family | Bathroom_SF_HPWH | 0.5334 | 0.53855 | 0.54291 | 0.54653 | 0.54949 | 0.49656 | 0.3984 | 0.31937 | 0.25586 | 0.20488 | 0.164 | 0.13123 | 0.10498 | 0.083968 | 0.067151 | 0.053693 | 0.00036601 | 0.00013064 | 4.4505e-05 | 1.4503e-05 | 5.0669 | 4.9915 | 4.9373 | 4.55 | 3.2074 | -1241.1892 | Aerator | 40.3847 | 1 |  |  |  | x | 40.3847 | 1 | 0 | -248.6588
Retro12Med | Retro | Aerator | Residential | Water Heating | 0.0039161 | 0.0034627 | 36.7479 | -250.5578 | <0 | <40 | Multifamily - Low Rise | Bathroom_MF_HPWH | 0.045184 | 0.046061 | 0.046829 | 0.047494 | 0.048062 | 0.043671 | 0.035197 | 0.028326 | 0.02277 | 0.018288 | 0.014679 | 0.011774 | 0.0094406 | 0.007567 | 0.0060636 | 0.0048577 | 3.3173e-05 | 1.1862e-05 | 4.0487e-06 | 1.3218e-06 | 0.46181 | 0.43631 | 0.43141 | 0.39656 | 0.2773 | -109.3217 | Aerator | 55.2015 | 1 |  |  |  | x | 55.2015 | 1 | 0 | -250.5578
Retro12Med | Retro | Aerator | Residential | Water Heating | 0.0039161 | 0.0034627 | 36.7479 | -250.5578 | <0 | <40 | Multifamily - High Rise | Bathroom_MF_HPWH | 0.01337 | 0.013626 | 0.013847 | 0.014039 | 0.014204 | 0.012905 | 0.010401 | 0.0083699 | 0.0067283 | 0.0054042 | 0.0043379 | 0.0034797 | 0.00279 | 0.0022363 | 0.001792 | 0.0014356 | 9.8041e-06 | 3.5057e-06 | 1.1965e-06 | 3.9063e-07 | 0.13648 | 0.12898 | 0.12753 | 0.11723 | 0.081992 | -32.3173 | Aerator | 55.2015 | 1 |  |  |  | x | 55.2015 | 1 | 0 | -250.5578
Retro12Med | Retro | Aerator | Residential | Water Heating | 0.0032882 | 0.0029074 | 30.8553 | -249.5693 | <0 | <40 | Manufactured | Bathroom_MH_HPWH | 0.10297 | 0.1026 | 0.10218 | 0.10171 | 0.10118 | 0.090537 | 0.071962 | 0.057172 | 0.045406 | 0.036052 | 0.012725 | 0 | 0 | 0 | 0 | 0 | 0 | 0 | 0 | 0 | 0.8245 | 0.8245 | 0.8245 | 0.8245 | 0.60118 | -205.7701 | Aerator | 46.3499 | 1 |  |  |  | x | 46.3499 | 1 | 0 | -249.5693
Retro12Med | Retro | Aerator | Residential | Water Heating | 0.0077679 | 0.0089313 | 72.2217 | -137.1797 | <0 | <40 | Single Family | Kitchen_SF_ERWH | 0.10699 | 0.10802 | 0.10889 | 0.10962 | 0.11021 | 0.099599 | 0.079909 | 0.064058 | 0.051319 | 0.041095 | 0.032895 | 0.026322 | 0.021057 | 0.016842 | 0.013469 | 0.01077 | 7.3413e-05 | 2.6202e-05 | 8.9267e-06 | 2.9089e-06 | 1.0163 | 1.0012 | 0.9903 | 0.91262 | 0.64334 | -137.3424 | Aerator | 48.7153 | 1 |  |  |  | x | 48.7153 | 1 | 0 | -137.1797
Retro12Med | Retro | Aerator | Residential | Water Heating | 0.0058815 | 0.0067624 | 54.6828 | -136.0409 | <0 | <40 | Multifamily - Low Rise | Kitchen_MF_ERWH | 0.15407 | 0.15706 | 0.15968 | 0.16194 | 0.16388 | 0.14891 | 0.12002 | 0.096584 | 0.07764 | 0.062359 | 0.050053 | 0.040149 | 0.032191 | 0.025802 | 0.020676 | 0.016564 | 0.00011311 | 4.0447e-05 | 1.3805e-05 | 4.5071e-06 | 1.5747 | 1.4877 | 1.471 | 1.3522 | 0.94554 | -202.394 | Aerator | 36.8849 | 1 |  |  |  | x | 36.8849 | 1 | 0 | -136.0409
Retro12Med | Retro | Aerator | Residential | Water Heating | 0.0058815 | 0.0067624 | 54.6828 | -136.0409 | <0 | <40 | Multifamily - High Rise | Kitchen_MF_ERWH | 0.045591 | 0.04646 | 0.047216 | 0.047872 | 0.048434 | 0.044005 | 0.035464 | 0.02854 | 0.022942 | 0.018427 | 0.014791 | 0.011865 | 0.0095134 | 0.0076254 | 0.0061105 | 0.0048953 | 3.343e-05 | 1.1954e-05 | 4.08e-06 | 1.332e-06 | 0.46536 | 0.4398 | 0.43486 | 0.39974 | 0.27958 | -59.8311 | Aerator | 36.8849 | 1 |  |  |  | x | 36.8849 | 1 | 0 | -136.0409
Retro12Med | Retro | Aerator | Residential | Water Heating | 0.0079486 | 0.009139 | 73.9015 | -137.2604 | <0 | <40 | Manufactured | Kitchen_MH_ERWH | 0.039013 | 0.038873 | 0.038713 | 0.038534 | 0.038335 | 0.034301 | 0.027264 | 0.021661 | 0.017203 | 0.013659 | 0.0048212 | 0 | 0 | 0 | 0 | 0 | 0 | 0 | 0 | 0 | 0.31238 | 0.31238 | 0.31238 | 0.31238 | 0.22777 | -42.8769 | Aerator | 49.8484 | 1 |  |  |  | x | 49.8484 | 1 | 0 | -137.2604
Retro12Med | Retro | Aerator | Residential | Water Heating | 0.0047911 | 0.0054712 | 44.6285 | -210.0892 | <0 | <40 | Single Family | Kitchen_SF_HPWH | 0.37464 | 0.37825 | 0.38131 | 0.38386 | 0.38593 | 0.34876 | 0.27981 | 0.22431 | 0.1797 | 0.1439 | 0.11519 | 0.092169 | 0.073733 | 0.058975 | 0.047163 | 0.037712 | 0.00025707 | 9.1751e-05 | 3.1258e-05 | 1.0186e-05 | 3.5588 | 3.5058 | 3.4677 | 3.1957 | 2.2527 | -736.5307 | Aerator | 43.1719 | 1 |  |  |  | x | 43.1719 | 1 | 0 | -210.0892
Retro12Med | Retro | Aerator | Residential | Water Heating | 0.0036276 | 0.0041426 | 33.7905 | -208.2463 | <0 | <40 | Multifamily - Low Rise | Kitchen_MF_HPWH | 0.031735 | 0.032351 | 0.03289 | 0.033357 | 0.033756 | 0.030672 | 0.024721 | 0.019894 | 0.015992 | 0.012845 | 0.01031 | 0.0082698 | 0.0066306 | 0.0053146 | 0.0042588 | 0.0034118 | 2.3299e-05 | 8.3313e-06 | 2.8436e-06 | 9.2837e-07 | 0.32435 | 0.30644 | 0.303 | 0.27852 | 0.19476 | -63.8159 | Aerator | 32.6876 | 1 |  |  |  | x | 32.6876 | 1 | 0 | -208.2463
Retro12Med | Retro | Aerator | Residential | Water Heating | 0.0036276 | 0.0041426 | 33.7905 | -208.2463 | <0 | <40 | Multifamily - High Rise | Kitchen_MF_HPWH | 0.0093907 | 0.0095699 | 0.0097255 | 0.0098606 | 0.0099764 | 0.009064 | 0.0073049 | 0.0058786 | 0.0047256 | 0.0037956 | 0.0030467 | 0.0024439 | 0.0019596 | 0.0015707 | 0.0012586 | 0.0010083 | 6.8859e-06 | 2.4622e-06 | 8.4039e-07 | 2.7436e-07 | 0.095854 | 0.09059 | 0.089571 | 0.082339 | 0.057587 | -18.8651 | Aerator | 32.6876 | 1 |  |  |  | x | 32.6876 | 1 | 0 | -208.2463
Retro12Med | Retro | Aerator | Residential | Water Heating | 0.0049025 | 0.0055985 | 45.6665 | -210.2198 | <0 | <40 | Manufactured | Kitchen_MH_HPWH | 0.072323 | 0.072063 | 0.071766 | 0.071434 | 0.071066 | 0.063588 | 0.050543 | 0.040155 | 0.031891 | 0.025321 | 0.0089377 | 0 | 0 | 0 | 0 | 0 | 0 | 0 | 0 | 0 | 0.57909 | 0.57909 | 0.57909 | 0.57909 | 0.42224 | -121.7356 | Aerator | 44.176 | 1 |  |  |  | x | 44.176 | 1 | 0 | -210.2198
LO5Med | New | Air cleaners | Residential | Other | 0.0061715 | 0.0056111 | 52.2744 | 197.7624 | 190-200 | >100 | Single Family | ENERGY STAR Air Cleaner | 0.0012817 | 0.002782 | 0.0045666 | 0.0066233 | 0.0087836 | 0.01107 | 0.013659 | 0.016324 | 0.018948 | 0.021215 | 0.022289 | 0.023241 | 0.023872 | 0.024095 | 0.023494 | 0.023192 | 0.022807 | 0.022273 | 0.021942 | 0.021536 | 0.33399 | 0.33399 | 0.22224 | 0.12754 | 0.035107 | 66.0514 | Air cleaners | 0.23876 | 0 |  |  |  | x | #REF! | #REF! | 47.217 | 150.5453
LO5Med | New | Air cleaners | Residential | Other | 0.0061715 | 0.0056111 | 52.2744 | 197.7624 | 190-200 | >100 | Multifamily - Low Rise | ENERGY STAR Air Cleaner | 0.00052652 | 0.0011604 | 0.0019332 | 0.0028449 | 0.0038269 | 0.0048981 | 0.0061339 | 0.0074324 | 0.0087464 | 0.0099353 | 0.010602 | 0.011221 | 0.011694 | 0.011984 | 0.011866 | 0.011898 | 0.011876 | 0.011785 | 0.011795 | 0.011769 | 0.16393 | 0.16393 | 0.1048 | 0.058039 | 0.01519 | 32.4187 | Air cleaners | 0.23876 | 0 |  |  |  | x | #REF! | #REF! | 47.217 | 150.5453
LO5Med | New | Air cleaners | Residential | Other | 0.0061715 | 0.0056111 | 52.2744 | 197.7624 | 190-200 | >100 | Multifamily - High Rise | ENERGY STAR Air Cleaner | 0.00015335 | 0.00033595 | 0.00056084 | 0.00082865 | 0.001121 | 0.0014386 | 0.0018081 | 0.0022036 | 0.0026022 | 0.0029611 | 0.0031532 | 0.0033319 | 0.0034734 | 0.0035554 | 0.0035147 | 0.0035199 | 0.0035106 | 0.0034706 | 0.0034541 | 0.0034324 | 0.04843 | 0.04843 | 0.031042 | 0.017167 | 0.0044385 | 9.5776 | Air cleaners | 0.23876 | 0 |  |  |  | x | #REF! | #REF! | 47.217 | 150.5454
LO5Med | New | Air cleaners | Residential | Other | 0.0061715 | 0.0056111 | 52.2744 | 197.7624 | 190-200 | >100 | Manufactured | ENERGY STAR Air Cleaner | 0.00010108 | 0.00022912 | 0.00039234 | 0.00059291 | 0.00081843 | 0.001073 | 0.0013759 | 0.0017074 | 0.0020554 | 0.0023857 | 0.0025969 | 0.0028031 | 0.0029782 | 0.0031075 | 0.0031306 | 0.0031918 | 0.0032406 | 0.003266 | 0.0033188 | 0.0033596 | 0.041725 | 0.041725 | 0.025348 | 0.013328 | 0.0032069 | 8.2515 | Air cleaners | 0.23876 | 0 |  |  |  | x | #REF! | #REF! | 47.217 | 150.5453
LO5Med | NR | Air cleaners | Residential | Other | 0.0061715 | 0.0056111 | 52.2744 | 197.7624 | 190-200 | >100 | Single Family | ENERGY STAR Air Cleaner | 0.012105 | 0.026906 | 0.044951 | 0.065818 | 0.089533 | 0.11717 | 0.14737 | 0.17809 | 0.20688 | 0.25545 | 0.27427 | 0.28604 | 0.29179 | 0.29233 | 0.28847 | 0.023491 | 0 | 0 | 0 | 0 | 2.6007 | 2.6007 | 2.5772 | 1.4185 | 0.35648 | 514.313 | Air cleaners | 0.23876 | 0 |  |  |  | x | #REF! | #REF! | 47.217 | 150.5454
LO5Med | NR | Air cleaners | Residential | Other | 0.0061715 | 0.0056111 | 52.2744 | 197.7624 | 190-200 | >100 | Multifamily - Low Rise | ENERGY STAR Air Cleaner | 0.0027342 | 0.0060774 | 0.010153 | 0.014867 | 0.020223 | 0.026465 | 0.033287 | 0.040225 | 0.046729 | 0.062135 | 0.066541 | 0.069173 | 0.070296 | 0.070021 | 0.068575 | 0.015792 | 0 | 0 | 0 | 0 | 0.62329 | 0.62329 | 0.6075 | 0.32944 | 0.080519 | 123.2642 | Air cleaners | 0.23876 | 0 |  |  |  | x | #REF! | #REF! | 47.217 | 150.5454
LO5Med | NR | Air cleaners | Residential | Other | 0.0061715 | 0.0056111 | 52.2744 | 197.7624 | 190-200 | >100 | Multifamily - High Rise | ENERGY STAR Air Cleaner | 0.00080907 | 0.0017984 | 0.0030044 | 0.0043992 | 0.0059843 | 0.0078312 | 0.0098499 | 0.011903 | 0.013828 | 0.018341 | 0.019626 | 0.020412 | 0.020759 | 0.020696 | 0.020277 | 0.0046638 | 0 | 0 | 0 | 0 | 0.18418 | 0.18418 | 0.17952 | 0.097374 | 0.023827 | 36.4242 | Air cleaners | 0.23876 | 0 |  |  |  | x | #REF! | #REF! | 47.217 | 150.5454
LO5Med | NR | Air cleaners | Residential | Other | 0.0061715 | 0.0056111 | 52.2744 | 197.7624 | 190-200 | >100 | Manufactured | ENERGY STAR Air Cleaner | 0.0016061 | 0.0035399 | 0.0058639 | 0.0085137 | 0.011484 | 0.014901 | 0.018584 | 0.022268 | 0.025651 | 0.030347 | 0.032485 | 0.033768 | 0.034319 | 0.034254 | 0.012336 | 0 | 0 | 0 | 0 | 0 | 0.28992 | 0.28992 | 0.28992 | 0.17524 | 0.045908 | 57.3355 | Air cleaners | 0.23876 | 0 |  |  |  | x | #REF! | #REF! | 47.217 | 150.5454
LO3Slow | New | Behavior | Residential | Whole Bldg/Meter Level | 0.0087478 | 0.0078259 | 81.6332 | 164.4265 | 160-170 | >100 | Single Family | SF Behavior | 0.0011388 | 0.0028537 | 0.0062172 | 0.012058 | 0.020678 | 0.031906 | 0.046225 | 0.062874 | 0.081212 | 0.099595 | 0.1133 | 0.1267 | 0.13825 | 0.14688 | 0.14985 | 0.1525 | 0.15297 | 0.15126 | 0.15013 | 0.14814 | 1.7947 | 1.7947 | 1.0397 | 0.47806 | 0.074852 | 295.1017 | Behavior | 0.33182 | 0 |  | x |  | x | #REF! | #REF! | 54.5607 | 109.8658
Retro3Slow | Retro | Behavior | Residential | Whole Bldg/Meter Level | 0.0087478 | 0.0078259 | 81.5798 | 163.294 | 160-170 | >100 | Single Family | SF Behavior | 0.0968 | 0.1536 | 0.30995 | 0.54703 | 0.85779 | 1.2097 | 1.5493 | 1.8173 | 1.9658 | 1.9729 | 1.8464 | 1.6186 | 1.3345 | 1.0385 | 0.76535 | 0.53564 | 0.35694 | 0.22701 | 0.13809 | 0.093426 | 18.6851 | 18.4346 | 17.0835 | 12.3266 | 3.1748 | 3010.2579 | Behavior | 0.33182 | 0 |  | x |  | x | #REF! | #REF! | 54.1849 | 109.1091
LO5Med | New | CAC | Residential | HVAC | 0.006518 | 0.0018783 | 40.3088 | 183.6265 | 180-190 | >100 | Single Family | SF CAC - SEER 15 - CZ1 | 0.0028324 | 0.0061479 | 0.010092 | 0.014637 | 0.019411 | 0.024463 | 0.030185 | 0.036075 | 0.041872 | 0.046882 | 0.049257 | 0.05136 | 0.052755 | 0.053247 | 0.051919 | 0.051251 | 0.0504 | 0.04922 | 0.04849 | 0.047592 | 0.73809 | 0.73809 | 0.49113 | 0.28185 | 0.077583 | 135.5327 | CAC | 0.32954 | 0 |  |  |  | x | #REF! | #REF! | 60.5122 | 123.1142
LO5Med | New | CAC | Residential | HVAC | 0.0072309 | 0.0020838 | 44.7176 | 155.5579 | 150-160 | >100 | Single Family | SF CAC - SEER 16 - CZ1 | 0.0031422 | 0.0068203 | 0.011196 | 0.016238 | 0.021534 | 0.027139 | 0.033486 | 0.04002 | 0.046452 | 0.05201 | 0.054644 | 0.056978 | 0.058526 | 0.059071 | 0.057598 | 0.056857 | 0.055913 | 0.054604 | 0.053794 | 0.052798 | 0.81882 | 0.81882 | 0.54485 | 0.31268 | 0.086068 | 127.3735 | CAC | 0.37996 | 0 |  |  |  | x | #REF! | #REF! | 59.1053 | 96.4526
LO5Med | New | CAC | Residential | HVAC | 0.012051 | 0.0034729 | 74.5293 | 1060.0243 | >200 | >100 | Single Family | SF CAC - SEER 18 - CZ1 | 0.005237 | 0.011367 | 0.018659 | 0.027063 | 0.03589 | 0.045231 | 0.05581 | 0.0667 | 0.07742 | 0.086683 | 0.091073 | 0.094963 | 0.097543 | 0.098451 | 0.095996 | 0.094761 | 0.093188 | 0.091007 | 0.089656 | 0.087996 | 1.3647 | 1.3647 | 0.90809 | 0.52113 | 0.14345 | 1446.6106 | CAC | 0.064075 | 0 |  |  |  | x | #REF! | #REF! | 67.9206 | 992.1037
LO5Med | New | CAC | Residential | HVAC | 0.0053709 | 0.0015478 | 33.215 | 228.8042 | >200 | >100 | Manufactured | MH CAC - SEER 15 - CZ1 | 5.6959e-05 | 0.00012911 | 0.00022109 | 0.00033411 | 0.0004612 | 0.00060464 | 0.00077537 | 0.00096215 | 0.0011583 | 0.0013444 | 0.0014634 | 0.0015796 | 0.0016783 | 0.0017511 | 0.0017642 | 0.0017986 | 0.0018261 | 0.0018405 | 0.0018702 | 0.0018932 | 0.023512 | 0.023512 | 0.014284 | 0.0075107 | 0.0018071 | 5.3798 | CAC | 0.27155 | 0 |  |  |  | x | #REF! | #REF! | 62.1307 | 166.6735
LO5Med | New | CAC | Residential | HVAC | 0.0059584 | 0.001717 | 36.8479 | 194.741 | 190-200 | >100 | Manufactured | MH CAC - SEER 16 - CZ1 | 6.3189e-05 | 0.00014324 | 0.00024527 | 0.00037066 | 0.00051164 | 0.00067077 | 0.00086018 | 0.0010674 | 0.001285 | 0.0014914 | 0.0016235 | 0.0017524 | 0.0018618 | 0.0019426 | 0.0019571 | 0.0019953 | 0.0020258 | 0.0020418 | 0.0020747 | 0.0021003 | 0.026084 | 0.026084 | 0.015846 | 0.0083322 | 0.0020048 | 5.0797 | CAC | 0.31309 | 0 |  |  |  | x | #REF! | #REF! | 60.9713 | 133.7696
LO5Med | New | CAC | Residential | HVAC | 0.0099306 | 0.0028617 | 61.4132 | 1292.3766 | >200 | >100 | Manufactured | MH CAC - SEER 18 - CZ1 | 0.00010532 | 0.00023873 | 0.00040879 | 0.00061776 | 0.00085274 | 0.0011179 | 0.0014336 | 0.001779 | 0.0021416 | 0.0024857 | 0.0027058 | 0.0029206 | 0.0031031 | 0.0032377 | 0.0032619 | 0.0033256 | 0.0033764 | 0.003403 | 0.0034579 | 0.0035005 | 0.043474 | 0.043474 | 0.02641 | 0.013887 | 0.0033413 | 56.1842 | CAC | 0.052798 | 0 |  |  |  | x | #REF! | #REF! | 68.2353 | 1224.1413
LO5Med | New | CAC | Residential | HVAC | 0.012673 | 0.003652 | 78.3723 | 80.8899 | 80-90 | 40-100 | Single Family | SF CAC - SEER 15 - CZ2 | 0.0029266 | 0.0063523 | 0.010427 | 0.015123 | 0.020056 | 0.025276 | 0.031188 | 0.037274 | 0.043264 | 0.048441 | 0.050894 | 0.053068 | 0.054509 | 0.055017 | 0.053645 | 0.052955 | 0.052076 | 0.050857 | 0.050102 | 0.049175 | 0.76263 | 0.76263 | 0.50746 | 0.29122 | 0.080162 | 61.6888 | CAC | 0.64072 | 0 |  |  |  | x | #REF! | #REF! | 51.828 | 29.0618
LO5Med | New | CAC | Residential | HVAC | 0.014059 | 0.0040515 | 86.9443 | 66.4535 | 60-70 | 40-100 | Single Family | SF CAC - SEER 16 - CZ2 | 0.0032466 | 0.0070471 | 0.011568 | 0.016777 | 0.02225 | 0.028041 | 0.0346 | 0.041351 | 0.047997 | 0.053739 | 0.056461 | 0.058872 | 0.060471 | 0.061035 | 0.059513 | 0.058747 | 0.057772 | 0.056419 | 0.055582 | 0.054553 | 0.84604 | 0.84604 | 0.56297 | 0.32308 | 0.08893 | 56.2223 | CAC | 0.73875 | 0 |  |  |  | x | #REF! | #REF! | 49.0924 | 17.3611
LO5Med | New | CAC | Residential | HVAC | 0.023432 | 0.0067524 | 144.9071 | 531.643 | >200 | >100 | Single Family | SF CAC - SEER 18 - CZ2 | 0.0054111 | 0.011745 | 0.01928 | 0.027962 | 0.037083 | 0.046735 | 0.057666 | 0.068918 | 0.079994 | 0.089565 | 0.094101 | 0.09812 | 0.10079 | 0.10172 | 0.099188 | 0.097912 | 0.096286 | 0.094032 | 0.092637 | 0.090922 | 1.4101 | 1.4101 | 0.93828 | 0.53846 | 0.14822 | 749.6516 | CAC | 0.12458 | 0 |  |  |  | x | #REF! | #REF! | 66.2321 | 465.4109
LO5Med | New | CAC | Residential | HVAC | 0.010212 | 0.002943 | 63.1561 | 107.1023 | 100-110 | >100 | Manufactured | MH CAC - SEER 15 - CZ2 | 6.5695e-05 | 0.00014892 | 0.000255 | 0.00038536 | 0.00053194 | 0.00069737 | 0.00089429 | 0.0011097 | 0.0013359 | 0.0015506 | 0.0016879 | 0.0018219 | 0.0019357 | 0.0020197 | 0.0020348 | 0.0020745 | 0.0021062 | 0.0021228 | 0.002157 | 0.0021836 | 0.027119 | 0.027119 | 0.016475 | 0.0086626 | 0.0020843 | 2.9045 | CAC | 0.51633 | 0 |  |  |  | x | #REF! | #REF! | 55.2996 | 51.8026
LO5Med | New | CAC | Residential | HVAC | 0.011329 | 0.0032649 | 70.0638 | 89.1878 | 80-90 | 40-100 | Manufactured | MH CAC - SEER 16 - CZ2 | 7.2881e-05 | 0.0001652 | 0.00028289 | 0.00042751 | 0.00059012 | 0.00077365 | 0.0009921 | 0.0012311 | 0.001482 | 0.0017202 | 0.0018725 | 0.0020212 | 0.0021474 | 0.0022406 | 0.0022573 | 0.0023014 | 0.0023366 | 0.0023549 | 0.0023929 | 0.0024224 | 0.030085 | 0.030085 | 0.018277 | 0.0096101 | 0.0023122 | 2.6832 | CAC | 0.59532 | 0 |  |  |  | x | #REF! | #REF! | 53.0951 | 36.0926
LO5Med | New | CAC | Residential | HVAC | 0.018882 | 0.0054414 | 116.773 | 666.4551 | >200 | >100 | Manufactured | MH CAC - SEER 18 - CZ2 | 0.00012147 | 0.00027534 | 0.00047149 | 0.00071251 | 0.00098353 | 0.0012894 | 0.0016535 | 0.0020518 | 0.0024701 | 0.0028669 | 0.0031208 | 0.0033686 | 0.003579 | 0.0037343 | 0.0037622 | 0.0038356 | 0.0038943 | 0.0039249 | 0.0039882 | 0.0040374 | 0.050141 | 0.050141 | 0.030461 | 0.016017 | 0.0038537 | 33.417 | CAC | 0.10039 | 0 |  |  |  | x | #REF! | #REF! | 66.9071 | 599.5481
LO5Med | New | CAC | Residential | HVAC | 0.018039 | 0.0051983 | 111.5559 | 48.5269 | 40-50 | 40-100 | Single Family | SF CAC - SEER 15 - CZ3 | 0.0017469 | 0.0037918 | 0.0062243 | 0.0090274 | 0.011972 | 0.015088 | 0.018617 | 0.022249 | 0.025825 | 0.028915 | 0.03038 | 0.031677 | 0.032538 | 0.032841 | 0.032022 | 0.03161 | 0.031085 | 0.030357 | 0.029907 | 0.029353 | 0.45523 | 0.45523 | 0.30291 | 0.17384 | 0.04785 | 22.0908 | CAC | 0.91201 | 0 |  |  |  | x | #REF! | #REF! | 44.2572 | 4.2698
LO5Med | New | CAC | Residential | HVAC | 0.020012 | 0.0057669 | 123.7574 | 38.3848 | 30-40 | <40 | Single Family | SF CAC - SEER 16 - CZ3 | 0.001938 | 0.0042065 | 0.006905 | 0.010015 | 0.013281 | 0.016738 | 0.020653 | 0.024683 | 0.02865 | 0.032078 | 0.033702 | 0.035142 | 0.036097 | 0.036433 | 0.035524 | 0.035067 | 0.034485 | 0.033678 | 0.033178 | 0.032564 | 0.50502 | 0.50502 | 0.33605 | 0.19285 | 0.053084 | 19.385 | CAC | 1.0515 | 1 |  |  |  | x | #REF! | #REF! | 40.3633 | -1.9784
LO5Med | New | CAC | Residential | HVAC | 0.033353 | 0.0096115 | 206.2623 | 365.1982 | >200 | >100 | Single Family | SF CAC - SEER 18 - CZ3 | 0.00323 | 0.0070109 | 0.011508 | 0.016691 | 0.022136 | 0.027897 | 0.034422 | 0.041138 | 0.04775 | 0.053463 | 0.056171 | 0.05857 | 0.060161 | 0.060721 | 0.059207 | 0.058445 | 0.057475 | 0.05613 | 0.055297 | 0.054273 | 0.8417 | 0.8417 | 0.56008 | 0.32142 | 0.088473 | 307.386 | CAC | 0.17733 | 0 |  |  |  | x | #REF! | #REF! | 64.76 | 300.4382
LO5Med | New | CAC | Residential | HVAC | 0.014693 | 0.0042341 | 90.8636 | 65.9332 | 60-70 | 40-100 | Manufactured | MH CAC - SEER 15 - CZ3 | 4.3086e-05 | 9.7666e-05 | 0.00016724 | 0.00025273 | 0.00034887 | 0.00045736 | 0.00058651 | 0.0007278 | 0.00087615 | 0.0010169 | 0.001107 | 0.0011949 | 0.0012695 | 0.0013246 | 0.0013345 | 0.0013605 | 0.0013813 | 0.0013922 | 0.0014147 | 0.0014321 | 0.017786 | 0.017786 | 0.010805 | 0.0056813 | 0.001367 | 1.1727 | CAC | 0.74284 | 0 |  |  |  | x | #REF! | #REF! | 48.9781 | 16.9551
LO5Med | New | CAC | Residential | HVAC | 0.0163 | 0.0046972 | 100.8018 | 53.4815 | 50-60 | 40-100 | Manufactured | MH CAC - SEER 16 - CZ3 | 4.7798e-05 | 0.00010835 | 0.00018553 | 0.00028038 | 0.00038702 | 0.00050739 | 0.00065066 | 0.0008074 | 0.00097198 | 0.0011281 | 0.0012281 | 0.0013256 | 0.0014084 | 0.0014695 | 0.0014804 | 0.0015093 | 0.0015324 | 0.0015445 | 0.0015694 | 0.0015887 | 0.019731 | 0.019731 | 0.011987 | 0.0063027 | 0.0015165 | 1.0552 | CAC | 0.85649 | 0 |  |  |  | x | #REF! | #REF! | 45.8065 | 7.6749
LO5Med | New | CAC | Residential | HVAC | 0.027166 | 0.0078287 | 168.003 | 454.7198 | >200 | >100 | Manufactured | MH CAC - SEER 18 - CZ3 | 7.9664e-05 | 0.00018058 | 0.00030922 | 0.00046729 | 0.00064504 | 0.00084565 | 0.0010844 | 0.0013457 | 0.00162 | 0.0018802 | 0.0020468 | 0.0022093 | 0.0023473 | 0.0024491 | 0.0024674 | 0.0025156 | 0.002554 | 0.0025741 | 0.0026156 | 0.0026479 | 0.032885 | 0.032885 | 0.019978 | 0.010505 | 0.0025274 | 14.9533 | CAC | 0.14444 | 0 |  |  |  | x | #REF! | #REF! | 65.6779 | 389.0419
LO5Med | NR | CAC | Residential | HVAC | 0.006518 | 0.0018783 | 40.3088 | 183.6265 | 180-190 | >100 | Single Family | SF CAC - SEER 15 - CZ1 | 0.013375 | 0.02973 | 0.049668 | 0.072725 | 0.098929 | 0.12946 | 0.16283 | 0.19678 | 0.22859 | 0.25574 | 0.27653 | 0.29053 | 0.2986 | 0.30199 | 0.30131 | 0.30062 | 0.29994 | 0.29926 | 0.36176 | 0.35624 | 5.4837 | 4.3246 | 2.7068 | 1.5144 | 0.39389 | 794.1135 | CAC | 0.32954 | 0 |  |  |  | x | #REF! | #REF! | 60.5122 | 123.1142
LO5Med | NR | CAC | Residential | HVAC | 0.0072309 | 0.0020838 | 44.7176 | 155.5579 | 150-160 | >100 | Single Family | SF CAC - SEER 16 - CZ1 | 0.014838 | 0.032982 | 0.0551 | 0.08068 | 0.10975 | 0.14362 | 0.18064 | 0.2183 | 0.2536 | 0.28372 | 0.30677 | 0.3223 | 0.33126 | 0.33502 | 0.33426 | 0.3335 | 0.33275 | 0.33199 | 0.40133 | 0.3952 | 6.0835 | 4.7976 | 3.0029 | 1.68 | 0.43697 | 746.3074 | CAC | 0.37996 | 0 |  |  |  | x | #REF! | #REF! | 59.1053 | 96.4526
LO5Med | NR | CAC | Residential | HVAC | 0.012051 | 0.0034729 | 74.5293 | 1060.0243 | >200 | >100 | Single Family | SF CAC - SEER 18 - CZ1 | 0.02473 | 0.05497 | 0.091834 | 0.13447 | 0.18292 | 0.23937 | 0.30107 | 0.36383 | 0.42266 | 0.47286 | 0.51129 | 0.53717 | 0.5521 | 0.55837 | 0.5571 | 0.55584 | 0.55458 | 0.55332 | 0.66888 | 0.65867 | 10.1392 | 7.996 | 5.0048 | 2.8 | 0.72829 | 8475.9871 | CAC | 0.064075 | 0 |  |  |  | x | #REF! | #REF! | 67.9206 | 992.1037
LO5Med | NR | CAC | Residential | HVAC | 0.0053709 | 0.0015478 | 33.215 | 228.8042 | >200 | >100 | Manufactured | MH CAC - SEER 15 - CZ1 | 0.00045253 | 0.00099738 | 0.0016522 | 0.0023988 | 0.0032356 | 0.0041985 | 0.0052362 | 0.0062743 | 0.0072273 | 0.0080175 | 0.0085959 | 0.0089549 | 0.0091262 | 0.009152 | 0.0090542 | 0.0089574 | 0.0088617 | 0.008767 | 0.0099438 | 0.0098057 | 0.15695 | 0.13091 | 0.084574 | 0.048286 | 0.012935 | 29.9526 | CAC | 0.27155 | 0 |  |  |  | x | #REF! | #REF! | 62.1307 | 166.6735
LO5Med | NR | CAC | Residential | HVAC | 0.0059584 | 0.001717 | 36.8479 | 194.741 | 190-200 | >100 | Manufactured | MH CAC - SEER 16 - CZ1 | 0.00050202 | 0.0011065 | 0.0018329 | 0.0026612 | 0.0035895 | 0.0046577 | 0.0058089 | 0.0069606 | 0.0080178 | 0.0088944 | 0.0095361 | 0.0099344 | 0.010124 | 0.010153 | 0.010044 | 0.0099371 | 0.0098309 | 0.0097259 | 0.011031 | 0.010878 | 0.17411 | 0.14523 | 0.093824 | 0.053568 | 0.01435 | 28.2817 | CAC | 0.31309 | 0 |  |  |  | x | #REF! | #REF! | 60.9713 | 133.7696
LO5Med | NR | CAC | Residential | HVAC | 0.0099306 | 0.0028617 | 61.4132 | 1292.3766 | >200 | >100 | Manufactured | MH CAC - SEER 18 - CZ1 | 0.0008367 | 0.0018441 | 0.0030549 | 0.0044353 | 0.0059824 | 0.0077628 | 0.0096815 | 0.011601 | 0.013363 | 0.014824 | 0.015894 | 0.016557 | 0.016874 | 0.016922 | 0.016741 | 0.016562 | 0.016385 | 0.01621 | 0.018386 | 0.01813 | 0.29019 | 0.24205 | 0.15637 | 0.089279 | 0.023916 | 312.8139 | CAC | 0.052798 | 0 |  |  |  | x | #REF! | #REF! | 68.2353 | 1224.1413
LO5Med | NR | CAC | Residential | HVAC | 0.012673 | 0.003652 | 78.3723 | 80.8899 | 80-90 | 40-100 | Single Family | SF CAC - SEER 15 - CZ2 | 0.01382 | 0.030719 | 0.051319 | 0.075143 | 0.10222 | 0.13377 | 0.16825 | 0.20332 | 0.23619 | 0.26425 | 0.28572 | 0.30019 | 0.30853 | 0.31203 | 0.31132 | 0.31062 | 0.30991 | 0.30921 | 0.37379 | 0.36808 | 5.6661 | 4.4684 | 2.7968 | 1.5647 | 0.40699 | 361.4473 | CAC | 0.64072 | 0 |  |  |  | x | #REF! | #REF! | 51.828 | 29.0618
LO5Med | NR | CAC | Residential | HVAC | 0.014059 | 0.0040515 | 86.9443 | 66.4535 | 60-70 | 40-100 | Single Family | SF CAC - SEER 16 - CZ2 | 0.015331 | 0.034078 | 0.056932 | 0.083362 | 0.1134 | 0.1484 | 0.18665 | 0.22556 | 0.26203 | 0.29315 | 0.31697 | 0.33302 | 0.34227 | 0.34616 | 0.34538 | 0.34459 | 0.34381 | 0.34303 | 0.41467 | 0.40834 | 6.2858 | 4.9571 | 3.1027 | 1.7359 | 0.4515 | 329.4179 | CAC | 0.73875 | 0 |  |  |  | x | #REF! | #REF! | 49.0924 | 17.3611
LO5Med | NR | CAC | Residential | HVAC | 0.023432 | 0.0067524 | 144.9071 | 531.643 | >200 | >100 | Single Family | SF CAC - SEER 18 - CZ2 | 0.025552 | 0.056797 | 0.094887 | 0.13894 | 0.189 | 0.24733 | 0.31108 | 0.37593 | 0.43671 | 0.48858 | 0.52829 | 0.55503 | 0.57046 | 0.57694 | 0.57563 | 0.57432 | 0.57301 | 0.57171 | 0.69111 | 0.68057 | 10.4763 | 8.2619 | 5.1711 | 2.8931 | 0.7525 | 4392.3615 | CAC | 0.12458 | 0 |  |  |  | x | #REF! | #REF! | 66.2321 | 465.4109
LO5Med | NR | CAC | Residential | HVAC | 0.010212 | 0.002943 | 63.1561 | 107.1023 | 100-110 | >100 | Manufactured | MH CAC - SEER 15 - CZ2 | 0.00052193 | 0.0011504 | 0.0019056 | 0.0027667 | 0.0037318 | 0.0048424 | 0.0060393 | 0.0072367 | 0.0083358 | 0.0092472 | 0.0099143 | 0.010328 | 0.010526 | 0.010556 | 0.010443 | 0.010331 | 0.010221 | 0.010112 | 0.011469 | 0.01131 | 0.18102 | 0.15099 | 0.097545 | 0.055692 | 0.014919 | 16.1711 | CAC | 0.51633 | 0 |  |  |  | x | #REF! | #REF! | 55.2996 | 51.8027
LO5Med | NR | CAC | Residential | HVAC | 0.011329 | 0.0032649 | 70.0638 | 89.1878 | 80-90 | 40-100 | Manufactured | MH CAC - SEER 16 - CZ2 | 0.00057902 | 0.0012762 | 0.002114 | 0.0030693 | 0.00414 | 0.0053721 | 0.0066998 | 0.0080282 | 0.0092475 | 0.010259 | 0.010999 | 0.011458 | 0.011677 | 0.01171 | 0.011585 | 0.011461 | 0.011339 | 0.011218 | 0.012723 | 0.012547 | 0.20082 | 0.1675 | 0.10821 | 0.061784 | 0.016551 | 14.9391 | CAC | 0.59532 | 0 |  |  |  | x | #REF! | #REF! | 53.0951 | 36.0926
LO5Med | NR | CAC | Residential | HVAC | 0.018882 | 0.0054414 | 116.773 | 666.4551 | >200 | >100 | Manufactured | MH CAC - SEER 18 - CZ2 | 0.00096503 | 0.002127 | 0.0035234 | 0.0051155 | 0.0069 | 0.0089535 | 0.011166 | 0.01338 | 0.015413 | 0.017098 | 0.018331 | 0.019097 | 0.019462 | 0.019517 | 0.019308 | 0.019102 | 0.018898 | 0.018696 | 0.021206 | 0.020911 | 0.33469 | 0.27917 | 0.18036 | 0.10297 | 0.027584 | 186.0538 | CAC | 0.10039 | 0 |  |  |  | x | #REF! | #REF! | 66.9071 | 599.5481
LO5Med | NR | CAC | Residential | HVAC | 0.018039 | 0.0051983 | 111.5559 | 48.5269 | 40-50 | 40-100 | Single Family | SF CAC - SEER 15 - CZ3 | 0.0082494 | 0.018337 | 0.030633 | 0.044854 | 0.061016 | 0.079848 | 0.10043 | 0.12137 | 0.14099 | 0.15773 | 0.17055 | 0.17919 | 0.18417 | 0.18626 | 0.18584 | 0.18541 | 0.18499 | 0.18457 | 0.22312 | 0.21971 | 3.3822 | 2.6673 | 1.6695 | 0.93401 | 0.24294 | 129.4345 | CAC | 0.91201 | 0 |  |  |  | x | #REF! | #REF! | 44.2572 | 4.2698
LO5Med | NR | CAC | Residential | HVAC | 0.020012 | 0.0057669 | 123.7574 | 38.3848 | 30-40 | <40 | Single Family | SF CAC - SEER 16 - CZ3 | 0.0091516 | 0.020342 | 0.033984 | 0.04976 | 0.067689 | 0.088581 | 0.11141 | 0.13464 | 0.15641 | 0.17499 | 0.18921 | 0.19879 | 0.20431 | 0.20663 | 0.20616 | 0.20569 | 0.20523 | 0.20476 | 0.24752 | 0.24375 | 3.7521 | 2.959 | 1.8521 | 1.0362 | 0.26951 | 113.5809 | CAC | 1.0515 | 1 |  |  |  | x | #REF! | #REF! | 40.3633 | -1.9784
LO5Med | NR | CAC | Residential | HVAC | 0.033353 | 0.0096115 | 206.2623 | 365.1982 | >200 | >100 | Single Family | SF CAC - SEER 18 - CZ3 | 0.015253 | 0.033903 | 0.05664 | 0.082934 | 0.11282 | 0.14764 | 0.18569 | 0.2244 | 0.26068 | 0.29164 | 0.31534 | 0.33131 | 0.34052 | 0.34438 | 0.3436 | 0.34282 | 0.34204 | 0.34127 | 0.41254 | 0.40624 | 6.2535 | 4.9317 | 3.0868 | 1.7269 | 0.44918 | 1801.0375 | CAC | 0.17733 | 0 |  |  |  | x | #REF! | #REF! | 64.76 | 300.4382
LO5Med | NR | CAC | Residential | HVAC | 0.014693 | 0.0042341 | 90.8636 | 65.9332 | 60-70 | 40-100 | Manufactured | MH CAC - SEER 15 - CZ3 | 0.00034231 | 0.00075445 | 0.0012498 | 0.0018145 | 0.0024475 | 0.0031759 | 0.0039608 | 0.0047461 | 0.005467 | 0.0060647 | 0.0065022 | 0.0067738 | 0.0069033 | 0.0069228 | 0.0068488 | 0.0067757 | 0.0067032 | 0.0066316 | 0.0075218 | 0.0074173 | 0.11872 | 0.099024 | 0.063974 | 0.036525 | 0.0097844 | 6.5289 | CAC | 0.74284 | 0 |  |  |  | x | #REF! | #REF! | 48.9781 | 16.9551
LO5Med | NR | CAC | Residential | HVAC | 0.0163 | 0.0046972 | 100.8018 | 53.4815 | 50-60 | 40-100 | Manufactured | MH CAC - SEER 16 - CZ3 | 0.00037974 | 0.00083697 | 0.0013865 | 0.002013 | 0.0027152 | 0.0035232 | 0.004394 | 0.0052652 | 0.0060649 | 0.006728 | 0.0072134 | 0.0075147 | 0.0076584 | 0.00768 | 0.0075979 | 0.0075167 | 0.0074364 | 0.0073569 | 0.0083445 | 0.0082286 | 0.1317 | 0.10985 | 0.070971 | 0.04052 | 0.010855 | 5.8752 | CAC | 0.85649 | 0 |  |  |  | x | #REF! | #REF! | 45.8065 | 7.6749
LO5Med | NR | CAC | Residential | HVAC | 0.027166 | 0.0078287 | 168.003 | 454.7199 | >200 | >100 | Manufactured | MH CAC - SEER 18 - CZ3 | 0.00063291 | 0.0013949 | 0.0023108 | 0.003355 | 0.0045253 | 0.005872 | 0.0073234 | 0.0087753 | 0.010108 | 0.011213 | 0.012022 | 0.012524 | 0.012764 | 0.0128 | 0.012663 | 0.012528 | 0.012394 | 0.012262 | 0.013907 | 0.013714 | 0.21951 | 0.18309 | 0.11829 | 0.067534 | 0.018091 | 83.2549 | CAC | 0.14444 | 0 |  |  |  | x | #REF! | #REF! | 65.6779 | 389.0419
LO1Slow | New | Cellular Shades | Residential | HVAC | 0.030233 | 0.0186 | 183.3021 | 1522.9743 | >200 | >100 | Single Family | SF_CellularShade_ASHP_HZ1 | 0.00061819 | 0.00092639 | 0.001983 | 0.0036876 | 0.0061379 | 0.0094081 | 0.013883 | 0.019677 | 0.026988 | 0.035627 | 0.043981 | 0.053496 | 0.0633 | 0.072376 | 0.078584 | 0.084012 | 0.08735 | 0.088692 | 0.089196 | 0.088974 | 0.8689 | 0.8689 | 0.43067 | 0.16292 | 0.022761 | 1323.3065 | Cellular Shades | 0.039509 | 0 | x |  |  | x | #REF! | #REF! | 60.1714 | 1462.8029
LO1Slow | New | Cellular Shades | Residential | HVAC | 0.019056 | 0.01229 | 115.3255 | 1225.6937 | >200 | >100 | Multifamily - Low Rise | MF_CellularShade_ASHP_HZ1 | 2.0091e-05 | 3.0569e-05 | 6.6411e-05 | 0.00012531 | 0.00021156 | 0.00032934 | 0.00049321 | 0.00070877 | 0.00098556 | 0.00132 | 0.001655 | 0.0020434 | 0.0024531 | 0.0028479 | 0.00314 | 0.0034097 | 0.0035984 | 0.0037128 | 0.0037933 | 0.0038466 | 0.034791 | 0.034791 | 0.01643 | 0.0059458 | 0.00078328 | 42.6433 | Cellular Shades | 0.048317 | 0 | x |  |  | x | #REF! | #REF! | 59.2213 | 1166.4725
LO1Slow | New | Cellular Shades | Residential | HVAC | 0.019056 | 0.01229 | 115.3255 | 1225.6937 | >200 | >100 | Multifamily - High Rise | MF_CellularShade_ASHP_HZ1 | 0 | 0 | 0 | 0 | 0 | 0 | 0 | 0 | 0 | 0 | 0 | 0 | 0 | 0 | 0 | 0 | 0 | 0 | 0 | 0 | 0 | 0 | 0 | 0 | 0 | 0 | Cellular Shades | 0.048317 | 0 | x |  |  | x | #REF! | #REF! | 59.2213 | 1166.4725
LO1Slow | New | Cellular Shades | Residential | HVAC | 0.021612 | 0.013844 | 130.8288 | 1845.6589 | >200 | >100 | Manufactured | MH_CellularShade_ASHP_HZ1 | 5.6833e-05 | 8.8943e-05 | 0.00019861 | 0.00038482 | 0.0006667 | 0.0010631 | 0.0016303 | 0.0023992 | 0.0034129 | 0.0046705 | 0.0059737 | 0.0075217 | 0.0092061 | 0.010881 | 0.012207 | 0.013479 | 0.014469 | 0.015161 | 0.015727 | 0.016181 | 0.13538 | 0.13538 | 0.060362 | 0.020546 | 0.002459 | 249.863 | Cellular Shades | 0.032381 | 0 | x |  |  | x | #REF! | #REF! | 59.7647 | 1785.8941
LO1Slow | New | Cellular Shades | Residential | HVAC | 0.040811 | 0.026066 | 247.0839 | 1122.7393 | >200 | >100 | Single Family | SF_CellularShade_ASHP_HZ23 | 0.00017397 | 0.00026071 | 0.00055806 | 0.0010378 | 0.0017274 | 0.0026477 | 0.0039069 | 0.0055376 | 0.007595 | 0.010026 | 0.012377 | 0.015055 | 0.017814 | 0.020368 | 0.022116 | 0.023643 | 0.024583 | 0.02496 | 0.025102 | 0.02504 | 0.24453 | 0.24453 | 0.1212 | 0.045849 | 0.0064055 | 274.5431 | Cellular Shades | 0.052771 | 0 | x |  |  | x | #REF! | #REF! | 59.2481 | 1063.4912
LO1Slow | New | Cellular Shades | Residential | HVAC | 0.025044 | 0.016301 | 151.5103 | 926.3909 | >200 | >100 | Multifamily - Low Rise | MF_CellularShade_ASHP_HZ23 | 7.3754e-07 | 1.1222e-06 | 2.438e-06 | 4.6e-06 | 7.7664e-06 | 1.209e-05 | 1.8106e-05 | 2.6019e-05 | 3.618e-05 | 4.8457e-05 | 6.0754e-05 | 7.5012e-05 | 9.0054e-05 | 0.00010455 | 0.00011527 | 0.00012517 | 0.0001321 | 0.0001363 | 0.00013925 | 0.00014121 | 0.0012772 | 0.0012772 | 0.00060315 | 0.00021827 | 2.8754e-05 | 1.1832 | Cellular Shades | 0.063329 | 0 | x |  |  | x | #REF! | #REF! | 58.667 | 867.7239
LO1Slow | New | Cellular Shades | Residential | HVAC | 0.025044 | 0.016301 | 151.5103 | 926.3909 | >200 | >100 | Multifamily - High Rise | MF_CellularShade_ASHP_HZ23 | 0 | 0 | 0 | 0 | 0 | 0 | 0 | 0 | 0 | 0 | 0 | 0 | 0 | 0 | 0 | 0 | 0 | 0 | 0 | 0 | 0 | 0 | 0 | 0 | 0 | 0 | Cellular Shades | 0.063329 | 0 | x |  |  | x | #REF! | #REF! | 58.667 | 867.7239
LO1Slow | New | Cellular Shades | Residential | HVAC | 0.028386 | 0.018355 | 171.7742 | 1399.1522 | >200 | >100 | Manufactured | MH_CellularShade_ASHP_HZ23 | 2.3437e-05 | 3.6678e-05 | 8.1902e-05 | 0.00015869 | 0.00027494 | 0.00043839 | 0.0006723 | 0.0009894 | 0.0014074 | 0.001926 | 0.0024635 | 0.0031018 | 0.0037964 | 0.0044873 | 0.0050341 | 0.0055584 | 0.0059667 | 0.0062523 | 0.0064855 | 0.0066726 | 0.055828 | 0.055828 | 0.024892 | 0.0084726 | 0.001014 | 78.1115 | Cellular Shades | 0.042414 | 0 | x |  |  | x | #REF! | #REF! | 59.3441 | 1339.808
LO1Slow | New | Cellular Shades | Residential | HVAC | 0.011312 | 0.0078429 | 68.2556 | 4136.5157 | >200 | >100 | Single Family | SF_CellularShade_DHP_HZ1 | 0.00030831 | 0.00046203 | 0.00098899 | 0.0018391 | 0.0030612 | 0.0046922 | 0.0069238 | 0.0098137 | 0.01346 | 0.017769 | 0.021935 | 0.026681 | 0.03157 | 0.036097 | 0.039193 | 0.0419 | 0.043565 | 0.044234 | 0.044486 | 0.044375 | 0.43335 | 0.43335 | 0.21479 | 0.081253 | 0.011352 | 1792.5726 | Cellular Shades | 0.014264 | 0 | x |  |  | x | #REF! | #REF! | 59.0027 | 4077.513
LO1Slow | New | Cellular Shades | Residential | HVAC | 0.0071118 | 0.0044738 | 43.0821 | 3327.206 | >200 | >100 | Multifamily - Low Rise | MF_CellularShade_DHP_HZ1 | 0.00013771 | 0.00020954 | 0.00045522 | 0.00085891 | 0.0014501 | 0.0022574 | 0.0033807 | 0.0048583 | 0.0067555 | 0.009048 | 0.011344 | 0.014006 | 0.016815 | 0.019521 | 0.021523 | 0.023372 | 0.024665 | 0.025449 | 0.026001 | 0.026367 | 0.23848 | 0.23848 | 0.11262 | 0.040756 | 0.0053689 | 793.4562 | Cellular Shades | 0.018163 | 0 | x |  |  | x | #REF! | #REF! | 60.4305 | 3266.7755
LO1Slow | New | Cellular Shades | Residential | HVAC | 0.0071118 | 0.0044738 | 43.0821 | 3327.206 | >200 | >100 | Multifamily - High Rise | MF_CellularShade_DHP_HZ1 | 0 | 0 | 0 | 0 | 0 | 0 | 0 | 0 | 0 | 0 | 0 | 0 | 0 | 0 | 0 | 0 | 0 | 0 | 0 | 0 | 0 | 0 | 0 | 0 | 0 | 0 | Cellular Shades | 0.018163 | 0 | x |  |  | x | #REF! | #REF! | 60.4305 | 3266.7755
LO1Slow | New | Cellular Shades | Residential | HVAC | 0.027211 | 0.01863 | 164.2785 | 1464.2804 | >200 | >100 | Manufactured | MH_CellularShade_DHP_HZ1 | 5.3655e-06 | 8.3969e-06 | 1.875e-05 | 3.633e-05 | 6.2942e-05 | 0.00010036 | 0.00015391 | 0.00022651 | 0.0003222 | 0.00044093 | 0.00056396 | 0.00071011 | 0.00086912 | 0.0010273 | 0.0011525 | 0.0012725 | 0.001366 | 0.0014313 | 0.0014847 | 0.0015276 | 0.012781 | 0.012781 | 0.0056986 | 0.0019397 | 0.00023215 | 18.7146 | Cellular Shades | 0.039954 | 0 | x |  |  | x | #REF! | #REF! | 58.5042 | 1405.7762
LO1Slow | New | Cellular Shades | Residential | HVAC | 0.023364 | 0.015229 | 141.3407 | 1983.331 | >200 | >100 | Single Family | SF_CellularShade_DHP_HZ23 | 0.00063921 | 0.00095789 | 0.0020504 | 0.003813 | 0.0063466 | 0.009728 | 0.014355 | 0.020346 | 0.027905 | 0.036839 | 0.045477 | 0.055315 | 0.065452 | 0.074837 | 0.081256 | 0.086869 | 0.09032 | 0.091708 | 0.092229 | 0.092 | 0.89844 | 0.89844 | 0.44532 | 0.16846 | 0.023535 | 1781.9074 | Cellular Shades | 0.030031 | 0 | x |  |  | x | #REF! | #REF! | 59.562 | 1923.769
LO1Slow | New | Cellular Shades | Residential | HVAC | 0.019367 | 0.01227 | 117.2914 | 1204.6782 | >200 | >100 | Multifamily - Low Rise | MF_CellularShade_DHP_HZ23 | 0.0004241 | 0.00064528 | 0.0014019 | 0.0026451 | 0.0044658 | 0.0069519 | 0.010411 | 0.014961 | 0.020804 | 0.027864 | 0.034935 | 0.043133 | 0.051782 | 0.060117 | 0.066282 | 0.071974 | 0.075958 | 0.078373 | 0.080072 | 0.081197 | 0.7344 | 0.7344 | 0.34682 | 0.12551 | 0.016534 | 884.7116 | Cellular Shades | 0.049362 | 0 | x |  |  | x | #REF! | #REF! | 59.4649 | 1145.2134
LO1Slow | New | Cellular Shades | Residential | HVAC | 0.019367 | 0.01227 | 117.2914 | 1204.6782 | >200 | >100 | Multifamily - High Rise | MF_CellularShade_DHP_HZ23 | 0 | 0 | 0 | 0 | 0 | 0 | 0 | 0 | 0 | 0 | 0 | 0 | 0 | 0 | 0 | 0 | 0 | 0 | 0 | 0 | 0 | 0 | 0 | 0 | 0 | 0 | Cellular Shades | 0.049362 | 0 | x |  |  | x | #REF! | #REF! | 59.4649 | 1145.2134
LO1Slow | New | Cellular Shades | Residential | HVAC | 0.029179 | 0.019824 | 176.2147 | 1363.2272 | >200 | >100 | Manufactured | MH_CellularShade_DHP_HZ23 | 2.2281e-07 | 3.487e-07 | 7.7864e-07 | 1.5087e-06 | 2.6138e-06 | 4.1677e-06 | 6.3915e-06 | 9.4061e-06 | 1.338e-05 | 1.8311e-05 | 2.342e-05 | 2.9489e-05 | 3.6092e-05 | 4.266e-05 | 4.7859e-05 | 5.2843e-05 | 5.6725e-05 | 5.944e-05 | 6.1658e-05 | 6.3436e-05 | 0.00053075 | 0.00053075 | 0.00023665 | 8.0549e-05 | 9.6404e-06 | 0.72353 | Cellular Shades | 0.042947 | 0 | x |  |  | x | #REF! | #REF! | 58.547 | 1304.6802
Retro1Slow | Retro | Cellular Shades | Residential | HVAC | 0.030233 | 0.0186 | 183.3021 | 1522.9743 | >200 | >100 | Single Family | SF_CellularShade_ASHP_HZ1 | 0.0245 | 0.049493 | 0.08877 | 0.1458 | 0.22337 | 0.32271 | 0.44246 | 0.57776 | 0.71932 | 0.85328 | 0.96227 | 1.0279 | 1.0356 | 0.97861 | 0.86184 | 0.71339 | 0.54573 | 0.37779 | 0.24128 | 0.15727 | 10.4848 | 10.3492 | 8.3137 | 4.4097 | 0.85465 | 15761.5505 | Cellular Shades | 0.039509 | 0 | x |  |  | x | #REF! | #REF! | 60.1714 | 1462.8029
Retro1Slow | Retro | Cellular Shades | Residential | HVAC | 0.019056 | 0.01229 | 115.3255 | 1225.6937 | >200 | >100 | Multifamily - Low Rise | MF_CellularShade_ASHP_HZ1 | 0.00093149 | 0.0019014 | 0.003445 | 0.0057144 | 0.0088398 | 0.01289 | 0.017828 | 0.023472 | 0.029451 | 0.03519 | 0.039952 | 0.04293 | 0.043475 | 0.041266 | 0.036481 | 0.030292 | 0.023235 | 0.016121 | 0.010316 | 0.0067367 | 0.44911 | 0.43047 | 0.34377 | 0.17961 | 0.033722 | 527.622 | Cellular Shades | 0.048317 | 0 | x |  |  | x | #REF! | #REF! | 59.2213 | 1166.4725
Retro1Slow | Retro | Cellular Shades | Residential | HVAC | 0.019056 | 0.01229 | 115.3255 | 1225.6937 | >200 | >100 | Multifamily - High Rise | MF_CellularShade_ASHP_HZ1 | 0 | 0 | 0 | 0 | 0 | 0 | 0 | 0 | 0 | 0 | 0 | 0 | 0 | 0 | 0 | 0 | 0 | 0 | 0 | 0 | 0 | 0 | 0 | 0 | 0 | 0 | Cellular Shades | 0.048317 | 0 | x |  |  | x | #REF! | #REF! | 59.2213 | 1166.4725
Retro1Slow | Retro | Cellular Shades | Residential | HVAC | 0.021612 | 0.013844 | 130.8288 | 1845.6589 | >200 | >100 | Manufactured | MH_CellularShade_ASHP_HZ1 | 0.0080627 | 0.016068 | 0.02845 | 0.046157 | 0.069896 | 0.099876 | 0.13553 | 0.17525 | 0.21618 | 0.25421 | 0.2843 | 0.3013 | 0.30123 | 0.28255 | 0.24703 | 0.20301 | 0.1542 | 0.077148 | 0 | 0 | 2.9005 | 2.9005 | 2.4661 | 1.334 | 0.26851 | 5353.2429 | Cellular Shades | 0.032381 | 0 | x |  |  | x | #REF! | #REF! | 59.7647 | 1785.8941
Retro1Slow | Retro | Cellular Shades | Residential | HVAC | 0.040811 | 0.026066 | 247.0839 | 1122.7393 | >200 | >100 | Single Family | SF_CellularShade_ASHP_HZ23 | 0.0068949 | 0.013929 | 0.024982 | 0.041032 | 0.062863 | 0.090819 | 0.12452 | 0.1626 | 0.20243 | 0.24013 | 0.27081 | 0.28929 | 0.29144 | 0.27541 | 0.24254 | 0.20077 | 0.15358 | 0.10632 | 0.067902 | 0.04426 | 2.9507 | 2.9125 | 2.3397 | 1.241 | 0.24052 | 3270.0099 | Cellular Shades | 0.052771 | 0 | x |  |  | x | #REF! | #REF! | 59.2481 | 1063.4912
Retro1Slow | Retro | Cellular Shades | Residential | HVAC | 0.025044 | 0.016301 | 151.5103 | 926.3909 | >200 | >100 | Multifamily - Low Rise | MF_CellularShade_ASHP_HZ23 | 3.4195e-05 | 6.98e-05 | 0.00012647 | 0.00020978 | 0.00032451 | 0.00047318 | 0.00065445 | 0.00086166 | 0.0010811 | 0.0012918 | 0.0014666 | 0.001576 | 0.001596 | 0.0015149 | 0.0013392 | 0.001112 | 0.00085294 | 0.0005918 | 0.0003787 | 0.0002473 | 0.016487 | 0.015802 | 0.01262 | 0.0065936 | 0.0012379 | 14.6392 | Cellular Shades | 0.063329 | 0 | x |  |  | x | #REF! | #REF! | 58.667 | 867.7239
Retro1Slow | Retro | Cellular Shades | Residential | HVAC | 0.025044 | 0.016301 | 151.5103 | 926.3909 | >200 | >100 | Multifamily - High Rise | MF_CellularShade_ASHP_HZ23 | 0 | 0 | 0 | 0 | 0 | 0 | 0 | 0 | 0 | 0 | 0 | 0 | 0 | 0 | 0 | 0 | 0 | 0 | 0 | 0 | 0 | 0 | 0 | 0 | 0 | 0 | Cellular Shades | 0.063329 | 0 | x |  |  | x | #REF! | #REF! | 58.667 | 867.7239
Retro1Slow | Retro | Cellular Shades | Residential | HVAC | 0.028386 | 0.018355 | 171.7742 | 1399.1522 | >200 | >100 | Manufactured | MH_CellularShade_ASHP_HZ23 | 0.0033249 | 0.0066262 | 0.011732 | 0.019034 | 0.028824 | 0.041187 | 0.055889 | 0.072271 | 0.08915 | 0.10483 | 0.11724 | 0.12425 | 0.12422 | 0.11652 | 0.10187 | 0.08372 | 0.063589 | 0.031814 | 0 | 0 | 1.1961 | 1.1961 | 1.017 | 0.55011 | 0.11073 | 1673.5168 | Cellular Shades | 0.042414 | 0 | x |  |  | x | #REF! | #REF! | 59.3441 | 1339.808
Retro1Slow | Retro | Cellular Shades | Residential | HVAC | 0.011312 | 0.0078429 | 68.2556 | 4136.5157 | >200 | >100 | Single Family | SF_CellularShade_DHP_HZ1 | 0.012219 | 0.024684 | 0.044273 | 0.072716 | 0.1114 | 0.16095 | 0.22067 | 0.28815 | 0.35875 | 0.42556 | 0.47992 | 0.51267 | 0.5165 | 0.48807 | 0.42984 | 0.3558 | 0.27218 | 0.18842 | 0.12034 | 0.078438 | 5.2292 | 5.1616 | 4.1464 | 2.1993 | 0.42625 | 21350.8546 | Cellular Shades | 0.014264 | 0 | x |  |  | x | #REF! | #REF! | 59.0027 | 4077.513
Retro1Slow | Retro | Cellular Shades | Residential | HVAC | 0.0071118 | 0.0044738 | 43.0821 | 3327.206 | >200 | >100 | Multifamily - Low Rise | MF_CellularShade_DHP_HZ1 | 0.0063849 | 0.013033 | 0.023614 | 0.039169 | 0.060592 | 0.088353 | 0.1222 | 0.16089 | 0.20187 | 0.24121 | 0.27385 | 0.29427 | 0.298 | 0.28286 | 0.25006 | 0.20764 | 0.15926 | 0.1105 | 0.070712 | 0.046176 | 3.0784 | 2.9506 | 2.3563 | 1.2312 | 0.23115 | 9817.3747 | Cellular Shades | 0.018163 | 0 | x |  |  | x | #REF! | #REF! | 60.4305 | 3266.7755
Retro1Slow | Retro | Cellular Shades | Residential | HVAC | 0.0071118 | 0.0044738 | 43.0821 | 3327.206 | >200 | >100 | Multifamily - High Rise | MF_CellularShade_DHP_HZ1 | 0 | 0 | 0 | 0 | 0 | 0 | 0 | 0 | 0 | 0 | 0 | 0 | 0 | 0 | 0 | 0 | 0 | 0 | 0 | 0 | 0 | 0 | 0 | 0 | 0 | 0 | Cellular Shades | 0.018163 | 0 | x |  |  | x | #REF! | #REF! | 60.4305 | 3266.7755
Retro1Slow | Retro | Cellular Shades | Residential | HVAC | 0.027211 | 0.01863 | 164.2785 | 1464.2804 | >200 | >100 | Manufactured | MH_CellularShade_DHP_HZ1 | 0.00076118 | 0.0015169 | 0.0026858 | 0.0043576 | 0.0065987 | 0.009429 | 0.012795 | 0.016545 | 0.020409 | 0.023999 | 0.02684 | 0.028445 | 0.028439 | 0.026675 | 0.023321 | 0.019166 | 0.014558 | 0.0072833 | 0 | 0 | 0.27382 | 0.27382 | 0.23282 | 0.12594 | 0.025349 | 400.9554 | Cellular Shades | 0.039954 | 0 | x |  |  | x | #REF! | #REF! | 58.5042 | 1405.7762
Retro1Slow | Retro | Cellular Shades | Residential | HVAC | 0.023364 | 0.015229 | 141.3407 | 1983.331 | >200 | >100 | Single Family | SF_CellularShade_DHP_HZ23 | 0.025333 | 0.051176 | 0.091789 | 0.15076 | 0.23097 | 0.33368 | 0.45751 | 0.59741 | 0.74378 | 0.88229 | 0.99499 | 1.0629 | 1.0708 | 1.0119 | 0.89115 | 0.73765 | 0.56429 | 0.39064 | 0.24948 | 0.16262 | 10.8413 | 10.7011 | 8.5964 | 4.5597 | 0.88371 | 21223.8244 | Cellular Shades | 0.030031 | 0 | x |  |  | x | #REF! | #REF! | 59.562 | 1923.769
Retro1Slow | Retro | Cellular Shades | Residential | HVAC | 0.019367 | 0.01227 | 117.2914 | 1204.6782 | >200 | >100 | Multifamily - Low Rise | MF_CellularShade_DHP_HZ23 | 0.019663 | 0.040136 | 0.07272 | 0.12062 | 0.1866 | 0.27209 | 0.37632 | 0.49547 | 0.62167 | 0.74282 | 0.84334 | 0.90621 | 0.9177 | 0.87108 | 0.77007 | 0.63943 | 0.49045 | 0.34029 | 0.21776 | 0.1422 | 9.4802 | 9.0866 | 7.2565 | 3.7914 | 0.71183 | 10946.4709 | Cellular Shades | 0.049362 | 0 | x |  |  | x | #REF! | #REF! | 59.4649 | 1145.2134
Retro1Slow | Retro | Cellular Shades | Residential | HVAC | 0.019367 | 0.01227 | 117.2914 | 1204.6782 | >200 | >100 | Multifamily - High Rise | MF_CellularShade_DHP_HZ23 | 0 | 0 | 0 | 0 | 0 | 0 | 0 | 0 | 0 | 0 | 0 | 0 | 0 | 0 | 0 | 0 | 0 | 0 | 0 | 0 | 0 | 0 | 0 | 0 | 0 | 0 | Cellular Shades | 0.049362 | 0 | x |  |  | x | #REF! | #REF! | 59.4649 | 1145.2134
Retro1Slow | Retro | Cellular Shades | Residential | HVAC | 0.029179 | 0.019824 | 176.2147 | 1363.2272 | >200 | >100 | Manufactured | MH_CellularShade_DHP_HZ23 | 3.161e-05 | 6.2995e-05 | 0.00011154 | 0.00018096 | 0.00027403 | 0.00039156 | 0.00053134 | 0.00068707 | 0.00084754 | 0.00099661 | 0.0011146 | 0.0011812 | 0.001181 | 0.0011077 | 0.00096848 | 0.00079591 | 0.00060454 | 0.00030246 | 0 | 0 | 0.011371 | 0.011371 | 0.0096683 | 0.0052299 | 0.0010527 | 15.5015 | Cellular Shades | 0.042947 | 0 | x |  |  | x | #REF! | #REF! | 58.547 | 1304.6802
LO12Med | NR | Circulators | Residential | HVAC | 0.027698 | 0.028795 | 193.2516 | 92.2464 | 90-100 | 40-100 | Single Family | Circulators-NR-HH-Single Family-ECM Motor Upgrade | 0.031942 | 0.063739 | 0.095391 | 0.1269 | 0.15826 | 0.18633 | 0.20859 | 0.22623 | 0.24016 | 0.25116 | 0.25979 | 0.26655 | 0.27435 | 0.27808 | 0.28086 | 0.28285 | 0.28189 | 0.28102 | 0.2802 | 0.27942 | 5.7283 | 4.3537 | 2.9483 | 1.8485 | 0.66256 | 401.6147 | Circulators | 0.46837 | 0 |  |  |  | x | #REF! | #REF! | 43.2052 | 49.0412
LO12Med | NR | Circulators | Residential | HVAC | 0.071776 | 0.074618 | 500.7879 | 72.4866 | 70-80 | 40-100 | Multifamily | Circulators-NR-HH-Multifamily - Low Rise-ECM Motor Upgrade | 0.00046753 | 0.00093294 | 0.0013962 | 0.0018574 | 0.0023165 | 0.0027272 | 0.0030531 | 0.0033112 | 0.0035153 | 0.0036761 | 0.0038026 | 0.0039015 | 0.0040579 | 0.0041147 | 0.0041578 | 0.0041883 | 0.0041743 | 0.0041621 | 0.0041508 | 0.0041405 | 0.21057 | 0.064104 | 0.043288 | 0.027056 | 0.0096978 | 4.6467 | Circulators | 0.56415 | 0 |  |  |  | x | #REF! | #REF! | 40.8934 | 31.5931
LO12Med | NR | Circulators | Residential | HVAC | 0.071776 | 0.074618 | 500.7879 | 72.4866 | 70-80 | 40-100 | Multifamily | Circulators-NR-HH-Multifamily - High Rise-ECM Motor Upgrade | 0.00013835 | 0.00027607 | 0.00041316 | 0.00054963 | 0.00068548 | 0.00080703 | 0.00090345 | 0.00097983 | 0.0010402 | 0.0010878 | 0.0011252 | 0.0011545 | 0.0012003 | 0.0012171 | 0.00123 | 0.0012392 | 0.0012351 | 0.0012315 | 0.0012283 | 0.0012253 | 0.062306 | 0.018968 | 0.012808 | 0.0080062 | 0.0028697 | 1.3749 | Circulators | 0.56415 | 0 |  |  |  | x | #REF! | #REF! | 40.8934 | 31.5931
LO12Med | NR | Circulators | Residential | HVAC | 0.027698 | 0.028795 | 193.2516 | 92.2464 | 90-100 | 40-100 | Manufactured | Circulators-NR-HH-Manufactured-ECM Motor Upgrade | 0.00028254 | 0.00055904 | 0.0008296 | 0.0010943 | 0.0013533 | 0.0015798 | 0.0017536 | 0.0018858 | 0.0019852 | 0.0020585 | 0.0021113 | 0.002148 | 0.0021858 | 0.0021984 | 0.002203 | 0.002201 | 0.0021759 | 0.0021514 | 0.0021275 | 0.002104 | 0.046812 | 0.034988 | 0.024228 | 0.015493 | 0.0056985 | 3.2275 | Circulators | 0.46837 | 0 |  |  |  | x | #REF! | #REF! | 43.2052 | 49.0413
LO12Med | NEW | Circulators | Residential | HVAC | 0.027698 | 0.028795 | 193.2516 | 92.2464 | 90-100 | 40-100 | Single Family | Circulators-NEW-HH-Single Family-ECM Motor Upgrade | 0.019165 | 0.037345 | 0.054916 | 0.072363 | 0.087984 | 0.099756 | 0.10956 | 0.11751 | 0.12464 | 0.13045 | 0.13112 | 0.13351 | 0.13607 | 0.13782 | 0.13621 | 0.1359 | 0.13365 | 0.13053 | 0.12859 | 0.12621 | 2.1833 | 2.1833 | 1.5284 | 0.9848 | 0.37153 | 201.4009 | Circulators | 0.46837 | 0 |  |  |  | x | #REF! | #REF! | 43.2052 | 49.0413
LO12Med | NEW | Circulators | Residential | HVAC | 0.071776 | 0.074618 | 500.7879 | 72.4866 | 70-80 | 40-100 | Multifamily | Circulators-NEW-HH-Multifamily - Low Rise-ECM Motor Upgrade | 0.00028052 | 0.00055499 | 0.0008283 | 0.0011074 | 0.0013658 | 0.0015727 | 0.0017529 | 0.0019062 | 0.00205 | 0.0021767 | 0.002222 | 0.0022968 | 0.0023748 | 0.0024424 | 0.0024511 | 0.002484 | 0.0024796 | 0.0024608 | 0.0024629 | 0.0024574 | 0.037728 | 0.037728 | 0.025383 | 0.015818 | 0.0057097 | 2.7347 | Circulators | 0.56415 | 0 |  |  |  | x | #REF! | #REF! | 40.8934 | 31.5931
LO12Med | NEW | Circulators | Residential | HVAC | 0.071776 | 0.074618 | 500.7879 | 72.4866 | 70-80 | 40-100 | Multifamily | Circulators-NEW-HH-Multifamily - High Rise-ECM Motor Upgrade | 8.3009e-05 | 0.00016326 | 0.00024416 | 0.00032775 | 0.00040651 | 0.00046933 | 0.000525 | 0.00057423 | 0.00061969 | 0.00065915 | 0.00067149 | 0.00069291 | 0.00071669 | 0.00073622 | 0.00073768 | 0.00074668 | 0.00074477 | 0.00073629 | 0.0007328 | 0.0007282 | 0.011316 | 0.011316 | 0.0076271 | 0.0047436 | 0.001694 | 0.82024 | Circulators | 0.56415 | 0 |  |  |  | x | #REF! | #REF! | 40.8934 | 31.5931
LO12Med | NEW | Circulators | Residential | HVAC | 0.027698 | 0.028795 | 193.2516 | 92.2464 | 90-100 | 40-100 | Manufactured | Circulators-NEW-HH-Manufactured-ECM Motor Upgrade | 0.00016952 | 0.00034497 | 0.00052919 | 0.00072656 | 0.0009195 | 0.0010845 | 0.0012378 | 0.0013785 | 0.0015166 | 0.0016454 | 0.0017134 | 0.0018062 | 0.0019039 | 0.0019936 | 0.0020358 | 0.0020978 | 0.00213 | 0.0021468 | 0.0021815 | 0.0022083 | 0.02977 | 0.02977 | 0.019005 | 0.011266 | 0.0037742 | 2.7462 | Circulators | 0.46837 | 0 |  |  |  | x | #REF! | #REF! | 43.2052 | 49.0413
LO3Slow | NR | Circulator Controls | Residential | HVAC | 0.034031 | 0.035378 | 237.4365 | 114.0288 | 110-120 | >100 | Single Family | Circulator Controls-NR-HH-Single Family-ECM+Advanced Speed | 0.0018646 | 0.0047847 | 0.010609 | 0.020774 | 0.03654 | 0.058545 | 0.08646 | 0.11891 | 0.15372 | 0.18837 | 0.22054 | 0.24849 | 0.27447 | 0.29209 | 0.30479 | 0.31329 | 0.31853 | 0.32148 | 0.32285 | 0.32354 | 6.622 | 3.6207 | 2.021 | 0.90112 | 0.13312 | 412.8591 | Circulator Controls | 0.39453 | 0 |  |  |  | x | #REF! | #REF! | 44.9873 | 69.0415
LO3Slow | NR | Circulator Controls | Residential | HVAC | 0.10437 | 0.1085 | 728.1839 | 62.7482 | 60-70 | 40-100 | Multifamily | Circulator Controls-NR-HH-Multifamily - Low Rise-ECM+Advanced Speed | 7.7499e-05 | 0.00019887 | 0.00044095 | 0.00086343 | 0.0015187 | 0.0024333 | 0.0035936 | 0.0049424 | 0.0063892 | 0.0078294 | 0.0091663 | 0.010328 | 0.011682 | 0.012432 | 0.012973 | 0.013328 | 0.013539 | 0.013655 | 0.013704 | 0.013726 | 0.46287 | 0.15282 | 0.084869 | 0.037454 | 0.0055328 | 9.5892 | Circulator Controls | 0.62739 | 0 |  |  |  | x | #REF! | #REF! | 39.3673 | 23.3809
LO3Slow | NR | Circulator Controls | Residential | HVAC | 0.10437 | 0.1085 | 728.1839 | 62.7482 | 60-70 | 40-100 | Multifamily | Circulator Controls-NR-HH-Multifamily - High Rise-ECM+Advanced Speed | 2.2933e-05 | 5.8847e-05 | 0.00013048 | 0.0002555 | 0.0004494 | 0.00072005 | 0.0010634 | 0.0014625 | 0.0018906 | 0.0023168 | 0.0027124 | 0.0030562 | 0.0034552 | 0.0036783 | 0.003841 | 0.0039502 | 0.0040175 | 0.0040583 | 0.0040807 | 0.0040956 | 0.13713 | 0.045316 | 0.025114 | 0.011083 | 0.0016372 | 2.8435 | Circulator Controls | 0.62739 | 0 |  |  |  | x | #REF! | #REF! | 39.3673 | 23.3809
LO3Slow | NR | Circulator Controls | Residential | HVAC | 0.034031 | 0.035378 | 237.4365 | 114.0288 | 110-120 | >100 | Manufactured | Circulator Controls-NR-HH-Manufactured-ECM+Advanced Speed | 1.6493e-05 | 4.1965e-05 | 9.2266e-05 | 0.00017914 | 0.00031244 | 0.00049638 | 0.00072687 | 0.00099127 | 0.0012706 | 0.0015439 | 0.0017923 | 0.0020025 | 0.0021852 | 0.0023071 | 0.0023883 | 0.0024356 | 0.0024567 | 0.0024598 | 0.0024504 | 0.0024358 | 0.054097 | 0.028585 | 0.016347 | 0.0074637 | 0.0011387 | 3.2595 | Circulator Controls | 0.39453 | 0 |  |  |  | x | #REF! | #REF! | 44.9873 | 69.0415
LO3Slow | NEW | Circulator Controls | Residential | HVAC | 0.034031 | 0.035378 | 237.4365 | 114.0288 | 110-120 | >100 | Single Family | Circulator Controls-NEW-HH-Single Family-ECM+Advanced Speed | 0.0011188 | 0.0028034 | 0.0061076 | 0.011846 | 0.020314 | 0.031344 | 0.045411 | 0.061766 | 0.079781 | 0.097841 | 0.1113 | 0.12447 | 0.13581 | 0.14429 | 0.14721 | 0.14981 | 0.15028 | 0.14859 | 0.14749 | 0.14553 | 1.7631 | 1.7631 | 1.0214 | 0.46964 | 0.073533 | 201.0457 | Circulator Controls | 0.39453 | 0 |  |  |  | x | #REF! | #REF! | 44.9873 | 69.0415
LO3Slow | NEW | Circulator Controls | Residential | HVAC | 0.10437 | 0.1085 | 728.1839 | 62.7482 | 60-70 | 40-100 | Multifamily | Circulator Controls-NEW-HH-Multifamily - Low Rise-ECM+Advanced Speed | 4.6499e-05 | 0.0001183 | 0.00026159 | 0.00051479 | 0.00089543 | 0.0014032 | 0.0020632 | 0.0028453 | 0.003726 | 0.004636 | 0.0053563 | 0.00608 | 0.006731 | 0.0072613 | 0.0075223 | 0.0077759 | 0.0079171 | 0.007955 | 0.0080214 | 0.0080465 | 0.089177 | 0.089177 | 0.049461 | 0.021867 | 0.0032398 | 5.5957 | Circulator Controls | 0.62739 | 0 |  |  |  | x | #REF! | #REF! | 39.3673 | 23.3809
LO3Slow | NEW | Circulator Controls | Residential | HVAC | 0.10437 | 0.1085 | 728.1839 | 62.7482 | 60-70 | 40-100 | Multifamily | Circulator Controls-NEW-HH-Multifamily - High Rise-ECM+Advanced Speed | 1.376e-05 | 0 | 0 | 0 | 0 | 0 | 0 | 0 | 0 | 0 | 0 | 0 | 0 | 0 | 0 | 0 | 0 | 0 | 0 | 0 | 1.376e-05 | 1.376e-05 | 1.376e-05 | 1.376e-05 | 1.376e-05 | 0.0008634 | Circulator Controls | 0.62739 | 0 |  |  |  | x | #REF! | #REF! | 39.3673 | 23.3809
LO3Slow | NEW | Circulator Controls | Residential | HVAC | 0.034031 | 0.035378 | 237.4365 | 114.0288 | 110-120 | >100 | Manufactured | Circulator Controls-NEW-HH-Manufactured-ECM+Advanced Speed | 9.8959e-06 | 2.5896e-05 | 5.8855e-05 | 0.00011894 | 0.00021229 | 0.00034076 | 0.00051308 | 0.0007246 | 0.00097071 | 0.0012341 | 0.0014545 | 0.0016838 | 0.0019004 | 0.0020872 | 0.0022001 | 0.0023125 | 0.0023949 | 0.0024439 | 0.002502 | 0.0025464 | 0.025735 | 0.025735 | 0.013535 | 0.0056636 | 0.00076664 | 2.9345 | Circulator Controls | 0.39453 | 0 |  |  |  | x | #REF! | #REF! | 44.9873 | 69.0415
LO12Med | NR | Circulators | Residential | Water Heating | 0.037425 | 0.026681 | 358.1883 | 35.248 | 30-40 | <40 | Single Family | Circulators-NR-DHW-Single Family-ECM Motor Upgrade | 0.022817 | 0.04553 | 0.06814 | 0.090648 | 0.11305 | 0.1331 | 0.149 | 0.1616 | 0.17156 | 0.17941 | 0.18558 | 0.19041 | 0.19598 | 0.19864 | 0.20063 | 0.20205 | 0.20136 | 0.20074 | 0.20015 | 0.1996 | 4.0919 | 3.11 | 2.1061 | 1.3204 | 0.47329 | 109.6205 | Circulators | 0.91861 | 0 |  |  |  | x | #REF! | #REF! | 32.3791 | 2.8689
LO12Med | NR | Circulators | Residential | Water Heating | 0.071599 | 0.051045 | 685.2588 | 38.6562 | 30-40 | <40 | Multifamily | Circulators-NR-DHW-Multifamily - Low Rise-ECM Motor Upgrade | 0.0090938 | 0.018146 | 0.027158 | 0.036128 | 0.045057 | 0.053047 | 0.059385 | 0.064406 | 0.068374 | 0.071503 | 0.073963 | 0.075887 | 0.078928 | 0.080034 | 0.080872 | 0.081465 | 0.081193 | 0.080955 | 0.080735 | 0.080535 | 1.6383 | 1.2469 | 0.84198 | 0.52626 | 0.18863 | 48.1991 | Circulators | 0.86375 | 0 |  |  |  | x | #REF! | #REF! | 33.3894 | 5.2668
LO12Med | NR | Circulators | Residential | Water Heating | 0.071599 | 0.051045 | 685.2588 | 38.6562 | 30-40 | <40 | Multifamily | Circulators-NR-DHW-Multifamily - High Rise-ECM Motor Upgrade | 0.0024683 | 0.0049255 | 0.0073714 | 0.0098063 | 0.01223 | 0.014399 | 0.016119 | 0.017482 | 0.018559 | 0.019408 | 0.020076 | 0.020598 | 0.021415 | 0.021716 | 0.021945 | 0.022109 | 0.022036 | 0.021973 | 0.021915 | 0.021861 | 0.44466 | 0.33841 | 0.22852 | 0.14284 | 0.0512 | 13.0817 | Circulators | 0.86375 | 0 |  |  |  | x | #REF! | #REF! | 33.3894 | 5.2668
LO12Med | NR | Circulators | Residential | Water Heating | 0.037425 | 0.026681 | 358.1883 | 35.248 | 30-40 | <40 | Manufactured | Circulators-NR-DHW-Manufactured-ECM Motor Upgrade | 0 | 0 | 0 | 0 | 0 | 0 | 0 | 0 | 0 | 0 | 0 | 0 | 0 | 0 | 0 | 0 | 0 | 0 | 0 | 0 | 0 | 0 | 0 | 0 | 0 | 0 | Circulators | 0.91861 | 0 |  |  |  | x | #REF! | #REF! | 32.3791 | 2.8689
LO12Med | NEW | Circulators | Residential | Water Heating | 0.02384 | 0.016996 | 228.1692 | 65.829 | 60-70 | 40-100 | Single Family | Circulators-NEW-DHW-Single Family-ECM Motor Upgrade | 0.0087208 | 0.016993 | 0.024989 | 0.032928 | 0.040035 | 0.045392 | 0.049852 | 0.05347 | 0.056717 | 0.059359 | 0.059662 | 0.060753 | 0.061914 | 0.062714 | 0.06198 | 0.061838 | 0.060816 | 0.059394 | 0.058513 | 0.05743 | 0.99347 | 0.99347 | 0.69548 | 0.44812 | 0.16906 | 65.3991 | Circulators | 0.58516 | 0 |  |  |  | x | #REF! | #REF! | 38.5206 | 27.3084
LO12Med | NEW | Circulators | Residential | Water Heating | 0.045609 | 0.032516 | 436.516 | 71.1793 | 70-80 | 40-100 | Multifamily | Circulators-NEW-DHW-Multifamily - Low Rise-ECM Motor Upgrade | 0.0034757 | 0.0068765 | 0.010263 | 0.013721 | 0.016923 | 0.019486 | 0.021719 | 0.023619 | 0.0254 | 0.02697 | 0.027531 | 0.028458 | 0.029425 | 0.030262 | 0.03037 | 0.030778 | 0.030723 | 0.03049 | 0.030516 | 0.030448 | 0.46746 | 0.46746 | 0.3145 | 0.19598 | 0.070745 | 33.2732 | Circulators | 0.55022 | 0 |  |  |  | x | #REF! | #REF! | 39.1642 | 32.0152
LO12Med | NEW | Circulators | Residential | Water Heating | 0.045609 | 0.032516 | 436.516 | 71.1794 | 70-80 | 40-100 | Multifamily | Circulators-NEW-DHW-Multifamily - High Rise-ECM Motor Upgrade | 0.00094341 | 0.0018555 | 0.0027749 | 0.0037249 | 0.0046201 | 0.005334 | 0.0059668 | 0.0065263 | 0.0070429 | 0.0074914 | 0.0076316 | 0.0078752 | 0.0081454 | 0.0083674 | 0.008384 | 0.0084862 | 0.0084645 | 0.0083681 | 0.0083285 | 0.0082762 | 0.12861 | 0.12861 | 0.086684 | 0.053912 | 0.019253 | 9.1542 | Circulators | 0.55022 | 0 |  |  |  | x | #REF! | #REF! | 39.1642 | 32.0152
LO12Med | NEW | Circulators | Residential | Water Heating | 0.02384 | 0.016996 | 228.1692 | 65.829 | 60-70 | 40-100 | Manufactured | Circulators-NEW-DHW-Manufactured-ECM Motor Upgrade | 0 | 0 | 0 | 0 | 0 | 0 | 0 | 0 | 0 | 0 | 0 | 0 | 0 | 0 | 0 | 0 | 0 | 0 | 0 | 0 | 0 | 0 | 0 | 0 | 0 | 0 | Circulators | 0.58516 | 0 |  |  |  | x | #REF! | #REF! | 38.5206 | 27.3084
LO3Slow | NR | Circulator Controls | Residential | Water Heating | 0.058308 | 0.04157 | 558.0596 | -4.0306 | <0 | <40 | Single Family | Circulator Controls-NR-DHW-Single Family-Advanced Run Hour | 0.0016758 | 0.0043002 | 0.0095349 | 0.01867 | 0.03284 | 0.052617 | 0.077705 | 0.10687 | 0.13816 | 0.1693 | 0.19821 | 0.22333 | 0.24667 | 0.26251 | 0.27393 | 0.28157 | 0.28628 | 0.28893 | 0.29016 | 0.29078 | 5.9515 | 3.254 | 1.8163 | 0.80988 | 0.11964 | -13.1159 | Circulator Controls | 3.4264 | 1 |  |  |  | x | 3.4264 | 1 | 0 | -4.0306
LO3Slow | NR | Circulator Controls | Residential | Water Heating | 0.11032 | 0.078651 | 1055.8628 | 31.7938 | 30-40 | <40 | Multifamily | Circulator Controls-NR-DHW-Multifamily - Low Rise-Advanced Run Hour | 0.00065796 | 0.0016884 | 0.0037436 | 0.0073304 | 0.012894 | 0.020659 | 0.030509 | 0.04196 | 0.054244 | 0.066471 | 0.077821 | 0.087685 | 0.097803 | 0.1041 | 0.10864 | 0.11167 | 0.11352 | 0.11456 | 0.11505 | 0.1153 | 2.3459 | 1.2863 | 0.7162 | 0.31798 | 0.046973 | 40.8962 | Circulator Controls | 0.9818 | 0 |  |  |  | x | #REF! | #REF! | 31.2152 | 0.57859
LO3Slow | NR | Circulator Controls | Residential | Water Heating | 0.11032 | 0.078651 | 1055.8628 | 31.7938 | 30-40 | <40 | Multifamily | Circulator Controls-NR-DHW-Multifamily - High Rise-Advanced Run Hour | 0.00017859 | 0.00045828 | 0.0010161 | 0.0019897 | 0.0034998 | 0.0056074 | 0.0082811 | 0.011389 | 0.014724 | 0.018042 | 0.021123 | 0.023801 | 0.026539 | 0.028253 | 0.029499 | 0.03034 | 0.030865 | 0.031179 | 0.031347 | 0.031455 | 0.63721 | 0.34959 | 0.1944 | 0.08631 | 0.01275 | 11.1146 | Circulator Controls | 0.9818 | 0 |  |  |  | x | #REF! | #REF! | 31.2152 | 0.57859
LO3Slow | NR | Circulator Controls | Residential | Water Heating | 0.058308 | 0.04157 | 558.0596 | -4.0306 | <0 | <40 | Manufactured | Circulator Controls-NR-DHW-Manufactured-Advanced Run Hour | 0 | 0 | 0 | 0 | 0 | 0 | 0 | 0 | 0 | 0 | 0 | 0 | 0 | 0 | 0 | 0 | 0 | 0 | 0 | 0 | 0 | 0 | 0 | 0 | 0 | 0 | Circulator Controls | 3.4264 | 1 |  |  |  | x | 3.4264 | 1 | 0 | -4.0306
LO3Slow | NEW | Circulator Controls | Residential | Water Heating | 0.03389 | 0.024161 | 324.3573 | -10.8192 | <0 | <40 | Single Family | Circulator Controls-NEW-DHW-Single Family-Advanced Run Hour | 0.00058441 | 0.0014644 | 0.0031904 | 0.006188 | 0.010611 | 0.016373 | 0.023721 | 0.032265 | 0.041675 | 0.051109 | 0.058142 | 0.065018 | 0.070944 | 0.075375 | 0.076896 | 0.078258 | 0.078499 | 0.07762 | 0.077042 | 0.076023 | 0.921 | 0.921 | 0.53356 | 0.24532 | 0.038412 | -9.9644 | Circulator Controls | 6.4874 | 1 |  |  |  | x | 6.4874 | 1 | 0 | -10.8192
LO3Slow | NEW | Circulator Controls | Residential | Water Heating | 0.05903 | 0.042084 | 564.9638 | 6.2165 | 0-10 | <40 | Multifamily | Circulator Controls-NEW-DHW-Multifamily - Low Rise-Advanced Run Hour | 0.00021123 | 0.00053742 | 0.0011883 | 0.0023386 | 0.0040677 | 0.0063743 | 0.0093727 | 0.012925 | 0.016926 | 0.02106 | 0.024332 | 0.02762 | 0.030577 | 0.032986 | 0.034172 | 0.035324 | 0.035965 | 0.036137 | 0.036439 | 0.036553 | 0.40511 | 0.40511 | 0.22469 | 0.099334 | 0.014718 | 2.5184 | Circulator Controls | 2.0012 | 1 |  |  |  | x | #REF! | #REF! | 12.4403 | -6.2238
LO3Slow | NEW | Circulator Controls | Residential | Water Heating | 0.05903 | 0.042084 | 564.9638 | 6.2166 | 0-10 | <40 | Multifamily | Circulator Controls-NEW-DHW-Multifamily - High Rise-Advanced Run Hour | 5.7336e-05 | 0.00014501 | 0.0003213 | 0.00063485 | 0.0011105 | 0.0017449 | 0.0025749 | 0.0035715 | 0.0046933 | 0.0058497 | 0.0067448 | 0.0076433 | 0.0084644 | 0.0091204 | 0.0094333 | 0.0097396 | 0.0099085 | 0.0099179 | 0.0099449 | 0.0099356 | 0.11156 | 0.11156 | 0.06211 | 0.027448 | 0.0040139 | 0.69349 | Circulator Controls | 2.0012 | 1 |  |  |  | x | #REF! | #REF! | 12.4403 | -6.2238
LO3Slow | NEW | Circulator Controls | Residential | Water Heating | 0.03389 | 0.024161 | 324.3573 | -10.8191 | <0 | <40 | Manufactured | Circulator Controls-NEW-DHW-Manufactured-Advanced Run Hour | 0 | 0 | 0 | 0 | 0 | 0 | 0 | 0 | 0 | 0 | 0 | 0 | 0 | 0 | 0 | 0 | 0 | 0 | 0 | 0 | 0 | 0 | 0 | 0 | 0 | 0 | Circulator Controls | 6.4874 | 1 |  |  |  | x | 6.4874 | 1 | 0 | -10.8191
LO12Med | New | Clothes Washer | Residential | Water Heating | 0.0046159 | 0.0034303 | 44.568 | -224.9709 | <0 | <40 | Single Family | Top Load_ENERGY STAR but not CEE+Electric DHW_Electric Dryer | 0.011731 | 0.022859 | 0.033614 | 0.044294 | 0.053856 | 0.061062 | 0.06706 | 0.071927 | 0.076296 | 0.079849 | 0.080257 | 0.081725 | 0.083287 | 0.084362 | 0.083375 | 0.083185 | 0.081809 | 0.079896 | 0.078712 | 0.077255 | 1.3364 | 1.3364 | 0.93555 | 0.6028 | 0.22742 | -300.6532 | Clothes Washer | 10261.4799 | 1 |  |  |  | x | 10261.4799 | 1 | 0 | -224.9709
LO12Med | New | Clothes Washer | Residential | Water Heating | 0.001009 | 0.00074208 | 9.8594 | -1014.7662 | <0 | <40 | Single Family | Top Load_ENERGY STAR but not CEE+Gas DHW_Gas Dryer | 0.00035549 | 0.00069271 | 0.0010186 | 0.0013423 | 0.001632 | 0.0018504 | 0.0020322 | 0.0021796 | 0.002312 | 0.0024197 | 0.0024321 | 0.0024765 | 0.0025239 | 0.0025565 | 0.0025265 | 0.0025208 | 0.0024791 | 0.0024211 | 0.0023852 | 0.0023411 | 0.040498 | 0.040498 | 0.02835 | 0.018267 | 0.0068915 | -41.0958 | Clothes Washer | 9256.6459 | 1 |  |  |  | x | 9256.6459 | 1 | 0 | -1014.7662
LO12Med | New | Clothes Washer | Residential | Water Heating | 0.0026684 | 0.0019762 | 25.8668 | -65.5439 | <0 | <40 | Single Family | Top Load_CEE Tier 1+Electric DHW_Electric Dryer | 0.0068086 | 0.013267 | 0.019509 | 0.025708 | 0.031257 | 0.035439 | 0.038921 | 0.041746 | 0.044281 | 0.046344 | 0.04658 | 0.047432 | 0.048339 | 0.048963 | 0.04839 | 0.048279 | 0.047481 | 0.046371 | 0.045683 | 0.044838 | 0.77564 | 0.77564 | 0.54298 | 0.34986 | 0.13199 | -50.8382 | Clothes Washer | 2256.6189 | 1 |  |  |  | x | 2256.6189 | 1 | 0 | -65.5439
LO12Med | New | Clothes Washer | Residential | Water Heating | 0.0031349 | 0.0023239 | 30.3555 | -51.4624 | <0 | <40 | Single Family | Top Load_CEE Tier 1+Gas DHW_Gas Dryer | 0.0010945 | 0.0021327 | 0.0031362 | 0.0041326 | 0.0050247 | 0.005697 | 0.0062567 | 0.0067108 | 0.0071183 | 0.0074499 | 0.0074879 | 0.0076249 | 0.0077706 | 0.0078709 | 0.0077788 | 0.0077611 | 0.0076328 | 0.0074543 | 0.0073437 | 0.0072078 | 0.12469 | 0.12469 | 0.087287 | 0.056241 | 0.021218 | -6.4167 | Clothes Washer | 12.6271 | 1 |  |  |  | x | 12.6271 | 1 | 0 | -51.4624
LO12Med | New | Clothes Washer | Residential | Water Heating | 0.00018318 | 0.00012397 | 1.9516 | -833.4977 | <0 | <40 | Single Family | Top Load_CEE Tier 1+Electric DHW_Gas Dryer | 5.3808e-06 | 1.0485e-05 | 1.5418e-05 | 2.0316e-05 | 2.4702e-05 | 2.8007e-05 | 3.0759e-05 | 3.2991e-05 | 3.4995e-05 | 3.6625e-05 | 3.6812e-05 | 3.7485e-05 | 3.8201e-05 | 3.8695e-05 | 3.8242e-05 | 3.8155e-05 | 3.7524e-05 | 3.6646e-05 | 3.6103e-05 | 3.5435e-05 | 0.00061298 | 0.00061298 | 0.00042911 | 0.00027649 | 0.00010431 | -0.51091 | Clothes Washer | 1515.8577 | 1 |  |  |  | x | 1515.8577 | 1 | 0 | -833.4977
LO12Med | New | Clothes Washer | Residential | Water Heating | 0.0027085 | 0.0020156 | 26.1088 | 25.3986 | 20-30 | <40 | Single Family | Front Load_CEE Tier 2+Electric DHW_Electric Dryer | 0.0068723 | 0.013391 | 0.019692 | 0.025948 | 0.03155 | 0.035771 | 0.039285 | 0.042136 | 0.044696 | 0.046777 | 0.047016 | 0.047876 | 0.048791 | 0.049421 | 0.048843 | 0.048731 | 0.047925 | 0.046805 | 0.046111 | 0.045257 | 0.78289 | 0.78289 | 0.54807 | 0.35313 | 0.13322 | 19.8844 | Clothes Washer | 1.0597 | 1 |  |  |  | x | #REF! | #REF! | 26.9145 | -1.516
LO12Med | New | Clothes Washer | Residential | Water Heating | 0.0017066 | 0.0012689 | 16.4676 | 41.9593 | 40-50 | 40-100 | Single Family | Front Load_CEE Tier 2+Electric DHW_Gas Dryer | 4.5404e-05 | 8.8473e-05 | 0.0001301 | 0.00017143 | 0.00020844 | 0.00023633 | 0.00025955 | 0.00027838 | 0.00029529 | 0.00030904 | 0.00031062 | 0.0003163 | 0.00032235 | 0.00032651 | 0.00032269 | 0.00032195 | 0.00031663 | 0.00030923 | 0.00030464 | 0.000299 | 0.0051724 | 0.0051724 | 0.0036209 | 0.0023331 | 0.00088018 | 0.21703 | Clothes Washer | 0.93797 | 0 |  |  |  | x | #REF! | #REF! | 39.3566 | 2.6027
LO12Med | New | Clothes Washer | Residential | Water Heating | 0.0030268 | 0.0022459 | 29.2765 | -343.6572 | <0 | <40 | Single Family | Top Load_ENERGY STAR but not CEE+Gas DHW_Electric Dryer | 0.0065064 | 0.012678 | 0.018643 | 0.024567 | 0.02987 | 0.033866 | 0.037193 | 0.039893 | 0.042316 | 0.044286 | 0.044513 | 0.045327 | 0.046193 | 0.046789 | 0.046242 | 0.046136 | 0.045374 | 0.044313 | 0.043655 | 0.042847 | 0.74121 | 0.74121 | 0.51888 | 0.33433 | 0.12613 | -254.7214 | Clothes Washer | 9858.2822 | 1 |  |  |  | x | 9858.2822 | 1 | 0 | -343.6572
LO12Med | New | Clothes Washer | Residential | Water Heating | 0.0025981 | 0.0019264 | 25.151 | -396.4232 | <0 | <40 | Single Family | Top Load_ENERGY STAR but not CEE+Electric DHW_Gas Dryer | 6.9345e-05 | 0.00013512 | 0.0001987 | 0.00026183 | 0.00031835 | 0.00036095 | 0.00039641 | 0.00042517 | 0.000451 | 0.000472 | 0.00047441 | 0.00048309 | 0.00049233 | 0.00049868 | 0.00049285 | 0.00049172 | 0.00048359 | 0.00047228 | 0.00046528 | 0.00045667 | 0.0078998 | 0.0078998 | 0.0055302 | 0.0035633 | 0.0013443 | -3.1317 | Clothes Washer | 9659.8436 | 1 |  |  |  | x | 9659.8436 | 1 | 0 | -396.4232
LO12Med | New | Clothes Washer | Residential | Water Heating | 0.0056201 | 0.0041761 | 54.2707 | -30.0573 | <0 | <40 | Single Family | Top Load_CEE Tier 1+Gas DHW_Electric Dryer | 0.012061 | 0.023502 | 0.03456 | 0.04554 | 0.05537 | 0.062779 | 0.068947 | 0.07395 | 0.078442 | 0.082095 | 0.082514 | 0.084023 | 0.08563 | 0.086735 | 0.08572 | 0.085524 | 0.08411 | 0.082144 | 0.080926 | 0.079428 | 1.374 | 1.374 | 0.96187 | 0.61976 | 0.23381 | -41.2987 | Clothes Washer | 6.693 | 1 |  |  |  | x | 6.693 | 1 | 0 | -30.0573
LO12Med | New | Clothes Washer | Residential | Water Heating | 0.016954 | 0.012637 | 163.128 | -45.3279 | <0 | <40 | Single Family | Front Load_CEE Tier 1+Electric DHW_Electric Dryer | 0.042938 | 0.083669 | 0.12304 | 0.16212 | 0.19712 | 0.2235 | 0.24545 | 0.26327 | 0.27926 | 0.29226 | 0.29376 | 0.29913 | 0.30485 | 0.30878 | 0.30517 | 0.30447 | 0.29944 | 0.29244 | 0.2881 | 0.28277 | 4.8915 | 4.8915 | 3.4243 | 2.2064 | 0.83239 | -221.7226 | Clothes Washer | 3.0418 | 1 |  |  |  | x | 3.0418 | 1 | 0 | -45.3279
LO12Med | New | Clothes Washer | Residential | Water Heating | 0.01124 | 0.0083782 | 108.1398 | -69.4839 | <0 | <40 | Single Family | Front Load_CEE Tier 1+Gas DHW_Electric Dryer | 0.024033 | 0.04683 | 0.068864 | 0.090743 | 0.11033 | 0.12509 | 0.13738 | 0.14735 | 0.1563 | 0.16358 | 0.16442 | 0.16742 | 0.17063 | 0.17283 | 0.17081 | 0.17042 | 0.1676 | 0.16368 | 0.16125 | 0.15827 | 2.7378 | 2.7378 | 1.9166 | 1.2349 | 0.4659 | -190.2355 | Clothes Washer | 2.7782 | 1 |  |  |  | x | 2.7782 | 1 | 0 | -69.4839
LO12Med | New | Clothes Washer | Residential | Water Heating | 0.00283 | 0.0021105 | 27.2131 | -257.1273 | <0 | <40 | Single Family | Front Load_CEE Tier 1+Electric DHW_Gas Dryer | 7.5031e-05 | 0.0001462 | 0.00021499 | 0.0002833 | 0.00034445 | 0.00039054 | 0.00042891 | 0.00046004 | 0.00048798 | 0.0005107 | 0.00051331 | 0.0005227 | 0.00053269 | 0.00053957 | 0.00053325 | 0.00053204 | 0.00052324 | 0.00051101 | 0.00050343 | 0.00049411 | 0.0085475 | 0.0085475 | 0.0059837 | 0.0038555 | 0.0014545 | -2.1978 | Clothes Washer | 2.2778 | 1 |  |  |  | x | 2.2778 | 1 | 0 | -257.1273
LO12Med | New | Clothes Washer | Residential | Water Heating | 0.0046159 | 0.0034303 | 44.568 | -224.9709 | <0 | <40 | Multifamily - Low Rise | Top Load_ENERGY STAR but not CEE+Electric DHW_Electric Dryer | 0.0044237 | 0.0087521 | 0.013062 | 0.017464 | 0.021538 | 0.024801 | 0.027643 | 0.030061 | 0.032328 | 0.034326 | 0.035041 | 0.036219 | 0.03745 | 0.038517 | 0.038654 | 0.039172 | 0.039103 | 0.038807 | 0.03884 | 0.038753 | 0.59496 | 0.59496 | 0.40028 | 0.24944 | 0.090041 | -133.8477 | Clothes Washer | 10261.4799 | 1 |  |  |  | x | 10261.4799 | 1 | 0 | -224.9709
LO12Med | New | Clothes Washer | Residential | Water Heating | 0.001009 | 0.00074208 | 9.8594 | -1014.7662 | <0 | <40 | Multifamily - Low Rise | Top Load_ENERGY STAR but not CEE+Gas DHW_Gas Dryer | 1.6742e-05 | 3.3124e-05 | 4.9436e-05 | 6.6096e-05 | 8.1517e-05 | 9.3864e-05 | 0.00010462 | 0.00011377 | 0.00012235 | 0.00012992 | 0.00013262 | 0.00013708 | 0.00014174 | 0.00014577 | 0.00014629 | 0.00014826 | 0.000148 | 0.00014687 | 0.000147 | 0.00014667 | 0.0022517 | 0.0022517 | 0.0015149 | 0.00094406 | 0.00034078 | -2.285 | Clothes Washer | 9256.6459 | 1 |  |  |  | x | 9256.6459 | 1 | 0 | -1014.7662
LO12Med | New | Clothes Washer | Residential | Water Heating | 0.0026684 | 0.0019762 | 25.8668 | -65.5439 | <0 | <40 | Multifamily - Low Rise | Top Load_CEE Tier 1+Electric DHW_Electric Dryer | 0.0025675 | 0.0050796 | 0.0075811 | 0.010136 | 0.012501 | 0.014394 | 0.016044 | 0.017447 | 0.018763 | 0.019923 | 0.020337 | 0.021021 | 0.021736 | 0.022355 | 0.022434 | 0.022735 | 0.022695 | 0.022523 | 0.022542 | 0.022492 | 0.34531 | 0.34531 | 0.23232 | 0.14477 | 0.052259 | -22.6327 | Clothes Washer | 2256.6189 | 1 |  |  |  | x | 2256.6189 | 1 | 0 | -65.5439
LO12Med | New | Clothes Washer | Residential | Water Heating | 0.0031349 | 0.0023239 | 30.3555 | -51.4624 | <0 | <40 | Multifamily - Low Rise | Top Load_CEE Tier 1+Gas DHW_Gas Dryer | 5.1547e-05 | 0.00010198 | 0.00015221 | 0.0002035 | 0.00025098 | 0.00028899 | 0.00032212 | 0.00035029 | 0.00037671 | 0.00039999 | 0.00040831 | 0.00042205 | 0.00043639 | 0.00044882 | 0.00045042 | 0.00045646 | 0.00045565 | 0.0004522 | 0.00045258 | 0.00045157 | 0.0069327 | 0.0069327 | 0.0046643 | 0.0029066 | 0.0010492 | -0.35678 | Clothes Washer | 12.6271 | 1 |  |  |  | x | 12.6271 | 1 | 0 | -51.4624
LO12Med | New | Clothes Washer | Residential | Water Heating | 0.00018318 | 0.00012397 | 1.9516 | -833.4977 | <0 | <40 | Multifamily - Low Rise | Top Load_CEE Tier 1+Electric DHW_Gas Dryer | 0 | 0 | 0 | 0 | 0 | 0 | 0 | 0 | 0 | 0 | 0 | 0 | 0 | 0 | 0 | 0 | 0 | 0 | 0 | 0 | 0 | 0 | 0 | 0 | 0 | 0 | Clothes Washer | 1515.8577 | 1 |  |  |  | x | 1515.8577 | 1 | 0 | -833.4977
LO12Med | New | Clothes Washer | Residential | Water Heating | 0.0027085 | 0.0020156 | 26.1088 | 25.3986 | 20-30 | <40 | Multifamily - Low Rise | Front Load_CEE Tier 2+Electric DHW_Electric Dryer | 0.0025915 | 0.0051272 | 0.007652 | 0.010231 | 0.012618 | 0.014529 | 0.016194 | 0.01761 | 0.018938 | 0.020109 | 0.020527 | 0.021218 | 0.021939 | 0.022564 | 0.022644 | 0.022948 | 0.022908 | 0.022734 | 0.022753 | 0.022702 | 0.34854 | 0.34854 | 0.23449 | 0.14613 | 0.052748 | 8.8523 | Clothes Washer | 1.0597 | 1 |  |  |  | x | #REF! | #REF! | 26.9145 | -1.516
LO12Med | New | Clothes Washer | Residential | Water Heating | 0.0017066 | 0.0012689 | 16.4676 | 41.9593 | 40-50 | 40-100 | Multifamily - Low Rise | Front Load_CEE Tier 2+Electric DHW_Gas Dryer | 0 | 0 | 0 | 0 | 0 | 0 | 0 | 0 | 0 | 0 | 0 | 0 | 0 | 0 | 0 | 0 | 0 | 0 | 0 | 0 | 0 | 0 | 0 | 0 | 0 | 0 | Clothes Washer | 0.93797 | 0 |  |  |  | x | #REF! | #REF! | 39.3566 | 2.6027
LO12Med | New | Clothes Washer | Residential | Water Heating | 0.0030268 | 0.0022459 | 29.2765 | -343.6572 | <0 | <40 | Multifamily - Low Rise | Top Load_ENERGY STAR but not CEE+Gas DHW_Electric Dryer | 0.00045979 | 0.00090967 | 0.0013576 | 0.0018151 | 0.0022386 | 0.0025777 | 0.0028732 | 0.0031244 | 0.0033601 | 0.0035678 | 0.003642 | 0.0037645 | 0.0038925 | 0.0040033 | 0.0040176 | 0.0040715 | 0.0040643 | 0.0040335 | 0.0040369 | 0.0040278 | 0.061838 | 0.061838 | 0.041604 | 0.025926 | 0.0093586 | -21.251 | Clothes Washer | 9858.2822 | 1 |  |  |  | x | 9858.2822 | 1 | 0 | -343.6572
LO12Med | New | Clothes Washer | Residential | Water Heating | 0.0025981 | 0.0019264 | 25.151 | -396.4232 | <0 | <40 | Multifamily - Low Rise | Top Load_ENERGY STAR but not CEE+Electric DHW_Gas Dryer | 0 | 0 | 0 | 0 | 0 | 0 | 0 | 0 | 0 | 0 | 0 | 0 | 0 | 0 | 0 | 0 | 0 | 0 | 0 | 0 | 0 | 0 | 0 | 0 | 0 | 0 | Clothes Washer | 9659.8436 | 1 |  |  |  | x | 9659.8436 | 1 | 0 | -396.4232
LO12Med | New | Clothes Washer | Residential | Water Heating | 0.0056201 | 0.0041761 | 54.2707 | -30.0573 | <0 | <40 | Multifamily - Low Rise | Top Load_CEE Tier 1+Gas DHW_Electric Dryer | 0.00085232 | 0.0016863 | 0.0025167 | 0.0033648 | 0.0041498 | 0.0047784 | 0.0053261 | 0.0057919 | 0.0062287 | 0.0066137 | 0.0067513 | 0.0069784 | 0.0072156 | 0.007421 | 0.0074475 | 0.0075474 | 0.0075341 | 0.007477 | 0.0074833 | 0.0074665 | 0.11463 | 0.11463 | 0.077123 | 0.04806 | 0.017348 | -3.4455 | Clothes Washer | 6.693 | 1 |  |  |  | x | 6.693 | 1 | 0 | -30.0573
LO12Med | New | Clothes Washer | Residential | Water Heating | 0.016954 | 0.012637 | 163.128 | -45.3279 | <0 | <40 | Multifamily - Low Rise | Front Load_CEE Tier 1+Electric DHW_Electric Dryer | 0.016192 | 0.032035 | 0.04781 | 0.063921 | 0.078835 | 0.090776 | 0.10118 | 0.11003 | 0.11833 | 0.12564 | 0.12826 | 0.13257 | 0.13708 | 0.14098 | 0.14148 | 0.14338 | 0.14313 | 0.14204 | 0.14216 | 0.14184 | 2.1777 | 2.1777 | 1.4651 | 0.913 | 0.32957 | -98.7086 | Clothes Washer | 3.0418 | 1 |  |  |  | x | 3.0418 | 1 | 0 | -45.3279
LO12Med | New | Clothes Washer | Residential | Water Heating | 0.01124 | 0.0083782 | 108.1398 | -69.4839 | <0 | <40 | Multifamily - Low Rise | Front Load_CEE Tier 1+Gas DHW_Electric Dryer | 0.0016983 | 0.0033601 | 0.0050148 | 0.0067047 | 0.0082689 | 0.0095215 | 0.010613 | 0.011541 | 0.012411 | 0.013178 | 0.013453 | 0.013905 | 0.014378 | 0.014787 | 0.01484 | 0.015039 | 0.015012 | 0.014899 | 0.014911 | 0.014878 | 0.22841 | 0.22841 | 0.15367 | 0.095764 | 0.034568 | -15.8711 | Clothes Washer | 2.7782 | 1 |  |  |  | x | 2.7782 | 1 | 0 | -69.4839
LO12Med | New | Clothes Washer | Residential | Water Heating | 0.00283 | 0.0021105 | 27.2131 | -257.1273 | <0 | <40 | Multifamily - Low Rise | Front Load_CEE Tier 1+Electric DHW_Gas Dryer | 0 | 0 | 0 | 0 | 0 | 0 | 0 | 0 | 0 | 0 | 0 | 0 | 0 | 0 | 0 | 0 | 0 | 0 | 0 | 0 | 0 | 0 | 0 | 0 | 0 | 0 | Clothes Washer | 2.2778 | 1 |  |  |  | x | 2.2778 | 1 | 0 | -257.1273
LO12Med | New | Clothes Washer | Residential | Water Heating | 0.0046159 | 0.0034303 | 44.568 | -224.9709 | <0 | <40 | Multifamily - High Rise | Top Load_ENERGY STAR but not CEE+Electric DHW_Electric Dryer | 0.0012785 | 0.0025144 | 0.0037604 | 0.0050478 | 0.0062609 | 0.0072283 | 0.0080859 | 0.008844 | 0.0095441 | 0.010152 | 0.010342 | 0.010672 | 0.011038 | 0.011339 | 0.011361 | 0.0115 | 0.011471 | 0.01134 | 0.011286 | 0.011215 | 0.17428 | 0.17428 | 0.11747 | 0.073058 | 0.02609 | -39.208 | Clothes Washer | 10261.4799 | 1 |  |  |  | x | 10261.4799 | 1 | 0 | -224.9709
LO12Med | New | Clothes Washer | Residential | Water Heating | 0.001009 | 0.00074208 | 9.8594 | -1014.7662 | <0 | <40 | Multifamily - High Rise | Top Load_ENERGY STAR but not CEE+Gas DHW_Gas Dryer | 4.8386e-06 | 9.5163e-06 | 1.4232e-05 | 1.9104e-05 | 2.3696e-05 | 2.7357e-05 | 3.0603e-05 | 3.3472e-05 | 3.6122e-05 | 3.8422e-05 | 3.9141e-05 | 4.039e-05 | 4.1776e-05 | 4.2915e-05 | 4.3e-05 | 4.3524e-05 | 4.3413e-05 | 4.2918e-05 | 4.2715e-05 | 4.2447e-05 | 0.0006596 | 0.0006596 | 0.00044458 | 0.0002765 | 9.8744e-05 | -0.66934 | Clothes Washer | 9256.6459 | 1 |  |  |  | x | 9256.6459 | 1 | 0 | -1014.7662
LO12Med | New | Clothes Washer | Residential | Water Heating | 0.0026684 | 0.0019762 | 25.8668 | -65.5439 | <0 | <40 | Multifamily - High Rise | Top Load_CEE Tier 1+Electric DHW_Electric Dryer | 0.000742 | 0.0014593 | 0.0021825 | 0.0029297 | 0.0036338 | 0.0041952 | 0.0046929 | 0.0051329 | 0.0055393 | 0.005892 | 0.0060023 | 0.0061938 | 0.0064064 | 0.006581 | 0.006594 | 0.0066744 | 0.0066573 | 0.0065816 | 0.0065504 | 0.0065093 | 0.10115 | 0.10115 | 0.068177 | 0.042402 | 0.015142 | -6.6298 | Clothes Washer | 2256.6189 | 1 |  |  |  | x | 2256.6189 | 1 | 0 | -65.5439
LO12Med | New | Clothes Washer | Residential | Water Heating | 0.0031349 | 0.0023239 | 30.3555 | -51.4624 | <0 | <40 | Multifamily - High Rise | Top Load_CEE Tier 1+Gas DHW_Gas Dryer | 1.4897e-05 | 2.9299e-05 | 4.3818e-05 | 5.8819e-05 | 7.2955e-05 | 8.4229e-05 | 9.4221e-05 | 0.00010305 | 0.00011121 | 0.00011829 | 0.00012051 | 0.00012435 | 0.00012862 | 0.00013213 | 0.00013239 | 0.000134 | 0.00013366 | 0.00013214 | 0.00013151 | 0.00013069 | 0.0020308 | 0.0020308 | 0.0013688 | 0.00085131 | 0.00030402 | -0.10451 | Clothes Washer | 12.6271 | 1 |  |  |  | x | 12.6271 | 1 | 0 | -51.4624
LO12Med | New | Clothes Washer | Residential | Water Heating | 0.00018318 | 0.00012397 | 1.9516 | -833.4977 | <0 | <40 | Multifamily - High Rise | Top Load_CEE Tier 1+Electric DHW_Gas Dryer | 0 | 0 | 0 | 0 | 0 | 0 | 0 | 0 | 0 | 0 | 0 | 0 | 0 | 0 | 0 | 0 | 0 | 0 | 0 | 0 | 0 | 0 | 0 | 0 | 0 | 0 | Clothes Washer | 1515.8577 | 1 |  |  |  | x | 1515.8577 | 1 | 0 | -833.4977
LO12Med | New | Clothes Washer | Residential | Water Heating | 0.0027085 | 0.0020156 | 26.1088 | 25.3986 | 20-30 | <40 | Multifamily - High Rise | Front Load_CEE Tier 2+Electric DHW_Electric Dryer | 0.00074894 | 0.001473 | 0.0022029 | 0.0029571 | 0.0036678 | 0.0042345 | 0.0047368 | 0.005181 | 0.0055911 | 0.0059471 | 0.0060585 | 0.0062518 | 0.0064664 | 0.0066426 | 0.0066557 | 0.0067369 | 0.0067196 | 0.0066432 | 0.0066117 | 0.0065702 | 0.1021 | 0.1021 | 0.068815 | 0.042799 | 0.015284 | 2.5931 | Clothes Washer | 1.0597 | 1 |  |  |  | x | #REF! | #REF! | 26.9145 | -1.516
LO12Med | New | Clothes Washer | Residential | Water Heating | 0.0017066 | 0.0012689 | 16.4676 | 41.9593 | 40-50 | 40-100 | Multifamily - High Rise | Front Load_CEE Tier 2+Electric DHW_Gas Dryer | 0 | 0 | 0 | 0 | 0 | 0 | 0 | 0 | 0 | 0 | 0 | 0 | 0 | 0 | 0 | 0 | 0 | 0 | 0 | 0 | 0 | 0 | 0 | 0 | 0 | 0 | Clothes Washer | 0.93797 | 0 |  |  |  | x | #REF! | #REF! | 39.3566 | 2.6027
LO12Med | New | Clothes Washer | Residential | Water Heating | 0.0030268 | 0.0022459 | 29.2765 | -343.6572 | <0 | <40 | Multifamily - High Rise | Top Load_ENERGY STAR but not CEE+Gas DHW_Electric Dryer | 0.00013288 | 0.00026134 | 0.00039084 | 0.00052465 | 0.00065074 | 0.00075129 | 0.00084042 | 0.00091922 | 0.00099199 | 0.0010551 | 0.0010749 | 0.0011092 | 0.0011473 | 0.0011785 | 0.0011809 | 0.0011953 | 0.0011922 | 0.0011786 | 0.0011731 | 0.0011657 | 0.018114 | 0.018114 | 0.012209 | 0.0075934 | 0.0027117 | -6.2251 | Clothes Washer | 9858.2822 | 1 |  |  |  | x | 9858.2822 | 1 | 0 | -343.6572
LO12Med | New | Clothes Washer | Residential | Water Heating | 0.0025981 | 0.0019264 | 25.151 | -396.4232 | <0 | <40 | Multifamily - High Rise | Top Load_ENERGY STAR but not CEE+Electric DHW_Gas Dryer | 0 | 0 | 0 | 0 | 0 | 0 | 0 | 0 | 0 | 0 | 0 | 0 | 0 | 0 | 0 | 0 | 0 | 0 | 0 | 0 | 0 | 0 | 0 | 0 | 0 | 0 | Clothes Washer | 9659.8436 | 1 |  |  |  | x | 9659.8436 | 1 | 0 | -396.4232
LO12Med | New | Clothes Washer | Residential | Water Heating | 0.0056201 | 0.0041761 | 54.2707 | -30.0573 | <0 | <40 | Multifamily - High Rise | Top Load_CEE Tier 1+Gas DHW_Electric Dryer | 0.00024632 | 0.00048446 | 0.00072451 | 0.00097256 | 0.0012063 | 0.0013927 | 0.0015579 | 0.001704 | 0.0018389 | 0.001956 | 0.0019926 | 0.0020562 | 0.0021267 | 0.0021847 | 0.002189 | 0.0022157 | 0.00221 | 0.0021849 | 0.0021745 | 0.0021609 | 0.033579 | 0.033579 | 0.022633 | 0.014076 | 0.0050268 | -1.0093 | Clothes Washer | 6.693 | 1 |  |  |  | x | 6.693 | 1 | 0 | -30.0573
LO12Med | New | Clothes Washer | Residential | Water Heating | 0.016954 | 0.012637 | 163.128 | -45.3279 | <0 | <40 | Multifamily - High Rise | Front Load_CEE Tier 1+Electric DHW_Electric Dryer | 0.0046794 | 0.0092033 | 0.013764 | 0.018476 | 0.022916 | 0.026457 | 0.029596 | 0.032371 | 0.034933 | 0.037158 | 0.037853 | 0.039061 | 0.040402 | 0.041503 | 0.041585 | 0.042092 | 0.041984 | 0.041506 | 0.04131 | 0.041051 | 0.6379 | 0.6379 | 0.42996 | 0.26741 | 0.095495 | -28.9147 | Clothes Washer | 3.0418 | 1 |  |  |  | x | 3.0418 | 1 | 0 | -45.3279
LO12Med | New | Clothes Washer | Residential | Water Heating | 0.01124 | 0.0083782 | 108.1398 | -69.4839 | <0 | <40 | Multifamily - High Rise | Front Load_CEE Tier 1+Gas DHW_Electric Dryer | 0.00049082 | 0.00096533 | 0.0014437 | 0.0019379 | 0.0024037 | 0.0027751 | 0.0031043 | 0.0033954 | 0.0036642 | 0.0038975 | 0.0039704 | 0.0040971 | 0.0042377 | 0.0043532 | 0.0043618 | 0.004415 | 0.0044037 | 0.0043536 | 0.004333 | 0.0043058 | 0.066909 | 0.066909 | 0.045098 | 0.028048 | 0.010016 | -4.6491 | Clothes Washer | 2.7782 | 1 |  |  |  | x | 2.7782 | 1 | 0 | -69.4839
LO12Med | New | Clothes Washer | Residential | Water Heating | 0.00283 | 0.0021105 | 27.2131 | -257.1273 | <0 | <40 | Multifamily - High Rise | Front Load_CEE Tier 1+Electric DHW_Gas Dryer | 0 | 0 | 0 | 0 | 0 | 0 | 0 | 0 | 0 | 0 | 0 | 0 | 0 | 0 | 0 | 0 | 0 | 0 | 0 | 0 | 0 | 0 | 0 | 0 | 0 | 0 | Clothes Washer | 2.2778 | 1 |  |  |  | x | 2.2778 | 1 | 0 | -257.1273
LO12Med | New | Clothes Washer | Residential | Water Heating | 0.0046159 | 0.0034303 | 44.568 | -224.9709 | <0 | <40 | Manufactured | Top Load_ENERGY STAR but not CEE+Electric DHW_Electric Dryer | 0.0016381 | 0.0033335 | 0.0051136 | 0.0070209 | 0.0088853 | 0.01048 | 0.011961 | 0.013321 | 0.014655 | 0.015899 | 0.016557 | 0.017453 | 0.018398 | 0.019265 | 0.019672 | 0.020271 | 0.020582 | 0.020745 | 0.02108 | 0.021339 | 0.28767 | 0.28767 | 0.18365 | 0.10886 | 0.036471 | -64.7174 | Clothes Washer | 10261.4799 | 1 |  |  |  | x | 10261.4799 | 1 | 0 | -224.9709
LO12Med | New | Clothes Washer | Residential | Water Heating | 0.001009 | 0.00074208 | 9.8594 | -1014.7662 | <0 | <40 | Manufactured | Top Load_ENERGY STAR but not CEE+Gas DHW_Gas Dryer | 5.746e-06 | 1.1693e-05 | 1.7937e-05 | 2.4627e-05 | 3.1167e-05 | 3.676e-05 | 4.1957e-05 | 4.6725e-05 | 5.1404e-05 | 5.577e-05 | 5.8077e-05 | 6.122e-05 | 6.4535e-05 | 6.7575e-05 | 6.9003e-05 | 7.1104e-05 | 7.2196e-05 | 7.2766e-05 | 7.3941e-05 | 7.4852e-05 | 0.0010091 | 0.0010091 | 0.00064419 | 0.00038186 | 0.00012793 | -1.024 | Clothes Washer | 9256.6459 | 1 |  |  |  | x | 9256.6459 | 1 | 0 | -1014.7662
LO12Med | New | Clothes Washer | Residential | Water Heating | 0.0026684 | 0.0019762 | 25.8668 | -65.5439 | <0 | <40 | Manufactured | Top Load_CEE Tier 1+Electric DHW_Electric Dryer | 0.00095075 | 0.0019347 | 0.0029679 | 0.0040748 | 0.0051569 | 0.0060823 | 0.0069423 | 0.0077312 | 0.0085055 | 0.0092278 | 0.0096096 | 0.01013 | 0.010678 | 0.011181 | 0.011417 | 0.011765 | 0.011946 | 0.01204 | 0.012234 | 0.012385 | 0.16696 | 0.16696 | 0.10659 | 0.063184 | 0.021167 | -10.9432 | Clothes Washer | 2256.6189 | 1 |  |  |  | x | 2256.6189 | 1 | 0 | -65.5439
LO12Med | New | Clothes Washer | Residential | Water Heating | 0.0031349 | 0.0023239 | 30.3555 | -51.4624 | <0 | <40 | Manufactured | Top Load_CEE Tier 1+Gas DHW_Gas Dryer | 1.7691e-05 | 3.6001e-05 | 5.5225e-05 | 7.5822e-05 | 9.5957e-05 | 0.00011318 | 0.00012918 | 0.00014386 | 0.00015827 | 0.00017171 | 0.00017881 | 0.00018849 | 0.00019869 | 0.00020805 | 0.00021245 | 0.00021892 | 0.00022228 | 0.00022403 | 0.00022765 | 0.00023046 | 0.0031067 | 0.0031067 | 0.0019834 | 0.0011757 | 0.00039387 | -0.15988 | Clothes Washer | 12.6271 | 1 |  |  |  | x | 12.6271 | 1 | 0 | -51.4624
LO12Med | New | Clothes Washer | Residential | Water Heating | 0.00018318 | 0.00012397 | 1.9516 | -833.4977 | <0 | <40 | Manufactured | Top Load_CEE Tier 1+Electric DHW_Gas Dryer | 3.8162e-07 | 7.7657e-07 | 1.1913e-06 | 1.6356e-06 | 2.0699e-06 | 2.4413e-06 | 2.7865e-06 | 3.1032e-06 | 3.414e-06 | 3.7039e-06 | 3.8571e-06 | 4.0659e-06 | 4.286e-06 | 4.4879e-06 | 4.5827e-06 | 4.7223e-06 | 4.7948e-06 | 4.8326e-06 | 4.9107e-06 | 4.9712e-06 | 6.7015e-05 | 6.7015e-05 | 4.2783e-05 | 2.5361e-05 | 8.4963e-06 | -0.055857 | Clothes Washer | 1515.8577 | 1 |  |  |  | x | 1515.8577 | 1 | 0 | -833.4977
LO12Med | New | Clothes Washer | Residential | Water Heating | 0.0027085 | 0.0020156 | 26.1088 | 25.3986 | 20-30 | <40 | Manufactured | Front Load_CEE Tier 2+Electric DHW_Electric Dryer | 0.00095965 | 0.0019528 | 0.0029957 | 0.004113 | 0.0052052 | 0.0061392 | 0.0070072 | 0.0078036 | 0.0085851 | 0.0093142 | 0.0096995 | 0.010224 | 0.010778 | 0.011286 | 0.011524 | 0.011875 | 0.012058 | 0.012153 | 0.012349 | 0.012501 | 0.16852 | 0.16852 | 0.10759 | 0.063775 | 0.021366 | 4.2802 | Clothes Washer | 1.0597 | 1 |  |  |  | x | #REF! | #REF! | 26.9145 | -1.516
LO12Med | New | Clothes Washer | Residential | Water Heating | 0.0017066 | 0.0012689 | 16.4676 | 41.9593 | 40-50 | 40-100 | Manufactured | Front Load_CEE Tier 2+Electric DHW_Gas Dryer | 3.2201e-06 | 6.5528e-06 | 1.0052e-05 | 1.3801e-05 | 1.7466e-05 | 2.06e-05 | 2.3513e-05 | 2.6185e-05 | 2.8807e-05 | 3.1254e-05 | 3.2547e-05 | 3.4308e-05 | 3.6166e-05 | 3.7869e-05 | 3.867e-05 | 3.9847e-05 | 4.046e-05 | 4.0779e-05 | 4.1437e-05 | 4.1948e-05 | 0.00056548 | 0.00056548 | 0.00036101 | 0.000214 | 7.1693e-05 | 0.023727 | Clothes Washer | 0.93797 | 0 |  |  |  | x | #REF! | #REF! | 39.3566 | 2.6027
LO12Med | New | Clothes Washer | Residential | Water Heating | 0.0030268 | 0.0022459 | 29.2765 | -343.6572 | <0 | <40 | Manufactured | Top Load_ENERGY STAR but not CEE+Gas DHW_Electric Dryer | 0.00011159 | 0.00022709 | 0.00034835 | 0.00047828 | 0.00060529 | 0.00071391 | 0.00081484 | 0.00090745 | 0.00099832 | 0.0010831 | 0.0011279 | 0.001189 | 0.0012533 | 0.0013124 | 0.0013401 | 0.0013809 | 0.0014021 | 0.0014132 | 0.001436 | 0.0014537 | 0.019597 | 0.019597 | 0.012511 | 0.0074162 | 0.0024845 | -6.7346 | Clothes Washer | 9858.2822 | 1 |  |  |  | x | 9858.2822 | 1 | 0 | -343.6572
LO12Med | New | Clothes Washer | Residential | Water Heating | 0.0025981 | 0.0019264 | 25.151 | -396.4232 | <0 | <40 | Manufactured | Top Load_ENERGY STAR but not CEE+Electric DHW_Gas Dryer | 4.9181e-06 | 1.0008e-05 | 1.5352e-05 | 2.1079e-05 | 2.6676e-05 | 3.1463e-05 | 3.5911e-05 | 3.9993e-05 | 4.3998e-05 | 4.7734e-05 | 4.9709e-05 | 5.2399e-05 | 5.5236e-05 | 5.7838e-05 | 5.9061e-05 | 6.0859e-05 | 6.1794e-05 | 6.2281e-05 | 6.3287e-05 | 6.4067e-05 | 0.00086366 | 0.00086366 | 0.00055138 | 0.00032684 | 0.0001095 | -0.34238 | Clothes Washer | 9659.8436 | 1 |  |  |  | x | 9659.8436 | 1 | 0 | -396.4232
LO12Med | New | Clothes Washer | Residential | Water Heating | 0.0056201 | 0.0041761 | 54.2707 | -30.0573 | <0 | <40 | Manufactured | Top Load_CEE Tier 1+Gas DHW_Electric Dryer | 0.00020687 | 0.00042096 | 0.00064576 | 0.0008866 | 0.001122 | 0.0013234 | 0.0015105 | 0.0016822 | 0.0018506 | 0.0020078 | 0.0020909 | 0.002204 | 0.0023233 | 0.0024328 | 0.0024842 | 0.0025598 | 0.0025992 | 0.0026197 | 0.002662 | 0.0026948 | 0.036327 | 0.036327 | 0.023192 | 0.013748 | 0.0046056 | -1.0919 | Clothes Washer | 6.693 | 1 |  |  |  | x | 6.693 | 1 | 0 | -30.0573
LO12Med | New | Clothes Washer | Residential | Water Heating | 0.016954 | 0.012637 | 163.128 | -45.3279 | <0 | <40 | Manufactured | Front Load_CEE Tier 1+Electric DHW_Electric Dryer | 0.0059959 | 0.012201 | 0.018717 | 0.025698 | 0.032522 | 0.038358 | 0.043781 | 0.048757 | 0.053639 | 0.058195 | 0.060603 | 0.063882 | 0.067341 | 0.070513 | 0.072003 | 0.074196 | 0.075336 | 0.07593 | 0.077156 | 0.078107 | 1.0529 | 1.0529 | 0.67221 | 0.39847 | 0.13349 | -47.7271 | Clothes Washer | 3.0418 | 1 |  |  |  | x | 3.0418 | 1 | 0 | -45.3279
LO12Med | New | Clothes Washer | Residential | Water Heating | 0.01124 | 0.0083782 | 108.1398 | -69.4839 | <0 | <40 | Manufactured | Front Load_CEE Tier 1+Gas DHW_Electric Dryer | 0.0004122 | 0.00083881 | 0.0012867 | 0.0017666 | 0.0022358 | 0.002637 | 0.0030098 | 0.0033519 | 0.0036876 | 0.0040007 | 0.0041662 | 0.0043917 | 0.0046295 | 0.0048476 | 0.00495 | 0.0051007 | 0.0051791 | 0.0052199 | 0.0053043 | 0.0053696 | 0.072386 | 0.072386 | 0.046212 | 0.027393 | 0.0091772 | -5.0296 | Clothes Washer | 2.7782 | 1 |  |  |  | x | 2.7782 | 1 | 0 | -69.4839
LO12Med | New | Clothes Washer | Residential | Water Heating | 0.00283 | 0.0021105 | 27.2131 | -257.1273 | <0 | <40 | Manufactured | Front Load_CEE Tier 1+Electric DHW_Gas Dryer | 5.3214e-06 | 1.0829e-05 | 1.6611e-05 | 2.2807e-05 | 2.8863e-05 | 3.4043e-05 | 3.8856e-05 | 4.3272e-05 | 4.7605e-05 | 5.1648e-05 | 5.3785e-05 | 5.6695e-05 | 5.9765e-05 | 6.258e-05 | 6.3903e-05 | 6.5849e-05 | 6.686e-05 | 6.7388e-05 | 6.8476e-05 | 6.932e-05 | 0.00093448 | 0.00093448 | 0.00059658 | 0.00035364 | 0.00011847 | -0.24028 | Clothes Washer | 2.2778 | 1 |  |  |  | x | 2.2778 | 1 | 0 | -257.1273
LO12Med | NR | Clothes Washer | Residential | Water Heating | 0.0046159 | 0.0034303 | 44.568 | -224.9709 | <0 | <40 | Single Family | Top Load_ENERGY STAR but not CEE+Electric DHW_Electric Dryer | 0.070222 | 0.14012 | 0.20971 | 0.27898 | 0.34793 | 0.40963 | 0.45857 | 0.49734 | 0.52798 | 0.55215 | 0.57114 | 0.586 | 0.59756 | 0.6065 | 0.72622 | 0.71827 | 0.70378 | 0.69034 | 0.45422 | 0 | 9.1467 | 9.1467 | 6.58 | 4.0638 | 1.4566 | -2057.7323 | Clothes Washer | 10261.4799 | 1 |  |  |  | x | 10261.4799 | 1 | 0 | -224.9709
LO12Med | NR | Clothes Washer | Residential | Water Heating | 0.0030268 | 0.0022459 | 29.2765 | -343.6572 | <0 | <40 | Single Family | Top Load_ENERGY STAR but not CEE+Gas DHW_Electric Dryer | 0.038947 | 0.077717 | 0.11631 | 0.15473 | 0.19297 | 0.22719 | 0.25434 | 0.27584 | 0.29283 | 0.30624 | 0.31677 | 0.32501 | 0.33143 | 0.33638 | 0.40278 | 0.39837 | 0.39034 | 0.38288 | 0.25192 | 0 | 5.073 | 5.073 | 3.6495 | 2.2539 | 0.80786 | -1743.3654 | Clothes Washer | 9858.2822 | 1 |  |  |  | x | 9858.2822 | 1 | 0 | -343.6572
LO12Med | NR | Clothes Washer | Residential | Water Heating | 0.0025981 | 0.0019264 | 25.151 | -396.4232 | <0 | <40 | Single Family | Top Load_ENERGY STAR but not CEE+Electric DHW_Gas Dryer | 0.00041509 | 0.0008283 | 0.0012396 | 0.0016491 | 0.0020567 | 0.0024214 | 0.0027107 | 0.0029399 | 0.003121 | 0.0032638 | 0.0033761 | 0.003464 | 0.0035323 | 0.0035852 | 0.0042928 | 0.0042458 | 0.0041602 | 0.0040808 | 0.002685 | 0 | 0.054068 | 0.054068 | 0.038896 | 0.024022 | 0.0086102 | -21.4337 | Clothes Washer | 9659.8436 | 1 |  |  |  | x | 9659.8436 | 1 | 0 | -396.4232
LO12Med | NR | Clothes Washer | Residential | Water Heating | 0.001009 | 0.00074208 | 9.8594 | -1014.7662 | <0 | <40 | Single Family | Top Load_ENERGY STAR but not CEE+Gas DHW_Gas Dryer | 0.002128 | 0.0042463 | 0.0063549 | 0.008454 | 0.010543 | 0.012413 | 0.013896 | 0.015071 | 0.016 | 0.016732 | 0.017307 | 0.017758 | 0.018108 | 0.018379 | 0.022007 | 0.021766 | 0.021327 | 0.02092 | 0.013764 | 0 | 0.27718 | 0.27718 | 0.1994 | 0.12315 | 0.04414 | -281.2681 | Clothes Washer | 9256.6459 | 1 |  |  |  | x | 9256.6459 | 1 | 0 | -1014.7662
LO12Med | NR | Clothes Washer | Residential | Water Heating | 0.0026684 | 0.0019762 | 25.8668 | -65.5439 | <0 | <40 | Single Family | Top Load_CEE Tier 1+Electric DHW_Electric Dryer | 0.040756 | 0.081327 | 0.12171 | 0.16192 | 0.20193 | 0.23774 | 0.26615 | 0.28865 | 0.30644 | 0.32046 | 0.33148 | 0.34011 | 0.34682 | 0.35201 | 0.42149 | 0.41687 | 0.40847 | 0.40067 | 0.26362 | 0 | 5.3086 | 5.3086 | 3.819 | 2.3586 | 0.84539 | -347.9474 | Clothes Washer | 2256.6189 | 1 |  |  |  | x | 2256.6189 | 1 | 0 | -65.5439
LO12Med | NR | Clothes Washer | Residential | Water Heating | 0.00018318 | 0.00012397 | 1.9516 | -833.4977 | <0 | <40 | Single Family | Top Load_CEE Tier 1+Electric DHW_Gas Dryer | 3.2209e-05 | 6.4271e-05 | 9.6188e-05 | 0.00012796 | 0.00015959 | 0.00018788 | 0.00021033 | 0.00022812 | 0.00024217 | 0.00025326 | 0.00026197 | 0.00026878 | 0.00027409 | 0.00027819 | 0.0003331 | 0.00032945 | 0.00032281 | 0.00031664 | 0.00020834 | 0 | 0.0041953 | 0.0041953 | 0.0030181 | 0.0018639 | 0.0006681 | -3.4968 | Clothes Washer | 1515.8577 | 1 |  |  |  | x | 1515.8577 | 1 | 0 | -833.4977
LO12Med | NR | Clothes Washer | Residential | Water Heating | 0.0031349 | 0.0023239 | 30.3555 | -51.4624 | <0 | <40 | Single Family | Top Load_CEE Tier 1+Gas DHW_Gas Dryer | 0.0065517 | 0.013074 | 0.019566 | 0.026028 | 0.032462 | 0.038218 | 0.042784 | 0.046401 | 0.049261 | 0.051515 | 0.053287 | 0.054673 | 0.055752 | 0.056586 | 0.067756 | 0.067014 | 0.065663 | 0.064409 | 0.042378 | 0 | 0.85338 | 0.85338 | 0.61391 | 0.37915 | 0.1359 | -43.9169 | Clothes Washer | 12.6271 | 1 |  |  |  | x | 12.6271 | 1 | 0 | -51.4624
LO12Med | NR | Clothes Washer | Residential | Water Heating | 0.0056201 | 0.0041761 | 54.2707 | -30.0573 | <0 | <40 | Single Family | Top Load_CEE Tier 1+Gas DHW_Electric Dryer | 0.072197 | 0.14407 | 0.21561 | 0.28683 | 0.35772 | 0.42115 | 0.47147 | 0.51133 | 0.54284 | 0.56768 | 0.5872 | 0.60248 | 0.61437 | 0.62356 | 0.74664 | 0.73847 | 0.72358 | 0.70976 | 0.46699 | 0 | 9.4039 | 9.4039 | 6.7651 | 4.1781 | 1.4976 | -282.6569 | Clothes Washer | 6.693 | 1 |  |  |  | x | 6.693 | 1 | 0 | -30.0573
LO12Med | NR | Clothes Washer | Residential | Water Heating | 0.016954 | 0.012637 | 163.128 | -45.3279 | <0 | <40 | Single Family | Front Load_CEE Tier 1+Electric DHW_Electric Dryer | 0.25703 | 0.51288 | 0.76758 | 1.0211 | 1.2735 | 1.4993 | 1.6785 | 1.8204 | 1.9325 | 2.021 | 2.0905 | 2.1449 | 2.1872 | 2.2199 | 2.6581 | 2.629 | 2.576 | 2.5268 | 1.6625 | 0 | 33.4786 | 33.4786 | 24.0843 | 14.8742 | 5.3314 | -1517.5149 | Clothes Washer | 3.0418 | 1 |  |  |  | x | 3.0418 | 1 | 0 | -45.3279
LO12Med | NR | Clothes Washer | Residential | Water Heating | 0.01124 | 0.0083782 | 108.1398 | -69.4839 | <0 | <40 | Single Family | Front Load_CEE Tier 1+Gas DHW_Electric Dryer | 0.14386 | 0.28707 | 0.42962 | 0.57153 | 0.71279 | 0.83918 | 0.93945 | 1.0189 | 1.0817 | 1.1312 | 1.1701 | 1.2005 | 1.2242 | 1.2425 | 1.4878 | 1.4715 | 1.4418 | 1.4143 | 0.93053 | 0 | 18.7383 | 18.7383 | 13.4802 | 8.3252 | 2.984 | -1302.0106 | Clothes Washer | 2.7782 | 1 |  |  |  | x | 2.7782 | 1 | 0 | -69.4839
LO12Med | NR | Clothes Washer | Residential | Water Heating | 0.00283 | 0.0021105 | 27.2131 | -257.1273 | <0 | <40 | Single Family | Front Load_CEE Tier 1+Electric DHW_Gas Dryer | 0.00044913 | 0.00089622 | 0.0013413 | 0.0017843 | 0.0022253 | 0.0026199 | 0.0029329 | 0.0031809 | 0.0033769 | 0.0035315 | 0.0036529 | 0.003748 | 0.0038219 | 0.0038791 | 0.0046448 | 0.0045939 | 0.0045013 | 0.0044153 | 0.0029051 | 0 | 0.058501 | 0.058501 | 0.042085 | 0.025991 | 0.0093161 | -15.0421 | Clothes Washer | 2.2778 | 1 |  |  |  | x | 2.2778 | 1 | 0 | -257.1273
LO12Med | NR | Clothes Washer | Residential | Water Heating | 0.0027085 | 0.0020156 | 26.1088 | 25.3986 | 20-30 | <40 | Single Family | Front Load_CEE Tier 2+Electric DHW_Electric Dryer | 0.041137 | 0.082088 | 0.12285 | 0.16343 | 0.20382 | 0.23997 | 0.26864 | 0.29135 | 0.3093 | 0.32346 | 0.33458 | 0.34329 | 0.35007 | 0.3553 | 0.42543 | 0.42077 | 0.41229 | 0.40442 | 0.26609 | 0 | 5.3583 | 5.3583 | 3.8547 | 2.3806 | 0.8533 | 136.0931 | Clothes Washer | 1.0597 | 1 |  |  |  | x | #REF! | #REF! | 26.9145 | -1.516
LO12Med | NR | Clothes Washer | Residential | Water Heating | 0.0017066 | 0.0012689 | 16.4676 | 41.9593 | 40-50 | 40-100 | Single Family | Front Load_CEE Tier 2+Electric DHW_Gas Dryer | 0.00027178 | 0.00054233 | 0.00081165 | 0.0010797 | 0.0013466 | 0.0015854 | 0.0017748 | 0.0019249 | 0.0020435 | 0.002137 | 0.0022105 | 0.002268 | 0.0023128 | 0.0023474 | 0.0028107 | 0.0027799 | 0.0027239 | 0.0026719 | 0.001758 | 0 | 0.035401 | 0.035401 | 0.025467 | 0.015728 | 0.0056375 | 1.4854 | Clothes Washer | 0.93797 | 0 |  |  |  | x | #REF! | #REF! | 39.3566 | 2.6027
LO12Med | NR | Clothes Washer | Residential | Water Heating | 0.0046159 | 0.0034303 | 44.568 | -224.9709 | <0 | <40 | Multifamily - Low Rise | Top Load_ENERGY STAR but not CEE+Electric DHW_Electric Dryer | 0.01456 | 0.029053 | 0.04348 | 0.057842 | 0.072139 | 0.08493 | 0.095078 | 0.10312 | 0.10947 | 0.11448 | 0.11842 | 0.1215 | 0.1239 | 0.12575 | 0.16973 | 0.16643 | 0.16162 | 0.15708 | 0.10323 | 0 | 1.9718 | 1.9718 | 1.3834 | 0.84257 | 0.302 | -443.5986 | Clothes Washer | 10261.4799 | 1 |  |  |  | x | 10261.4799 | 1 | 0 | -224.9709
LO12Med | NR | Clothes Washer | Residential | Water Heating | 0.0030268 | 0.0022459 | 29.2765 | -343.6572 | <0 | <40 | Multifamily - Low Rise | Top Load_ENERGY STAR but not CEE+Gas DHW_Electric Dryer | 0.0015133 | 0.0030197 | 0.0045192 | 0.006012 | 0.0074979 | 0.0088274 | 0.0098822 | 0.010718 | 0.011378 | 0.011899 | 0.012308 | 0.012628 | 0.012877 | 0.01307 | 0.017641 | 0.017299 | 0.016799 | 0.016326 | 0.010729 | 0 | 0.20494 | 0.20494 | 0.14379 | 0.087574 | 0.031389 | -70.4302 | Clothes Washer | 9858.2822 | 1 |  |  |  | x | 9858.2822 | 1 | 0 | -343.6572
LO12Med | NR | Clothes Washer | Residential | Water Heating | 0.0025981 | 0.0019264 | 25.151 | -396.4232 | <0 | <40 | Multifamily - Low Rise | Top Load_ENERGY STAR but not CEE+Electric DHW_Gas Dryer | 0 | 0 | 0 | 0 | 0 | 0 | 0 | 0 | 0 | 0 | 0 | 0 | 0 | 0 | 0 | 0 | 0 | 0 | 0 | 0 | 0 | 0 | 0 | 0 | 0 | 0 | Clothes Washer | 9659.8436 | 1 |  |  |  | x | 9659.8436 | 1 | 0 | -396.4232
LO12Med | NR | Clothes Washer | Residential | Water Heating | 0.001009 | 0.00074208 | 9.8594 | -1014.7662 | <0 | <40 | Multifamily - Low Rise | Top Load_ENERGY STAR but not CEE+Gas DHW_Gas Dryer | 5.5104e-05 | 0.00010996 | 0.00016456 | 0.00021892 | 0.00027302 | 0.00032144 | 0.00035984 | 0.00039027 | 0.00041431 | 0.00043328 | 0.00044818 | 0.00045984 | 0.00046892 | 0.00047593 | 0.00064239 | 0.00062991 | 0.00061169 | 0.00059449 | 0.00039068 | 0 | 0.0074627 | 0.0074627 | 0.005236 | 0.0031889 | 0.001143 | -7.5729 | Clothes Washer | 9256.6459 | 1 |  |  |  | x | 9256.6459 | 1 | 0 | -1014.7662
LO12Med | NR | Clothes Washer | Residential | Water Heating | 0.0026684 | 0.0019762 | 25.8668 | -65.5439 | <0 | <40 | Multifamily - Low Rise | Top Load_CEE Tier 1+Electric DHW_Electric Dryer | 0.0084502 | 0.016862 | 0.025236 | 0.033571 | 0.041868 | 0.049293 | 0.055182 | 0.059848 | 0.063535 | 0.066443 | 0.068728 | 0.070516 | 0.071908 | 0.072984 | 0.098511 | 0.096596 | 0.093804 | 0.091165 | 0.059912 | 0 | 1.1444 | 1.1444 | 0.80294 | 0.48902 | 0.17528 | -75.0093 | Clothes Washer | 2256.6189 | 1 |  |  |  | x | 2256.6189 | 1 | 0 | -65.5439
LO12Med | NR | Clothes Washer | Residential | Water Heating | 0.00018318 | 0.00012397 | 1.9516 | -833.4977 | <0 | <40 | Multifamily - Low Rise | Top Load_CEE Tier 1+Electric DHW_Gas Dryer | 0 | 0 | 0 | 0 | 0 | 0 | 0 | 0 | 0 | 0 | 0 | 0 | 0 | 0 | 0 | 0 | 0 | 0 | 0 | 0 | 0 | 0 | 0 | 0 | 0 | 0 | Clothes Washer | 1515.8577 | 1 |  |  |  | x | 1515.8577 | 1 | 0 | -833.4977
LO12Med | NR | Clothes Washer | Residential | Water Heating | 0.0031349 | 0.0023239 | 30.3555 | -51.4624 | <0 | <40 | Multifamily - Low Rise | Top Load_CEE Tier 1+Gas DHW_Gas Dryer | 0.00016966 | 0.00033854 | 0.00050666 | 0.00067401 | 0.0008406 | 0.00098965 | 0.0011079 | 0.0012016 | 0.0012756 | 0.001334 | 0.0013799 | 0.0014158 | 0.0014437 | 0.0014653 | 0.0019778 | 0.0019394 | 0.0018833 | 0.0018303 | 0.0012029 | 0 | 0.022977 | 0.022977 | 0.016121 | 0.0098181 | 0.0035191 | -1.1824 | Clothes Washer | 12.6271 | 1 |  |  |  | x | 12.6271 | 1 | 0 | -51.4624
LO12Med | NR | Clothes Washer | Residential | Water Heating | 0.0056201 | 0.0041761 | 54.2707 | -30.0573 | <0 | <40 | Multifamily - Low Rise | Top Load_CEE Tier 1+Gas DHW_Electric Dryer | 0.0028052 | 0.0055977 | 0.0083774 | 0.011145 | 0.013899 | 0.016364 | 0.018319 | 0.019868 | 0.021092 | 0.022057 | 0.022816 | 0.023409 | 0.023871 | 0.024228 | 0.032703 | 0.032067 | 0.03114 | 0.030264 | 0.019889 | 0 | 0.37991 | 0.37991 | 0.26655 | 0.16234 | 0.058188 | -11.4191 | Clothes Washer | 6.693 | 1 |  |  |  | x | 6.693 | 1 | 0 | -30.0573
LO12Med | NR | Clothes Washer | Residential | Water Heating | 0.016954 | 0.012637 | 163.128 | -45.3279 | <0 | <40 | Multifamily - Low Rise | Front Load_CEE Tier 1+Electric DHW_Electric Dryer | 0.053291 | 0.10634 | 0.15915 | 0.21171 | 0.26404 | 0.31086 | 0.34801 | 0.37743 | 0.40068 | 0.41902 | 0.43343 | 0.44471 | 0.45349 | 0.46027 | 0.62125 | 0.60918 | 0.59157 | 0.57493 | 0.37783 | 0 | 7.2172 | 7.2172 | 5.0637 | 3.084 | 1.1054 | -327.1405 | Clothes Washer | 3.0418 | 1 |  |  |  | x | 3.0418 | 1 | 0 | -45.3279
LO12Med | NR | Clothes Washer | Residential | Water Heating | 0.01124 | 0.0083782 | 108.1398 | -69.4839 | <0 | <40 | Multifamily - Low Rise | Front Load_CEE Tier 1+Gas DHW_Electric Dryer | 0.0055897 | 0.011154 | 0.016693 | 0.022207 | 0.027695 | 0.032606 | 0.036502 | 0.039588 | 0.042027 | 0.043951 | 0.045462 | 0.046645 | 0.047566 | 0.048278 | 0.065163 | 0.063897 | 0.06205 | 0.060304 | 0.039631 | 0 | 0.75701 | 0.75701 | 0.53113 | 0.32348 | 0.11594 | -52.5999 | Clothes Washer | 2.7782 | 1 |  |  |  | x | 2.7782 | 1 | 0 | -69.4839
LO12Med | NR | Clothes Washer | Residential | Water Heating | 0.00283 | 0.0021105 | 27.2131 | -257.1273 | <0 | <40 | Multifamily - Low Rise | Front Load_CEE Tier 1+Electric DHW_Gas Dryer | 0 | 0 | 0 | 0 | 0 | 0 | 0 | 0 | 0 | 0 | 0 | 0 | 0 | 0 | 0 | 0 | 0 | 0 | 0 | 0 | 0 | 0 | 0 | 0 | 0 | 0 | Clothes Washer | 2.2778 | 1 |  |  |  | x | 2.2778 | 1 | 0 | -257.1273
LO12Med | NR | Clothes Washer | Residential | Water Heating | 0.0027085 | 0.0020156 | 26.1088 | 25.3986 | 20-30 | <40 | Multifamily - Low Rise | Front Load_CEE Tier 2+Electric DHW_Electric Dryer | 0.0085293 | 0.01702 | 0.025472 | 0.033885 | 0.04226 | 0.049754 | 0.055699 | 0.060408 | 0.06413 | 0.067065 | 0.069371 | 0.071176 | 0.072581 | 0.073667 | 0.099432 | 0.0975 | 0.094682 | 0.092018 | 0.060472 | 0 | 1.1551 | 1.1551 | 0.81045 | 0.49359 | 0.17692 | 29.3385 | Clothes Washer | 1.0597 | 1 |  |  |  | x | #REF! | #REF! | 26.9145 | -1.516
LO12Med | NR | Clothes Washer | Residential | Water Heating | 0.0017066 | 0.0012689 | 16.4676 | 41.9593 | 40-50 | 40-100 | Multifamily - Low Rise | Front Load_CEE Tier 2+Electric DHW_Gas Dryer | 0 | 0 | 0 | 0 | 0 | 0 | 0 | 0 | 0 | 0 | 0 | 0 | 0 | 0 | 0 | 0 | 0 | 0 | 0 | 0 | 0 | 0 | 0 | 0 | 0 | 0 | Clothes Washer | 0.93797 | 0 |  |  |  | x | #REF! | #REF! | 39.3566 | 2.6027
LO12Med | NR | Clothes Washer | Residential | Water Heating | 0.0046159 | 0.0034303 | 44.568 | -224.9709 | <0 | <40 | Multifamily - High Rise | Top Load_ENERGY STAR but not CEE+Electric DHW_Electric Dryer | 0.0042752 | 0.008531 | 0.012767 | 0.016985 | 0.021183 | 0.024939 | 0.027918 | 0.030279 | 0.032144 | 0.033616 | 0.034772 | 0.035676 | 0.036381 | 0.036925 | 0.049642 | 0.048629 | 0.047264 | 0.045988 | 0.030322 | 0 | 0.57824 | 0.57824 | 0.40603 | 0.24741 | 0.088679 | -130.0862 | Clothes Washer | 10261.4799 | 1 |  |  |  | x | 10261.4799 | 1 | 0 | -224.9709
LO12Med | NR | Clothes Washer | Residential | Water Heating | 0.0030268 | 0.0022459 | 29.2765 | -343.6572 | <0 | <40 | Multifamily - High Rise | Top Load_ENERGY STAR but not CEE+Gas DHW_Electric Dryer | 0.00044435 | 0.00088668 | 0.001327 | 0.0017653 | 0.0022016 | 0.002592 | 0.0029018 | 0.0031471 | 0.003341 | 0.0034939 | 0.0036141 | 0.0037081 | 0.0037813 | 0.0038378 | 0.0051597 | 0.0050543 | 0.0049125 | 0.0047798 | 0.0031516 | 0 | 0.0601 | 0.0601 | 0.042202 | 0.025715 | 0.0092171 | -20.6538 | Clothes Washer | 9858.2822 | 1 |  |  |  | x | 9858.2822 | 1 | 0 | -343.6572
LO12Med | NR | Clothes Washer | Residential | Water Heating | 0.0025981 | 0.0019264 | 25.151 | -396.4232 | <0 | <40 | Multifamily - High Rise | Top Load_ENERGY STAR but not CEE+Electric DHW_Gas Dryer | 0 | 0 | 0 | 0 | 0 | 0 | 0 | 0 | 0 | 0 | 0 | 0 | 0 | 0 | 0 | 0 | 0 | 0 | 0 | 0 | 0 | 0 | 0 | 0 | 0 | 0 | Clothes Washer | 9659.8436 | 1 |  |  |  | x | 9659.8436 | 1 | 0 | -396.4232
LO12Med | NR | Clothes Washer | Residential | Water Heating | 0.001009 | 0.00074208 | 9.8594 | -1014.7662 | <0 | <40 | Multifamily - High Rise | Top Load_ENERGY STAR but not CEE+Gas DHW_Gas Dryer | 1.618e-05 | 3.2287e-05 | 4.8321e-05 | 6.4282e-05 | 8.017e-05 | 9.4386e-05 | 0.00010566 | 0.0001146 | 0.00012166 | 0.00012723 | 0.0001316 | 0.00013503 | 0.00013769 | 0.00013975 | 0.00018788 | 0.00018405 | 0.00017888 | 0.00017405 | 0.00011476 | 0 | 0.0021885 | 0.0021885 | 0.0015367 | 0.00093637 | 0.00033563 | -2.2208 | Clothes Washer | 9256.6459 | 1 |  |  |  | x | 9256.6459 | 1 | 0 | -1014.7662
LO12Med | NR | Clothes Washer | Residential | Water Heating | 0.0026684 | 0.0019762 | 25.8668 | -65.5439 | <0 | <40 | Multifamily - High Rise | Top Load_CEE Tier 1+Electric DHW_Electric Dryer | 0.0024813 | 0.0049513 | 0.0074101 | 0.0098577 | 0.012294 | 0.014474 | 0.016204 | 0.017573 | 0.018656 | 0.01951 | 0.020181 | 0.020706 | 0.021115 | 0.021431 | 0.028812 | 0.028224 | 0.027432 | 0.026691 | 0.017599 | 0 | 0.3356 | 0.3356 | 0.23566 | 0.14359 | 0.051468 | -21.9966 | Clothes Washer | 2256.6189 | 1 |  |  |  | x | 2256.6189 | 1 | 0 | -65.5439
LO12Med | NR | Clothes Washer | Residential | Water Heating | 0.00018318 | 0.00012397 | 1.9516 | -833.4977 | <0 | <40 | Multifamily - High Rise | Top Load_CEE Tier 1+Electric DHW_Gas Dryer | 0 | 0 | 0 | 0 | 0 | 0 | 0 | 0 | 0 | 0 | 0 | 0 | 0 | 0 | 0 | 0 | 0 | 0 | 0 | 0 | 0 | 0 | 0 | 0 | 0 | 0 | Clothes Washer | 1515.8577 | 1 |  |  |  | x | 1515.8577 | 1 | 0 | -833.4977
LO12Med | NR | Clothes Washer | Residential | Water Heating | 0.0031349 | 0.0023239 | 30.3555 | -51.4624 | <0 | <40 | Multifamily - High Rise | Top Load_CEE Tier 1+Gas DHW_Gas Dryer | 4.9817e-05 | 9.9408e-05 | 0.00014877 | 0.00019791 | 0.00024683 | 0.0002906 | 0.00032532 | 0.00035282 | 0.00037456 | 0.00039171 | 0.00040518 | 0.00041572 | 0.00042393 | 0.00043027 | 0.00057846 | 0.00056665 | 0.00055075 | 0.00053588 | 0.00035333 | 0 | 0.0067379 | 0.0067379 | 0.0047313 | 0.0028829 | 0.0010333 | -0.34675 | Clothes Washer | 12.6271 | 1 |  |  |  | x | 12.6271 | 1 | 0 | -51.4624
LO12Med | NR | Clothes Washer | Residential | Water Heating | 0.0056201 | 0.0041761 | 54.2707 | -30.0573 | <0 | <40 | Multifamily - High Rise | Top Load_CEE Tier 1+Gas DHW_Electric Dryer | 0.00082371 | 0.0016437 | 0.0024599 | 0.0032724 | 0.0040813 | 0.004805 | 0.0053791 | 0.0058338 | 0.0061933 | 0.0064767 | 0.0066995 | 0.0068738 | 0.0070095 | 0.0071143 | 0.0095646 | 0.0093694 | 0.0091065 | 0.0088606 | 0.0058423 | 0 | 0.11141 | 0.11141 | 0.078231 | 0.047668 | 0.017086 | -3.3487 | Clothes Washer | 6.693 | 1 |  |  |  | x | 6.693 | 1 | 0 | -30.0573
LO12Med | NR | Clothes Washer | Residential | Water Heating | 0.016954 | 0.012637 | 163.128 | -45.3279 | <0 | <40 | Multifamily - High Rise | Front Load_CEE Tier 1+Electric DHW_Electric Dryer | 0.015648 | 0.031225 | 0.046731 | 0.062167 | 0.077532 | 0.09128 | 0.10219 | 0.11083 | 0.11766 | 0.12304 | 0.12727 | 0.13058 | 0.13316 | 0.13515 | 0.1817 | 0.17799 | 0.173 | 0.16833 | 0.11099 | 0 | 2.1165 | 2.1165 | 1.4862 | 0.90556 | 0.32458 | -95.9346 | Clothes Washer | 3.0418 | 1 |  |  |  | x | 3.0418 | 1 | 0 | -45.3279
LO12Med | NR | Clothes Washer | Residential | Water Heating | 0.01124 | 0.0083782 | 108.1398 | -69.4839 | <0 | <40 | Multifamily - High Rise | Front Load_CEE Tier 1+Gas DHW_Electric Dryer | 0.0016413 | 0.0032752 | 0.0049016 | 0.0065207 | 0.0081323 | 0.0095744 | 0.010718 | 0.011624 | 0.012341 | 0.012906 | 0.013349 | 0.013697 | 0.013967 | 0.014176 | 0.019058 | 0.018669 | 0.018146 | 0.017656 | 0.011641 | 0 | 0.22199 | 0.22199 | 0.15588 | 0.094984 | 0.034045 | -15.425 | Clothes Washer | 2.7782 | 1 |  |  |  | x | 2.7782 | 1 | 0 | -69.4839
LO12Med | NR | Clothes Washer | Residential | Water Heating | 0.00283 | 0.0021105 | 27.2131 | -257.1273 | <0 | <40 | Multifamily - High Rise | Front Load_CEE Tier 1+Electric DHW_Gas Dryer | 0 | 0 | 0 | 0 | 0 | 0 | 0 | 0 | 0 | 0 | 0 | 0 | 0 | 0 | 0 | 0 | 0 | 0 | 0 | 0 | 0 | 0 | 0 | 0 | 0 | 0 | Clothes Washer | 2.2778 | 1 |  |  |  | x | 2.2778 | 1 | 0 | -257.1273
LO12Med | NR | Clothes Washer | Residential | Water Heating | 0.0027085 | 0.0020156 | 26.1088 | 25.3986 | 20-30 | <40 | Multifamily - High Rise | Front Load_CEE Tier 2+Electric DHW_Electric Dryer | 0.0025045 | 0.0049976 | 0.0074794 | 0.0099499 | 0.012409 | 0.01461 | 0.016355 | 0.017738 | 0.018831 | 0.019693 | 0.02037 | 0.0209 | 0.021312 | 0.021631 | 0.029081 | 0.028488 | 0.027688 | 0.026941 | 0.017764 | 0 | 0.33874 | 0.33874 | 0.23786 | 0.14494 | 0.05195 | 8.6036 | Clothes Washer | 1.0597 | 1 |  |  |  | x | #REF! | #REF! | 26.9145 | -1.516
LO12Med | NR | Clothes Washer | Residential | Water Heating | 0.0017066 | 0.0012689 | 16.4676 | 41.9593 | 40-50 | 40-100 | Multifamily - High Rise | Front Load_CEE Tier 2+Electric DHW_Gas Dryer | 0 | 0 | 0 | 0 | 0 | 0 | 0 | 0 | 0 | 0 | 0 | 0 | 0 | 0 | 0 | 0 | 0 | 0 | 0 | 0 | 0 | 0 | 0 | 0 | 0 | 0 | Clothes Washer | 0.93797 | 0 |  |  |  | x | #REF! | #REF! | 39.3566 | 2.6027
LO12Med | NR | Clothes Washer | Residential | Water Heating | 0.0046159 | 0.0034303 | 44.568 | -224.9709 | <0 | <40 | Manufactured | Top Load_ENERGY STAR but not CEE+Electric DHW_Electric Dryer | 0.016497 | 0.032642 | 0.04844 | 0.063896 | 0.079017 | 0.092243 | 0.10239 | 0.11011 | 0.11591 | 0.12019 | 0.12328 | 0.12542 | 0.12682 | 0.12763 | 0.14374 | 0.14252 | 0.13979 | 0.099122 | 0 | 0 | 1.8097 | 1.8097 | 1.4282 | 0.90463 | 0.33274 | -407.1222 | Clothes Washer | 10261.4799 | 1 |  |  |  | x | 10261.4799 | 1 | 0 | -224.9709
LO12Med | NR | Clothes Washer | Residential | Water Heating | 0.0030268 | 0.0022459 | 29.2765 | -343.6572 | <0 | <40 | Manufactured | Top Load_ENERGY STAR but not CEE+Gas DHW_Electric Dryer | 0.0011238 | 0.0022237 | 0.0032998 | 0.0043528 | 0.0053828 | 0.0062839 | 0.0069753 | 0.0075012 | 0.0078963 | 0.008188 | 0.0083982 | 0.008544 | 0.0086392 | 0.0086944 | 0.009792 | 0.0097086 | 0.0095228 | 0.0067524 | 0 | 0 | 0.12328 | 0.12328 | 0.097295 | 0.061626 | 0.022667 | -42.3658 | Clothes Washer | 9858.2822 | 1 |  |  |  | x | 9858.2822 | 1 | 0 | -343.6572
LO12Med | NR | Clothes Washer | Residential | Water Heating | 0.0025981 | 0.0019264 | 25.151 | -396.4232 | <0 | <40 | Manufactured | Top Load_ENERGY STAR but not CEE+Electric DHW_Gas Dryer | 4.9529e-05 | 9.8e-05 | 0.00014543 | 0.00019183 | 0.00023723 | 0.00027694 | 0.00030741 | 0.00033059 | 0.000348 | 0.00036086 | 0.00037012 | 0.00037655 | 0.00038074 | 0.00038318 | 0.00043155 | 0.00042787 | 0.00041969 | 0.00029759 | 0 | 0 | 0.0054331 | 0.0054331 | 0.004288 | 0.0027159 | 0.00099896 | -2.1538 | Clothes Washer | 9659.8436 | 1 |  |  |  | x | 9659.8436 | 1 | 0 | -396.4232
LO12Med | NR | Clothes Washer | Residential | Water Heating | 0.001009 | 0.00074208 | 9.8594 | -1014.7662 | <0 | <40 | Manufactured | Top Load_ENERGY STAR but not CEE+Gas DHW_Gas Dryer | 5.7867e-05 | 0.0001145 | 0.00016991 | 0.00022413 | 0.00027716 | 0.00032356 | 0.00035916 | 0.00038624 | 0.00040658 | 0.0004216 | 0.00043243 | 0.00043994 | 0.00044484 | 0.00044768 | 0.0005042 | 0.0004999 | 0.00049034 | 0.00034769 | 0 | 0 | 0.0063477 | 0.0063477 | 0.0050098 | 0.0031732 | 0.0011671 | -6.4415 | Clothes Washer | 9256.6459 | 1 |  |  |  | x | 9256.6459 | 1 | 0 | -1014.7662
LO12Med | NR | Clothes Washer | Residential | Water Heating | 0.0026684 | 0.0019762 | 25.8668 | -65.5439 | <0 | <40 | Manufactured | Top Load_CEE Tier 1+Electric DHW_Electric Dryer | 0.0095749 | 0.018945 | 0.028114 | 0.037085 | 0.04586 | 0.053537 | 0.059428 | 0.063909 | 0.067274 | 0.06976 | 0.07155 | 0.072793 | 0.073603 | 0.074074 | 0.083426 | 0.082715 | 0.081132 | 0.057529 | 0 | 0 | 1.0503 | 1.0503 | 0.82893 | 0.52504 | 0.19312 | -68.8414 | Clothes Washer | 2256.6189 | 1 |  |  |  | x | 2256.6189 | 1 | 0 | -65.5439
LO12Med | NR | Clothes Washer | Residential | Water Heating | 0.00018318 | 0.00012397 | 1.9516 | -833.4977 | <0 | <40 | Manufactured | Top Load_CEE Tier 1+Electric DHW_Gas Dryer | 3.8432e-06 | 7.6042e-06 | 1.1284e-05 | 1.4885e-05 | 1.8408e-05 | 2.1489e-05 | 2.3853e-05 | 2.5652e-05 | 2.7003e-05 | 2.8e-05 | 2.8719e-05 | 2.9218e-05 | 2.9543e-05 | 2.9732e-05 | 3.3486e-05 | 3.32e-05 | 3.2565e-05 | 2.3091e-05 | 0 | 0 | 0.00042158 | 0.00042158 | 0.00033272 | 0.00021074 | 7.7513e-05 | -0.35138 | Clothes Washer | 1515.8577 | 1 |  |  |  | x | 1515.8577 | 1 | 0 | -833.4977
LO12Med | NR | Clothes Washer | Residential | Water Heating | 0.0031349 | 0.0023239 | 30.3555 | -51.4624 | <0 | <40 | Manufactured | Top Load_CEE Tier 1+Gas DHW_Gas Dryer | 0.00017816 | 0.00035252 | 0.00052313 | 0.00069005 | 0.00085335 | 0.00099619 | 0.0011058 | 0.0011892 | 0.0012518 | 0.0012981 | 0.0013314 | 0.0013545 | 0.0013696 | 0.0013783 | 0.0015523 | 0.0015391 | 0.0015097 | 0.0010705 | 0 | 0 | 0.019544 | 0.019544 | 0.015424 | 0.0097696 | 0.0035934 | -1.0058 | Clothes Washer | 12.6271 | 1 |  |  |  | x | 12.6271 | 1 | 0 | -51.4624
LO12Med | NR | Clothes Washer | Residential | Water Heating | 0.0056201 | 0.0041761 | 54.2707 | -30.0573 | <0 | <40 | Manufactured | Top Load_CEE Tier 1+Gas DHW_Electric Dryer | 0.0020833 | 0.0041221 | 0.006117 | 0.0080689 | 0.0099783 | 0.011649 | 0.01293 | 0.013905 | 0.014638 | 0.015178 | 0.015568 | 0.015838 | 0.016015 | 0.016117 | 0.018152 | 0.017997 | 0.017653 | 0.012517 | 0 | 0 | 0.22853 | 0.22853 | 0.18036 | 0.11424 | 0.042018 | -6.8689 | Clothes Washer | 6.693 | 1 |  |  |  | x | 6.693 | 1 | 0 | -30.0573
LO12Med | NR | Clothes Washer | Residential | Water Heating | 0.016954 | 0.012637 | 163.128 | -45.3279 | <0 | <40 | Manufactured | Front Load_CEE Tier 1+Electric DHW_Electric Dryer | 0.060384 | 0.11948 | 0.1773 | 0.23387 | 0.28922 | 0.33763 | 0.37478 | 0.40304 | 0.42426 | 0.43994 | 0.45123 | 0.45907 | 0.46418 | 0.46715 | 0.52612 | 0.52164 | 0.51166 | 0.36281 | 0 | 0 | 6.6237 | 6.6237 | 5.2276 | 3.3111 | 1.2179 | -300.2402 | Clothes Washer | 3.0418 | 1 |  |  |  | x | 3.0418 | 1 | 0 | -45.3279
LO12Med | NR | Clothes Washer | Residential | Water Heating | 0.01124 | 0.0083782 | 108.1398 | -69.4839 | <0 | <40 | Manufactured | Front Load_CEE Tier 1+Gas DHW_Electric Dryer | 0.0041512 | 0.0082137 | 0.012189 | 0.016078 | 0.019883 | 0.023211 | 0.025765 | 0.027708 | 0.029167 | 0.030244 | 0.031021 | 0.031559 | 0.031911 | 0.032115 | 0.036169 | 0.035861 | 0.035175 | 0.024942 | 0 | 0 | 0.45536 | 0.45536 | 0.35938 | 0.22763 | 0.083725 | -31.6404 | Clothes Washer | 2.7782 | 1 |  |  |  | x | 2.7782 | 1 | 0 | -69.4839
LO12Med | NR | Clothes Washer | Residential | Water Heating | 0.00283 | 0.0021105 | 27.2131 | -257.1273 | <0 | <40 | Manufactured | Front Load_CEE Tier 1+Electric DHW_Gas Dryer | 5.359e-05 | 0.00010604 | 0.00015735 | 0.00020756 | 0.00025668 | 0.00029965 | 0.00033262 | 0.0003577 | 0.00037653 | 0.00039044 | 0.00040047 | 0.00040742 | 0.00041196 | 0.00041459 | 0.00046693 | 0.00046295 | 0.0004541 | 0.00032199 | 0 | 0 | 0.0058786 | 0.0058786 | 0.0046395 | 0.0029386 | 0.0010809 | -1.5115 | Clothes Washer | 2.2778 | 1 |  |  |  | x | 2.2778 | 1 | 0 | -257.1273
LO12Med | NR | Clothes Washer | Residential | Water Heating | 0.0027085 | 0.0020156 | 26.1088 | 25.3986 | 20-30 | <40 | Manufactured | Front Load_CEE Tier 2+Electric DHW_Electric Dryer | 0.0096645 | 0.019122 | 0.028377 | 0.037432 | 0.04629 | 0.054038 | 0.059984 | 0.064507 | 0.067904 | 0.070413 | 0.07222 | 0.073474 | 0.074292 | 0.074767 | 0.084206 | 0.083489 | 0.081891 | 0.058068 | 0 | 0 | 1.0601 | 1.0601 | 0.83669 | 0.52995 | 0.19492 | 26.926 | Clothes Washer | 1.0597 | 1 |  |  |  | x | #REF! | #REF! | 26.9145 | -1.516
LO12Med | NR | Clothes Washer | Residential | Water Heating | 0.0017066 | 0.0012689 | 16.4676 | 41.9593 | 40-50 | 40-100 | Manufactured | Front Load_CEE Tier 2+Electric DHW_Gas Dryer | 3.2429e-05 | 6.4166e-05 | 9.522e-05 | 0.0001256 | 0.00015533 | 0.00018133 | 0.00020128 | 0.00021645 | 0.00022785 | 0.00023627 | 0.00024234 | 0.00024654 | 0.00024929 | 0.00025088 | 0.00028256 | 0.00028015 | 0.00027479 | 0.00019485 | 0 | 0 | 0.0035573 | 0.0035573 | 0.0028075 | 0.0017783 | 0.00065407 | 0.14926 | Clothes Washer | 0.93797 | 0 |  |  |  | x | #REF! | #REF! | 39.3566 | 2.6027
LO50Fast | New | Desktop | Residential | Electronics | 0.0040217 | 0.0036565 | 34.0651 | 64.589 | 60-70 | 40-100 | Single Family | ENEGY STAR Desktop Computer - Market Average Baseline | 0.032048 | 0.045695 | 0.054181 | 0.059444 | 0.061561 | 0.060882 | 0.060276 | 0.059677 | 0.059494 | 0.059309 | 0.057396 | 0.056734 | 0.056474 | 0.056139 | 0.054651 | 0.053863 | 0.052889 | 0.051575 | 0.050738 | 0.049731 | 1.0928 | 1.0928 | 0.83396 | 0.60996 | 0.31381 | 70.5801 | Desktop | 0.64212 | 0 |  |  |  | x | #REF! | #REF! | 41.4737 | 23.1152
LO50Fast | New | Desktop | Residential | Electronics | 0.0040217 | 0.0036565 | 34.0651 | 64.589 | 60-70 | 40-100 | Multifamily - Low Rise | ENEGY STAR Desktop Computer - Market Average Baseline | 0.0070713 | 0.010237 | 0.012319 | 0.013714 | 0.014406 | 0.014469 | 0.014539 | 0.014594 | 0.01475 | 0.014919 | 0.014663 | 0.014712 | 0.014859 | 0.014997 | 0.014825 | 0.014842 | 0.014792 | 0.014658 | 0.014649 | 0.014597 | 0.27861 | 0.27861 | 0.20507 | 0.14568 | 0.072216 | 17.9952 | Desktop | 0.64212 | 0 |  |  |  | x | #REF! | #REF! | 41.4738 | 23.1152
LO50Fast | New | Desktop | Residential | Electronics | 0.0040217 | 0.0036565 | 34.0651 | 64.589 | 60-70 | 40-100 | Multifamily - High Rise | ENEGY STAR Desktop Computer - Market Average Baseline | 0.0020595 | 0.0029638 | 0.003574 | 0.0039945 | 0.00422 | 0.0042497 | 0.0042856 | 0.0043268 | 0.0043884 | 0.0044463 | 0.0043611 | 0.0043685 | 0.0044134 | 0.0044493 | 0.0043913 | 0.0043908 | 0.0043727 | 0.0043165 | 0.0042899 | 0.0042571 | 0.082119 | 0.082119 | 0.060492 | 0.04287 | 0.021062 | 5.304 | Desktop | 0.64212 | 0 |  |  |  | x | #REF! | #REF! | 41.4737 | 23.1152
LO50Fast | New | Desktop | Residential | Electronics | 0.0040217 | 0.0036565 | 34.0651 | 64.589 | 60-70 | 40-100 | Manufactured | ENEGY STAR Desktop Computer - Market Average Baseline | 0.0021312 | 0.0031734 | 0.0039252 | 0.0044871 | 0.0048368 | 0.004976 | 0.0051201 | 0.0052633 | 0.0054421 | 0.005624 | 0.0056389 | 0.00577 | 0.005941 | 0.0061051 | 0.0061407 | 0.0062508 | 0.0063368 | 0.0063773 | 0.006471 | 0.0065418 | 0.10655 | 0.10655 | 0.074575 | 0.050618 | 0.02353 | 6.8821 | Desktop | 0.64212 | 0 |  |  |  | x | #REF! | #REF! | 41.4737 | 23.1152
LO50Fast | New | Desktop | Residential | Electronics | 0.0027566 | 0.0025063 | 23.3493 | 103.7445 | 100-110 | >100 | Single Family | ENEGY STAR Desktop Computer - Washington State Code Baseline | 0.022747 | 0.032433 | 0.038456 | 0.042192 | 0.043694 | 0.043212 | 0.042782 | 0.042357 | 0.042227 | 0.042096 | 0.040738 | 0.040268 | 0.040084 | 0.039846 | 0.038789 | 0.038231 | 0.037539 | 0.036607 | 0.036012 | 0.035298 | 0.77561 | 0.77561 | 0.59192 | 0.43293 | 0.22273 | 80.4651 | Desktop | 0.44013 | 0 |  |  |  | x | #REF! | #REF! | 45.6609 | 58.0836
LO50Fast | New | Desktop | Residential | Electronics | 0.0027566 | 0.0025063 | 23.3493 | 103.7445 | 100-110 | >100 | Multifamily - Low Rise | ENEGY STAR Desktop Computer - Washington State Code Baseline | 0.005019 | 0.0072659 | 0.0087439 | 0.0097336 | 0.010225 | 0.01027 | 0.010319 | 0.010358 | 0.010469 | 0.010589 | 0.010407 | 0.010442 | 0.010546 | 0.010645 | 0.010523 | 0.010534 | 0.010499 | 0.010404 | 0.010398 | 0.01036 | 0.19775 | 0.19775 | 0.14556 | 0.1034 | 0.051257 | 20.5155 | Desktop | 0.44013 | 0 |  |  |  | x | #REF! | #REF! | 45.6609 | 58.0836
LO50Fast | New | Desktop | Residential | Electronics | 0.0027566 | 0.0025063 | 23.3493 | 103.7445 | 100-110 | >100 | Multifamily - High Rise | ENEGY STAR Desktop Computer - Washington State Code Baseline | 0.0014617 | 0.0021036 | 0.0025367 | 0.0028352 | 0.0029953 | 0.0030163 | 0.0030418 | 0.003071 | 0.0031148 | 0.0031558 | 0.0030954 | 0.0031007 | 0.0031325 | 0.003158 | 0.0031168 | 0.0031165 | 0.0031036 | 0.0030637 | 0.0030448 | 0.0030216 | 0.058286 | 0.058286 | 0.042936 | 0.030428 | 0.014949 | 6.0468 | Desktop | 0.44013 | 0 |  |  |  | x | #REF! | #REF! | 45.6609 | 58.0836
LO50Fast | New | Desktop | Residential | Electronics | 0.0027566 | 0.0025063 | 23.3493 | 103.7445 | 100-110 | >100 | Manufactured | ENEGY STAR Desktop Computer - Washington State Code Baseline | 0.0015127 | 0.0022524 | 0.002786 | 0.0031848 | 0.003433 | 0.0035318 | 0.0036341 | 0.0037357 | 0.0038626 | 0.0039917 | 0.0040023 | 0.0040954 | 0.0042167 | 0.0043332 | 0.0043585 | 0.0044367 | 0.0044977 | 0.0045264 | 0.0045929 | 0.0046432 | 0.075628 | 0.075628 | 0.052931 | 0.035927 | 0.016701 | 7.846 | Desktop | 0.44013 | 0 |  |  |  | x | #REF! | #REF! | 45.6609 | 58.0836
LO50Fast | NR | Desktop | Residential | Electronics | 0.0040217 | 0.0036565 | 34.0651 | 64.589 | 60-70 | 40-100 | Single Family | ENEGY STAR Desktop Computer - Market Average Baseline | 0.37525 | 0.5479 | 0.66119 | 0.73235 | 0.77795 | 0.79889 | 0.80625 | 0.77096 | 0 | 0 | 0 | 0 | 0 | 0 | 0 | 0 | 0 | 0 | 0 | 0 | 5.4707 | 5.4707 | 5.4707 | 5.4707 | 3.8935 | 353.3488 | Desktop | 0.64212 | 0 |  |  |  | x | #REF! | #REF! | 41.4738 | 23.1152
LO50Fast | NR | Desktop | Residential | Electronics | 0.0040217 | 0.0036565 | 34.0651 | 64.589 | 60-70 | 40-100 | Multifamily - Low Rise | ENEGY STAR Desktop Computer - Market Average Baseline | 0.045524 | 0.066471 | 0.080214 | 0.088847 | 0.094379 | 0.09692 | 0.097812 | 0.10031 | 0 | 0 | 0 | 0 | 0 | 0 | 0 | 0 | 0 | 0 | 0 | 0 | 0.67047 | 0.67047 | 0.67047 | 0.67047 | 0.47235 | 43.3052 | Desktop | 0.64212 | 0 |  |  |  | x | #REF! | #REF! | 41.4737 | 23.1152
LO50Fast | NR | Desktop | Residential | Electronics | 0.0040217 | 0.0036565 | 34.0651 | 64.589 | 60-70 | 40-100 | Multifamily - High Rise | ENEGY STAR Desktop Computer - Market Average Baseline | 0.013471 | 0.019669 | 0.023736 | 0.026291 | 0.027928 | 0.02868 | 0.028944 | 0.029593 | 0 | 0 | 0 | 0 | 0 | 0 | 0 | 0 | 0 | 0 | 0 | 0 | 0.19831 | 0.19831 | 0.19831 | 0.19831 | 0.13978 | 12.8088 | Desktop | 0.64212 | 0 |  |  |  | x | #REF! | #REF! | 41.4737 | 23.1152
LO50Fast | NR | Desktop | Residential | Electronics | 0.0040217 | 0.0036565 | 34.0651 | 64.589 | 60-70 | 40-100 | Manufactured | ENEGY STAR Desktop Computer - Market Average Baseline | 0.041983 | 0.060783 | 0.072731 | 0.079879 | 0.084137 | 0.085674 | 0.085733 | 0.0082295 | 0 | 0 | 0 | 0 | 0 | 0 | 0 | 0 | 0 | 0 | 0 | 0 | 0.51915 | 0.51915 | 0.51915 | 0.51915 | 0.42519 | 33.5313 | Desktop | 0.64212 | 0 |  |  |  | x | #REF! | #REF! | 41.4738 | 23.1152
LO50Fast | NR | Desktop | Residential | Electronics | 0.0027566 | 0.0025063 | 23.3493 | 103.7445 | 100-110 | >100 | Single Family | ENEGY STAR Desktop Computer - Washington State Code Baseline | 0.28575 | 0.41723 | 0.50349 | 0.55768 | 0.5924 | 0.60835 | 0.61395 | 0.58708 | 0 | 0 | 0 | 0 | 0 | 0 | 0 | 0 | 0 | 0 | 0 | 0 | 4.1659 | 4.1659 | 4.1659 | 4.1659 | 2.9649 | 432.192 | Desktop | 0.44013 | 0 |  |  |  | x | #REF! | #REF! | 45.6609 | 58.0836
LO50Fast | NR | Desktop | Residential | Electronics | 0.0027566 | 0.0025063 | 23.3493 | 103.7445 | 100-110 | >100 | Multifamily - Low Rise | ENEGY STAR Desktop Computer - Washington State Code Baseline | 0.034667 | 0.050617 | 0.061082 | 0.067656 | 0.071869 | 0.073804 | 0.074483 | 0.076383 | 0 | 0 | 0 | 0 | 0 | 0 | 0 | 0 | 0 | 0 | 0 | 0 | 0.51056 | 0.51056 | 0.51056 | 0.51056 | 0.35969 | 52.9679 | Desktop | 0.44013 | 0 |  |  |  | x | #REF! | #REF! | 45.6609 | 58.0836
LO50Fast | NR | Desktop | Residential | Electronics | 0.0027566 | 0.0025063 | 23.3493 | 103.7445 | 100-110 | >100 | Multifamily - High Rise | ENEGY STAR Desktop Computer - Washington State Code Baseline | 0.010258 | 0.014978 | 0.018075 | 0.02002 | 0.021267 | 0.021839 | 0.02204 | 0.022535 | 0 | 0 | 0 | 0 | 0 | 0 | 0 | 0 | 0 | 0 | 0 | 0 | 0.15101 | 0.15101 | 0.15101 | 0.15101 | 0.10644 | 15.6668 | Desktop | 0.44013 | 0 |  |  |  | x | #REF! | #REF! | 45.6609 | 58.0836
LO50Fast | NR | Desktop | Residential | Electronics | 0.0027566 | 0.0025063 | 23.3493 | 103.7445 | 100-110 | >100 | Manufactured | ENEGY STAR Desktop Computer - Washington State Code Baseline | 0.03197 | 0.046286 | 0.055384 | 0.060827 | 0.06407 | 0.06524 | 0.065285 | 0.0062667 | 0 | 0 | 0 | 0 | 0 | 0 | 0 | 0 | 0 | 0 | 0 | 0 | 0.39533 | 0.39533 | 0.39533 | 0.39533 | 0.32378 | 41.0132 | Desktop | 0.44013 | 0 |  |  |  | x | #REF! | #REF! | 45.6609 | 58.0836
LO50Fast | New | Laptop | Residential | Electronics | 0.00050414 | 0.00045837 | 4.2703 | -20.3967 | <0 | <40 | Single Family | ENEGY STAR Laptop Computer | 0.0070936 | 0.010449 | 0.012799 | 0.014505 | 0.015516 | 0.015849 | 0.016205 | 0.016569 | 0.017057 | 0.017558 | 0.017544 | 0.017905 | 0.0184 | 0.018882 | 0.018976 | 0.019305 | 0.019567 | 0.019695 | 0.019997 | 0.020229 | 0.3341 | 0.3341 | 0.23531 | 0.16115 | 0.076212 | -6.8146 | Laptop | 76.9893 | 1 |  |  |  | x | 76.9893 | 1 | 0 | -20.3967
LO50Fast | New | Laptop | Residential | Electronics | 0.00050414 | 0.00045837 | 4.2703 | -20.3967 | <0 | <40 | Multifamily - Low Rise | ENEGY STAR Laptop Computer | 0.0019488 | 0.0029147 | 0.0036234 | 0.0041665 | 0.0045208 | 0.0046897 | 0.0048668 | 0.005045 | 0.0052656 | 0.0054991 | 0.0055806 | 0.0057812 | 0.0060277 | 0.0062808 | 0.0064093 | 0.0066233 | 0.0068137 | 0.0069692 | 0.0071889 | 0.0073928 | 0.10761 | 0.10761 | 0.07262 | 0.048121 | 0.021864 | -2.1948 | Laptop | 76.9893 | 1 |  |  |  | x | 76.9893 | 1 | 0 | -20.3967
LO50Fast | New | Laptop | Residential | Electronics | 0.00050414 | 0.00045837 | 4.2703 | -20.3967 | <0 | <40 | Multifamily - High Rise | ENEGY STAR Laptop Computer | 0.00056757 | 0.00084385 | 0.0010512 | 0.0012136 | 0.0013243 | 0.0013774 | 0.0014346 | 0.0014958 | 0.0015666 | 0.0016389 | 0.0016598 | 0.0017166 | 0.0017904 | 0.0018633 | 0.0018984 | 0.0019595 | 0.0020142 | 0.0020523 | 0.0021052 | 0.0021561 | 0.03173 | 0.03173 | 0.021442 | 0.014174 | 0.006378 | -0.64718 | Laptop | 76.9893 | 1 |  |  |  | x | 76.9893 | 1 | 0 | -20.3967
LO50Fast | New | Laptop | Residential | Electronics | 0.00050414 | 0.00045837 | 4.2703 | -20.3967 | <0 | <40 | Manufactured | ENEGY STAR Laptop Computer | 0.00045026 | 0.00069264 | 0.00088504 | 0.0010451 | 0.0011636 | 0.0012364 | 0.0013139 | 0.0013948 | 0.0014893 | 0.0015892 | 0.0016452 | 0.0017381 | 0.0018476 | 0.00196 | 0.0020351 | 0.0021384 | 0.0022377 | 0.0023244 | 0.0024344 | 0.0025399 | 0.032161 | 0.032161 | 0.020486 | 0.012905 | 0.005473 | -0.65598 | Laptop | 76.9893 | 1 |  |  |  | x | 76.9893 | 1 | 0 | -20.3967
LO50Fast | NR | Laptop | Residential | Electronics | 0.00050414 | 0.00045837 | 4.2703 | -20.3967 | <0 | <40 | Single Family | ENEGY STAR Laptop Computer | 0.15074 | 0.22739 | 0.28346 | 0.32432 | 0.36488 | 0.38301 | 0.39654 | 0.17699 | 0 | 0 | 0 | 0 | 0 | 0 | 0 | 0 | 0 | 0 | 0 | 0 | 2.3073 | 2.3073 | 2.3073 | 2.3073 | 1.7338 | -47.0617 | Laptop | 76.9893 | 1 |  |  |  | x | 76.9893 | 1 | 0 | -20.3967
LO50Fast | NR | Laptop | Residential | Electronics | 0.00050414 | 0.00045837 | 4.2703 | -20.3967 | <0 | <40 | Multifamily - Low Rise | ENEGY STAR Laptop Computer | 0.02277 | 0.034347 | 0.042818 | 0.04899 | 0.056232 | 0.058567 | 0.060314 | 0.027952 | 0 | 0 | 0 | 0 | 0 | 0 | 0 | 0 | 0 | 0 | 0 | 0 | 0.35199 | 0.35199 | 0.35199 | 0.35199 | 0.26372 | -7.1794 | Laptop | 76.9893 | 1 |  |  |  | x | 76.9893 | 1 | 0 | -20.3967
LO50Fast | NR | Laptop | Residential | Electronics | 0.00050414 | 0.00045837 | 4.2703 | -20.3967 | <0 | <40 | Multifamily - High Rise | ENEGY STAR Laptop Computer | 0.0067378 | 0.010164 | 0.01267 | 0.014497 | 0.016628 | 0.017321 | 0.017842 | 0.0082513 | 0 | 0 | 0 | 0 | 0 | 0 | 0 | 0 | 0 | 0 | 0 | 0 | 0.10411 | 0.10411 | 0.10411 | 0.10411 | 0.078017 | -2.1235 | Laptop | 76.9893 | 1 |  |  |  | x | 76.9893 | 1 | 0 | -20.3967
LO50Fast | NR | Laptop | Residential | Electronics | 0.00050414 | 0.00045837 | 4.2703 | -20.3967 | <0 | <40 | Manufactured | ENEGY STAR Laptop Computer | 0.016097 | 0.024077 | 0.029762 | 0.033765 | 0.037308 | 0.039004 | 0.028969 | 0 | 0 | 0 | 0 | 0 | 0 | 0 | 0 | 0 | 0 | 0 | 0 | 0 | 0.20898 | 0.20898 | 0.20898 | 0.20898 | 0.18001 | -4.2625 | Laptop | 76.9893 | 1 |  |  |  | x | 76.9893 | 1 | 0 | -20.3967
Retro5Med | Retro | DHP | Residential | HVAC | 0.21562 | 0.2241 | 1448.5559 | 270.129 | >200 | >100 | Multifamily - Low Rise | Existing_MF_DHP | 4.6675 | 5.718 | 6.9812 | 8.0857 | 9.2018 | 10.7336 | 11.7482 | 11.9744 | 11.2588 | 9.6559 | 7.4552 | 4.9228 | 1.5553 | 0 | 0 | 0 | 0 | 0 | 0 | 0 | 103.9583 | 103.9583 | 103.9583 | 97.4802 | 45.3879 | 28082.1617 | DHP | 0.18054 | 0 |  | x |  | x | #REF! | #REF! | 48.769 | 221.3601
Retro5Med | Retro | DHP | Residential | HVAC | 0.21562 | 0.2241 | 1448.5559 | 270.129 | >200 | >100 | Multifamily - High Rise | Existing_MF_DHP | 1.2202 | 1.4948 | 1.8251 | 2.1138 | 2.4056 | 2.8061 | 3.0713 | 3.1305 | 2.9434 | 2.5243 | 1.949 | 1.287 | 0.4066 | 0 | 0 | 0 | 0 | 0 | 0 | 0 | 27.1778 | 27.1778 | 27.1778 | 25.4843 | 11.8657 | 7341.5204 | DHP | 0.18054 | 0 |  | x |  | x | #REF! | #REF! | 48.769 | 221.3601
Retro5Med | Retro | DHP | Residential | HVAC | 0.67245 | 0.6989 | 4517.5798 | 68.5246 | 60-70 | 40-100 | Single Family | HZ1_[> 20,000]_Pre kWh_VBDD R^2 ≥ 0.8 | 1.5961 | 1.9553 | 2.3873 | 2.765 | 3.1466 | 3.6704 | 4.0174 | 4.0947 | 3.85 | 3.3019 | 2.5494 | 1.6834 | 0.53186 | 0 | 0 | 0 | 0 | 0 | 0 | 0 | 35.5494 | 35.5494 | 35.5494 | 33.3341 | 15.5207 | 2436.0075 | DHP | 0.57072 | 0 |  | x |  | x | #REF! | #REF! | 39.1086 | 29.416
Retro5Med | Retro | DHP | Residential | HVAC | 0.43479 | 0.45189 | 2920.9557 | 119.5141 | 110-120 | >100 | Single Family | HZ1_[15,001 - 20,000]_Pre kWh_VBDD R^2 ≥ 0.8 | 0.82487 | 1.0105 | 1.2338 | 1.429 | 1.6262 | 1.8969 | 2.0762 | 2.1162 | 1.9897 | 1.7064 | 1.3175 | 0.86999 | 0.27487 | 0 | 0 | 0 | 0 | 0 | 0 | 0 | 18.3722 | 18.3722 | 18.3722 | 17.2273 | 8.0212 | 2195.7324 | DHP | 0.36902 | 0 |  | x |  | x | #REF! | #REF! | 44.1026 | 75.4115
Retro5Med | Retro | DHP | Residential | HVAC | 0.3614 | 0.37562 | 2427.9632 | 148.8082 | 140-150 | >100 | Single Family | HZ1_[10,001 - 15,000]_Pre kWh_VBDD R^2 ≥ 0.8 | 2.1216 | 2.5991 | 3.1733 | 3.6754 | 4.1827 | 4.879 | 5.3402 | 5.443 | 5.1177 | 4.3891 | 3.3888 | 2.2377 | 0.70699 | 0 | 0 | 0 | 0 | 0 | 0 | 0 | 47.2547 | 47.2547 | 47.2547 | 44.3101 | 20.6312 | 7031.8925 | DHP | 0.30673 | 0 |  | x |  | x | #REF! | #REF! | 45.6446 | 103.1637
Retro5Med | Retro | DHP | Residential | HVAC | 0.3959 | 0.46362 | 2749.0161 | 128.9692 | 120-130 | >100 | Single Family | HZ23_[15,001 - 20,000]_Pre kWh_VBDD R^2 ≥ 0.8 | 0.15135 | 0.18541 | 0.22638 | 0.26219 | 0.29838 | 0.34805 | 0.38095 | 0.38829 | 0.36508 | 0.31311 | 0.24175 | 0.15963 | 0.050435 | 0 | 0 | 0 | 0 | 0 | 0 | 0 | 3.371 | 3.371 | 3.371 | 3.1609 | 1.4718 | 434.7565 | DHP | 0.34855 | 0 |  | x |  | x | #REF! | #REF! | 44.9519 | 84.0173
Retro5Med | Retro | DHP | Residential | HVAC | 0.35413 | 0.41471 | 2458.9813 | 147.0503 | 140-150 | >100 | Single Family | HZ23_[> 20,000]_Pre kWh_VBDD R^2 ≥ 0.8 | 0.20846 | 0.25537 | 0.31179 | 0.36112 | 0.41097 | 0.47938 | 0.52469 | 0.53479 | 0.50284 | 0.43125 | 0.33296 | 0.21986 | 0.069464 | 0 | 0 | 0 | 0 | 0 | 0 | 0 | 4.643 | 4.643 | 4.643 | 4.3536 | 2.0271 | 682.7478 | DHP | 0.31177 | 0 |  | x |  | x | #REF! | #REF! | 45.8465 | 101.2038
Retro5Med | Retro | DHP | Residential | HVAC | 0.17479 | 0.18167 | 1174.2892 | 334.1084 | >200 | >100 | Single Family | HZ1_[0 - 10,000]_Pre kWh_VBDD R^2 ≥ 0.8 | 0.69604 | 0.85269 | 1.0411 | 1.2058 | 1.3722 | 1.6006 | 1.7519 | 1.7857 | 1.679 | 1.4399 | 1.1118 | 0.73411 | 0.23194 | 0 | 0 | 0 | 0 | 0 | 0 | 0 | 15.5028 | 15.5028 | 15.5028 | 14.5367 | 6.7685 | 5179.6029 | DHP | 0.14835 | 0 |  | x |  | x | #REF! | #REF! | 49.5659 | 284.5425
Retro5Med | Retro | DHP | Residential | HVAC | 0.006429 | 0.0075288 | 44.6412 | 9415.6791 | >200 | >100 | Single Family | HZ23_[10,001 - 15,000]_Pre kWh_VBDD R^2 ≥ 0.8 | 0.0073751 | 0.0090349 | 0.011031 | 0.012776 | 0.01454 | 0.01696 | 0.018563 | 0.018921 | 0.01779 | 0.015257 | 0.01178 | 0.0077784 | 0.0024576 | 0 | 0 | 0 | 0 | 0 | 0 | 0 | 0.16426 | 0.16426 | 0.16426 | 0.15403 | 0.071717 | 1546.6524 | DHP | 0.0056601 | 0 |  | x |  | x | #REF! | #REF! | 53.2933 | 9362.3858
Retro5Med | Retro | DHP | Residential | HVAC | 0.037998 | 0.039493 | 255.2765 | 1626.053 | >200 | >100 | Single Family | HZ1_[10,001 - 15,000]_Pre kWh_VBDD R^2 < 0.8 | 0.069 | 0.084528 | 0.1032 | 0.11953 | 0.13603 | 0.15867 | 0.17367 | 0.17702 | 0.16644 | 0.14274 | 0.11021 | 0.072773 | 0.022993 | 0 | 0 | 0 | 0 | 0 | 0 | 0 | 1.5368 | 1.5368 | 1.5368 | 1.441 | 0.67096 | 2498.9262 | DHP | 0.03225 | 0 |  | x |  | x | #REF! | #REF! | 52.4404 | 1573.6126
Retro5Med | Retro | DHP | Residential | HVAC | 0.096169 | 0.099952 | 646.0782 | 627.5053 | >200 | >100 | Single Family | HZ1_[15,001 - 20,000]_Pre kWh_VBDD R^2 < 0.8 | 0.0020452 | 0.0025055 | 0.003059 | 0.003543 | 0.0040321 | 0.0047033 | 0.0051478 | 0.0052469 | 0.0049334 | 0.004231 | 0.0032667 | 0.0021571 | 0.00068152 | 0 | 0 | 0 | 0 | 0 | 0 | 0 | 0.045552 | 0.045552 | 0.045552 | 0.042714 | 0.019888 | 28.5844 | DHP | 0.081622 | 0 |  | x |  | x | #REF! | #REF! | 51.218 | 576.2873
Retro5Med | Retro | DHP | Residential | HVAC | 0.27958 | 0.29058 | 1878.2431 | 199.6073 | 190-200 | >100 | Single Family | HZ1_[> 20,000]_Pre kWh_VBDD R^2 < 0.8 | 0.020636 | 0.02528 | 0.030865 | 0.035748 | 0.040682 | 0.047455 | 0.05194 | 0.05294 | 0.049776 | 0.04269 | 0.03296 | 0.021764 | 0.0068764 | 0 | 0 | 0 | 0 | 0 | 0 | 0 | 0.45961 | 0.45961 | 0.45961 | 0.43097 | 0.20067 | 91.742 | DHP | 0.23729 | 0 |  | x |  | x | #REF! | #REF! | 47.364 | 152.2433
Retro5Med | Retro | DHP | Residential | HVAC | 0.06226 | 0.072911 | 432.3192 | 950.4467 | >200 | >100 | Single Family | HZ23_[> 20,000]_Pre kWh_VBDD R^2 < 0.8 | 0 | 0 | 0 | 0 | 0 | 0 | 0 | 0 | 0 | 0 | 0 | 0 | 0 | 0 | 0 | 0 | 0 | 0 | 0 | 0 | 0 | 0 | 0 | 0 | 0 | 0 | DHP | 0.054814 | 0 |  | x |  | x | #REF! | #REF! | 52.0975 | 898.3491
Retro5Med | Retro | DHP | Residential | HVAC | 0.67245 | 0.6989 | 4517.5798 | 68.5246 | 60-70 | 40-100 | Manufactured | HZ1_[> 20,000]_Pre kWh_VBDD R^2 ≥ 0.8 | 0 | 0 | 0 | 0 | 0 | 0 | 0 | 0 | 0 | 0 | 0 | 0 | 0 | 0 | 0 | 0 | 0 | 0 | 0 | 0 | 0 | 0 | 0 | 0 | 0 | 0 | DHP | 0.57072 | 0 |  | x |  | x | #REF! | #REF! | 39.1086 | 29.416
Retro5Med | Retro | DHP | Residential | HVAC | 0.43479 | 0.45189 | 2920.9557 | 119.5141 | 110-120 | >100 | Manufactured | HZ1_[15,001 - 20,000]_Pre kWh_VBDD R^2 ≥ 0.8 | 0.028836 | 0.035028 | 0.042406 | 0.048701 | 0.054956 | 0.063563 | 0.068984 | 0.069719 | 0.065 | 0.055276 | 0.014311 | 0 | 0 | 0 | 0 | 0 | 0 | 0 | 0 | 0 | 0.54678 | 0.54678 | 0.54678 | 0.54678 | 0.27349 | 65.3479 | DHP | 0.36902 | 0 |  | x |  | x | #REF! | #REF! | 44.1026 | 75.4115
Retro5Med | Retro | DHP | Residential | HVAC | 0.3614 | 0.37562 | 2427.9632 | 148.8082 | 140-150 | >100 | Manufactured | HZ1_[10,001 - 15,000]_Pre kWh_VBDD R^2 ≥ 0.8 | 0 | 0 | 0 | 0 | 0 | 0 | 0 | 0 | 0 | 0 | 0 | 0 | 0 | 0 | 0 | 0 | 0 | 0 | 0 | 0 | 0 | 0 | 0 | 0 | 0 | 0 | DHP | 0.30673 | 0 |  | x |  | x | #REF! | #REF! | 45.6446 | 103.1637
Retro5Med | Retro | DHP | Residential | HVAC | 0.3959 | 0.46362 | 2749.0161 | 128.9692 | 120-130 | >100 | Manufactured | HZ23_[15,001 - 20,000]_Pre kWh_VBDD R^2 ≥ 0.8 | 0.0035465 | 0.004308 | 0.0052153 | 0.0059895 | 0.0067588 | 0.0078174 | 0.0084841 | 0.0085745 | 0.0079941 | 0.0067982 | 0.00176 | 0 | 0 | 0 | 0 | 0 | 0 | 0 | 0 | 0 | 0.067246 | 0.067246 | 0.067246 | 0.067246 | 0.033635 | 8.6727 | DHP | 0.34855 | 0 |  | x |  | x | #REF! | #REF! | 44.9519 | 84.0173
Retro5Med | Retro | DHP | Residential | HVAC | 0.35413 | 0.41471 | 2458.9813 | 147.0503 | 140-150 | >100 | Manufactured | HZ23_[> 20,000]_Pre kWh_VBDD R^2 ≥ 0.8 | 0 | 0 | 0 | 0 | 0 | 0 | 0 | 0 | 0 | 0 | 0 | 0 | 0 | 0 | 0 | 0 | 0 | 0 | 0 | 0 | 0 | 0 | 0 | 0 | 0 | 0 | DHP | 0.31177 | 0 |  | x |  | x | #REF! | #REF! | 45.8465 | 101.2038
Retro5Med | Retro | DHP | Residential | HVAC | 0.17479 | 0.18167 | 1174.2892 | 334.1084 | >200 | >100 | Manufactured | HZ1_[0 - 10,000]_Pre kWh_VBDD R^2 ≥ 0.8 | 0.018406 | 0.022358 | 0.027067 | 0.031085 | 0.035077 | 0.040571 | 0.044032 | 0.044501 | 0.041489 | 0.035282 | 0.0091345 | 0 | 0 | 0 | 0 | 0 | 0 | 0 | 0 | 0 | 0.349 | 0.349 | 0.349 | 0.349 | 0.17456 | 116.6045 | DHP | 0.14835 | 0 |  | x |  | x | #REF! | #REF! | 49.5659 | 284.5425
Retro5Med | Retro | DHP | Residential | HVAC | 0.006429 | 0.0075288 | 44.6412 | 9415.6791 | >200 | >100 | Manufactured | HZ23_[10,001 - 15,000]_Pre kWh_VBDD R^2 ≥ 0.8 | 0 | 0 | 0 | 0 | 0 | 0 | 0 | 0 | 0 | 0 | 0 | 0 | 0 | 0 | 0 | 0 | 0 | 0 | 0 | 0 | 0 | 0 | 0 | 0 | 0 | 0 | DHP | 0.0056601 | 0 |  | x |  | x | #REF! | #REF! | 53.2933 | 9362.3858
Retro5Med | Retro | DHP | Residential | HVAC | 0.037998 | 0.039493 | 255.2765 | 1626.053 | >200 | >100 | Manufactured | HZ1_[10,001 - 15,000]_Pre kWh_VBDD R^2 < 0.8 | 0 | 0 | 0 | 0 | 0 | 0 | 0 | 0 | 0 | 0 | 0 | 0 | 0 | 0 | 0 | 0 | 0 | 0 | 0 | 0 | 0 | 0 | 0 | 0 | 0 | 0 | DHP | 0.03225 | 0 |  | x |  | x | #REF! | #REF! | 52.4404 | 1573.6126
Retro5Med | Retro | DHP | Residential | HVAC | 0.096169 | 0.099952 | 646.0782 | 627.5053 | >200 | >100 | Manufactured | HZ1_[15,001 - 20,000]_Pre kWh_VBDD R^2 < 0.8 | 0 | 0 | 0 | 0 | 0 | 0 | 0 | 0 | 0 | 0 | 0 | 0 | 0 | 0 | 0 | 0 | 0 | 0 | 0 | 0 | 0 | 0 | 0 | 0 | 0 | 0 | DHP | 0.081622 | 0 |  | x |  | x | #REF! | #REF! | 51.218 | 576.2873
Retro5Med | Retro | DHP | Residential | HVAC | 0.27958 | 0.29058 | 1878.2431 | 199.6073 | 190-200 | >100 | Manufactured | HZ1_[> 20,000]_Pre kWh_VBDD R^2 < 0.8 | 0 | 0 | 0 | 0 | 0 | 0 | 0 | 0 | 0 | 0 | 0 | 0 | 0 | 0 | 0 | 0 | 0 | 0 | 0 | 0 | 0 | 0 | 0 | 0 | 0 | 0 | DHP | 0.23729 | 0 |  | x |  | x | #REF! | #REF! | 47.364 | 152.2433
Retro5Med | Retro | DHP | Residential | HVAC | 0.06226 | 0.072911 | 432.3192 | 950.4467 | >200 | >100 | Manufactured | HZ23_[> 20,000]_Pre kWh_VBDD R^2 < 0.8 | 0 | 0 | 0 | 0 | 0 | 0 | 0 | 0 | 0 | 0 | 0 | 0 | 0 | 0 | 0 | 0 | 0 | 0 | 0 | 0 | 0 | 0 | 0 | 0 | 0 | 0 | DHP | 0.054814 | 0 |  | x |  | x | #REF! | #REF! | 52.0975 | 898.3491
Retro3Slow | Retro | DHP Ducted | Residential | HVAC | 0.66621 | 0.69242 | 4475.6934 | 61.0605 | 60-70 | 40-100 | Single Family | DHP with Existing FAF Optimized Control - Single Family - HZ1 | 0.086067 | 0.13498 | 0.26935 | 0.47029 | 0.72991 | 1.0195 | 1.2947 | 1.507 | 1.6192 | 1.6156 | 1.5044 | 1.3134 | 1.0792 | 0.83744 | 0.61566 | 0.42999 | 0.28601 | 0.087433 | 0 | 0 | 14.9002 | 14.9002 | 14.0968 | 10.2511 | 2.7102 | 909.8127 | DHP Ducted | 0.69713 | 0 |  | x |  | x | #REF! | #REF! | 42.567 | 18.4935
Retro3Slow | Retro | DHP Ducted | Residential | HVAC | 0.74206 | 0.869 | 5152.6328 | 57.9769 | 50-60 | 40-100 | Single Family | DHP with Existing FAF Optimized Control - Single Family - HZ2 | 0.011348 | 0.017797 | 0.035513 | 0.062007 | 0.096236 | 0.13442 | 0.1707 | 0.19869 | 0.21349 | 0.21301 | 0.19836 | 0.17317 | 0.14228 | 0.11041 | 0.081173 | 0.056692 | 0.037709 | 0.011528 | 0 | 0 | 1.9645 | 1.9645 | 1.8586 | 1.3516 | 0.35732 | 113.8978 | DHP Ducted | 0.69099 | 0 |  | x |  | x | #REF! | #REF! | 40.0618 | 17.9152
Retro3Slow | Retro | DHP Ducted | Residential | HVAC | 0.79794 | 0.82933 | 5360.6647 | 55.2514 | 50-60 | 40-100 | Manufactured | DHP with Existing FAF Optimized Control - Manufactured - HZ1 | 0.1757 | 0.27324 | 0.54063 | 0.93599 | 1.4404 | 1.995 | 2.512 | 2.8994 | 3.089 | 3.056 | 2.8218 | 2.4427 | 1.9901 | 1.5313 | 0.1925 | 0 | 0 | 0 | 0 | 0 | 25.8959 | 25.8959 | 25.8959 | 19.7392 | 5.361 | 1430.7831 | DHP Ducted | 0.6923 | 0 |  | x |  | x | #REF! | #REF! | 38.2505 | 17.0009
Retro3Slow | Retro | DHP Ducted | Residential | HVAC | 0.81558 | 0.9551 | 5663.1828 | 46.961 | 40-50 | 40-100 | Manufactured | DHP with Existing FAF Optimized Control - Manufactured - HZ2 | 0.057147 | 0.08887 | 0.17584 | 0.30443 | 0.4685 | 0.64889 | 0.81703 | 0.94302 | 1.0047 | 0.99397 | 0.91779 | 0.79448 | 0.64729 | 0.49806 | 0.062611 | 0 | 0 | 0 | 0 | 0 | 8.4226 | 8.4226 | 8.4226 | 6.4202 | 1.7437 | 395.5344 | DHP Ducted | 0.78317 | 0 |  | x |  | x | #REF! | #REF! | 36.7786 | 10.1824
LO12Med | New | Dishwasher | Residential | Water Heating | 0.0046907 | 0.0054224 | 43.5467 | 53.5051 | 50-60 | 40-100 | Single Family | ENERGY STAR Dishwasher | 0.0022258 | 0.0043371 | 0.0063777 | 0.008404 | 0.010218 | 0.011585 | 0.012724 | 0.013647 | 0.014476 | 0.01515 | 0.015227 | 0.015506 | 0.015802 | 0.016006 | 0.015819 | 0.015783 | 0.015522 | 0.015159 | 0.014934 | 0.014658 | 0.25356 | 0.25356 | 0.1775 | 0.11437 | 0.043148 | 13.5668 | Dishwasher | 0.83732 | 0 |  |  |  | x | #REF! | #REF! | 44.8009 | 8.7042
LO12Med | New | Dishwasher | Residential | Water Heating | 0.0046907 | 0.0054224 | 43.5467 | 53.5051 | 50-60 | 40-100 | Multifamily - Low Rise | ENERGY STAR Dishwasher | 0.00074761 | 0.0014791 | 0.0022075 | 0.0029514 | 0.00364 | 0.0041914 | 0.0046718 | 0.0050803 | 0.0054635 | 0.0058011 | 0.0059219 | 0.0061211 | 0.0063291 | 0.0065093 | 0.0065325 | 0.0066201 | 0.0066085 | 0.0065584 | 0.0065639 | 0.0065492 | 0.10055 | 0.10055 | 0.067648 | 0.042155 | 0.015217 | 5.3798 | Dishwasher | 0.83732 | 0 |  |  |  | x | #REF! | #REF! | 44.8009 | 8.7042
LO12Med | New | Dishwasher | Residential | Water Heating | 0.0046907 | 0.0054224 | 43.5467 | 53.5051 | 50-60 | 40-100 | Multifamily - High Rise | ENERGY STAR Dishwasher | 0.00021773 | 0.00042823 | 0.00064043 | 0.00085969 | 0.0010663 | 0.0012311 | 0.0013771 | 0.0015062 | 0.0016255 | 0.001729 | 0.0017613 | 0.0018175 | 0.0018799 | 0.0019311 | 0.001935 | 0.0019586 | 0.0019535 | 0.0019313 | 0.0019222 | 0.0019101 | 0.029682 | 0.029682 | 0.020006 | 0.012443 | 0.0044434 | 1.5881 | Dishwasher | 0.83732 | 0 |  |  |  | x | #REF! | #REF! | 44.8009 | 8.7042
LO12Med | New | Dishwasher | Residential | Water Heating | 0.0046907 | 0.0054224 | 43.5467 | 53.5051 | 50-60 | 40-100 | Manufactured | ENERGY STAR Dishwasher | 0.00017601 | 0.00035816 | 0.00054942 | 0.00075434 | 0.00095466 | 0.001126 | 0.0012852 | 0.0014312 | 0.0015745 | 0.0017083 | 0.0017789 | 0.0018752 | 0.0019767 | 0.0020699 | 0.0021136 | 0.002178 | 0.0022114 | 0.0022289 | 0.0022649 | 0.0022928 | 0.030908 | 0.030908 | 0.019732 | 0.011697 | 0.0039186 | 1.6537 | Dishwasher | 0.83732 | 0 |  |  |  | x | #REF! | #REF! | 44.8009 | 8.7042
LO12Med | NR | Dishwasher | Residential | Water Heating | 0.0046907 | 0.0054224 | 43.5467 | 53.5051 | 50-60 | 40-100 | Single Family | ENERGY STAR Dishwasher | 0.012285 | 0.024515 | 0.036688 | 0.048807 | 0.06087 | 0.071663 | 0.080226 | 0.087008 | 0.09237 | 0.096597 | 0.099919 | 0.10252 | 0.10454 | 0.10611 | 0.1073 | 0.12638 | 0.12363 | 0.12106 | 0.11867 | 0.10299 | 1.7242 | 1.7242 | 1.1314 | 0.71095 | 0.25483 | 92.2512 | Dishwasher | 0.83732 | 0 |  |  |  | x | #REF! | #REF! | 44.8009 | 8.7042
LO12Med | NR | Dishwasher | Residential | Water Heating | 0.0046907 | 0.0054224 | 43.5467 | 53.5051 | 50-60 | 40-100 | Multifamily - Low Rise | ENERGY STAR Dishwasher | 0.0022688 | 0.0045274 | 0.0067756 | 0.0090136 | 0.011241 | 0.013235 | 0.014816 | 0.016069 | 0.017059 | 0.01784 | 0.018453 | 0.018933 | 0.019307 | 0.019596 | 0.019817 | 0.026089 | 0.025279 | 0.024511 | 0.02378 | 0.02059 | 0.3292 | 0.3292 | 0.20895 | 0.1313 | 0.047062 | 17.6139 | Dishwasher | 0.83732 | 0 |  |  |  | x | #REF! | #REF! | 44.8009 | 8.7042
LO12Med | NR | Dishwasher | Residential | Water Heating | 0.0046907 | 0.0054224 | 43.5467 | 53.5051 | 50-60 | 40-100 | Multifamily - High Rise | ENERGY STAR Dishwasher | 0.00067138 | 0.0013397 | 0.002005 | 0.0026672 | 0.0033265 | 0.0039163 | 0.0043843 | 0.0047549 | 0.0050479 | 0.005279 | 0.0054605 | 0.0056026 | 0.0057132 | 0.0057986 | 0.005864 | 0.0076915 | 0.0074463 | 0.0072264 | 0.0070186 | 0.0060829 | 0.097297 | 0.097297 | 0.061831 | 0.038853 | 0.013926 | 5.2059 | Dishwasher | 0.83732 | 0 |  |  |  | x | #REF! | #REF! | 44.8009 | 8.7042
LO12Med | NR | Dishwasher | Residential | Water Heating | 0.0046907 | 0.0054224 | 43.5467 | 53.5051 | 50-60 | 40-100 | Manufactured | ENERGY STAR Dishwasher | 0.0016344 | 0.0032339 | 0.004799 | 0.0063302 | 0.0078282 | 0.0091386 | 0.010144 | 0.010909 | 0.011484 | 0.011908 | 0.012213 | 0.012426 | 0.012564 | 0.012644 | 0.012679 | 0.014115 | 0.013836 | 0.013558 | 0.011923 | 0 | 0.19337 | 0.19337 | 0.13993 | 0.089622 | 0.032964 | 10.3462 | Dishwasher | 0.83732 | 0 |  |  |  | x | #REF! | #REF! | 44.8009 | 8.7042
LO12Med | New | Clothes Dryer | Residential | Dryer | 0.0093008 | 0.007306 | 70.0749 | 10.8457 | 10-20 | <40 | Single Family | Vented_ENERGY STAR | 0.035494 | 0.069163 | 0.10171 | 0.13402 | 0.16295 | 0.18475 | 0.2029 | 0.21763 | 0.23084 | 0.24159 | 0.24283 | 0.24727 | 0.252 | 0.25525 | 0.25226 | 0.25169 | 0.24753 | 0.24174 | 0.23815 | 0.23374 | 4.0435 | 4.0435 | 2.8306 | 1.8239 | 0.68808 | 43.8545 | Clothes Dryer | 1.5815 | 1 |  |  |  | x | #REF! | #REF! | 17.1525 | -6.3068
LO12Med | New | Clothes Dryer | Residential | Dryer | 0.0093008 | 0.007306 | 70.0749 | 10.8457 | 10-20 | <40 | Multifamily - Low Rise | Vented_ENERGY STAR | 0.008341 | 0.016502 | 0.024629 | 0.032929 | 0.040611 | 0.046763 | 0.052122 | 0.056681 | 0.060955 | 0.064723 | 0.06607 | 0.068293 | 0.070613 | 0.072624 | 0.072883 | 0.07386 | 0.07373 | 0.073171 | 0.073233 | 0.073069 | 1.1218 | 1.1218 | 0.75474 | 0.47033 | 0.16977 | 12.1667 | Clothes Dryer | 1.5815 | 1 |  |  |  | x | #REF! | #REF! | 17.1525 | -6.3068
LO12Med | New | Clothes Dryer | Residential | Dryer | 0.0093008 | 0.007306 | 70.0749 | 10.8457 | 10-20 | <40 | Multifamily - High Rise | Vented_ENERGY STAR | 0.0024847 | 0.0048869 | 0.0073084 | 0.0098106 | 0.012168 | 0.014049 | 0.015715 | 0.017189 | 0.018549 | 0.01973 | 0.0201 | 0.020741 | 0.021453 | 0.022038 | 0.022081 | 0.022351 | 0.022293 | 0.02204 | 0.021935 | 0.021798 | 0.33872 | 0.33872 | 0.2283 | 0.14199 | 0.050707 | 3.6737 | Clothes Dryer | 1.5815 | 1 |  |  |  | x | #REF! | #REF! | 17.1525 | -6.3068
LO12Med | New | Clothes Dryer | Residential | Dryer | 0.0093008 | 0.007306 | 70.0749 | 10.8457 | 10-20 | <40 | Manufactured | Vented_ENERGY STAR | 0.0029361 | 0.0059748 | 0.0091654 | 0.012584 | 0.015926 | 0.018783 | 0.021439 | 0.023876 | 0.026267 | 0.028497 | 0.029676 | 0.031282 | 0.032976 | 0.034529 | 0.035259 | 0.036333 | 0.036891 | 0.037182 | 0.037782 | 0.038248 | 0.51561 | 0.51561 | 0.32917 | 0.19512 | 0.065369 | 5.5921 | Clothes Dryer | 1.5815 | 1 |  |  |  | x | #REF! | #REF! | 17.1525 | -6.3068
LO1Slow | New | Clothes Dryer | Residential | Dryer | 0.078732 | 0.061846 | 593.1885 | 38.3786 | 30-40 | <40 | Single Family | Ventless_UCEF 7.00 to 7.99 | 0.01229 | 0.018417 | 0.039421 | 0.073309 | 0.12202 | 0.18703 | 0.27599 | 0.39118 | 0.53651 | 0.70827 | 0.87434 | 1.0635 | 1.2584 | 1.4388 | 1.5622 | 1.6702 | 1.7365 | 1.7632 | 1.7732 | 1.7688 | 17.2736 | 17.2736 | 8.5617 | 3.2388 | 0.45249 | 662.9364 | Clothes Dryer | 0.87813 | 0 |  |  |  | x | #REF! | #REF! | 33.7013 | 4.6773
LO1Slow | New | Clothes Dryer | Residential | Dryer | 0.078732 | 0.061846 | 593.1885 | 38.3786 | 30-40 | <40 | Multifamily - Low Rise | Ventless_UCEF 7.00 to 7.99 | 0.002888 | 0.0043942 | 0.0095463 | 0.018012 | 0.030411 | 0.04734 | 0.070897 | 0.10188 | 0.14167 | 0.18974 | 0.2379 | 0.29372 | 0.35262 | 0.40938 | 0.45136 | 0.49013 | 0.51726 | 0.5337 | 0.54527 | 0.55293 | 5.001 | 5.001 | 2.3618 | 0.85468 | 0.11259 | 191.9331 | Clothes Dryer | 0.87813 | 0 |  |  |  | x | #REF! | #REF! | 33.7013 | 4.6773
LO1Slow | New | Clothes Dryer | Residential | Dryer | 0.078732 | 0.061846 | 593.1885 | 38.3786 | 30-40 | <40 | Multifamily - High Rise | Ventless_UCEF 7.00 to 7.99 | 0.00086032 | 0.0013013 | 0.0028328 | 0.0053665 | 0.009112 | 0.014222 | 0.021376 | 0.030896 | 0.043112 | 0.057843 | 0.072373 | 0.089208 | 0.10713 | 0.12423 | 0.13675 | 0.14832 | 0.1564 | 0.16075 | 0.16332 | 0.16495 | 1.5103 | 1.5103 | 0.71661 | 0.25929 | 0.033695 | 57.9649 | Clothes Dryer | 0.87813 | 0 |  |  |  | x | #REF! | #REF! | 33.7013 | 4.6773
LO1Slow | New | Clothes Dryer | Residential | Dryer | 0.078732 | 0.061846 | 593.1885 | 38.3786 | 30-40 | <40 | Manufactured | Ventless_UCEF 7.00 to 7.99 | 0.0010166 | 0.001591 | 0.0035526 | 0.0068835 | 0.011926 | 0.019015 | 0.029161 | 0.042916 | 0.061047 | 0.083544 | 0.10685 | 0.13454 | 0.16467 | 0.19464 | 0.21836 | 0.2411 | 0.25881 | 0.2712 | 0.28132 | 0.28943 | 2.4216 | 2.4216 | 1.0797 | 0.36751 | 0.043985 | 92.9363 | Clothes Dryer | 0.87813 | 0 |  |  |  | x | #REF! | #REF! | 33.7013 | 4.6773
LO12Med | NR | Clothes Dryer | Residential | Dryer | 0.0093008 | 0.007306 | 70.0749 | 10.8457 | 10-20 | <40 | Single Family | Vented_ENERGY STAR | 0.25142 | 0.50169 | 0.75083 | 0.99884 | 1.2457 | 1.4666 | 1.6418 | 1.7806 | 1.8904 | 1.9769 | 2.0449 | 2.0981 | 2.4176 | 2.4152 | 2.4064 | 2.3929 | 1.4831 | 0 | 0 | 0 | 27.7629 | 27.7629 | 23.8869 | 14.5497 | 5.2151 | 301.1081 | Clothes Dryer | 1.5815 | 1 |  |  |  | x | #REF! | #REF! | 17.1525 | -6.3068
LO12Med | NR | Clothes Dryer | Residential | Dryer | 0.0093008 | 0.007306 | 70.0749 | 10.8457 | 10-20 | <40 | Multifamily - Low Rise | Vented_ENERGY STAR | 0.032485 | 0.064823 | 0.097014 | 0.12906 | 0.16096 | 0.1895 | 0.21214 | 0.23007 | 0.24425 | 0.25543 | 0.26421 | 0.27109 | 0.3418 | 0.33872 | 0.33469 | 0.32997 | 0.24534 | 0 | 0 | 0 | 3.7415 | 3.7415 | 3.1662 | 1.8799 | 0.67383 | 40.5797 | Clothes Dryer | 1.5815 | 1 |  |  |  | x | #REF! | #REF! | 17.1525 | -6.3068
LO12Med | NR | Clothes Dryer | Residential | Dryer | 0.0093008 | 0.007306 | 70.0749 | 10.8457 | 10-20 | <40 | Multifamily - High Rise | Vented_ENERGY STAR | 0.0098324 | 0.01962 | 0.029363 | 0.039062 | 0.048717 | 0.057355 | 0.064208 | 0.069637 | 0.073928 | 0.077311 | 0.07997 | 0.082051 | 0.10314 | 0.10214 | 0.101 | 0.099665 | 0.074039 | 0 | 0 | 0 | 1.131 | 1.131 | 0.95734 | 0.569 | 0.20395 | 12.2669 | Clothes Dryer | 1.5815 | 1 |  |  |  | x | #REF! | #REF! | 17.1524 | -6.3068
LO12Med | NR | Clothes Dryer | Residential | Dryer | 0.0093008 | 0.007306 | 70.0749 | 10.8457 | 10-20 | <40 | Manufactured | Vented_ENERGY STAR | 0.03499 | 0.069232 | 0.10274 | 0.13552 | 0.16759 | 0.19564 | 0.21717 | 0.23355 | 0.24584 | 0.25493 | 0.26147 | 0.26601 | 0.29198 | 0.29175 | 0.2904 | 0.1951 | 0 | 0 | 0 | 0 | 3.2539 | 3.2539 | 3.0588 | 1.9187 | 0.70571 | 35.2909 | Clothes Dryer | 1.5815 | 1 |  |  |  | x | #REF! | #REF! | 17.1524 | -6.3068
LO1Slow | NR | Clothes Dryer | Residential | Dryer | 0.078732 | 0.061846 | 593.1885 | 38.3786 | 30-40 | <40 | Single Family | Ventless_UCEF 7.00 to 7.99 | 0.087051 | 0.13359 | 0.29103 | 0.54637 | 0.93283 | 1.4847 | 2.2332 | 3.2007 | 4.3935 | 5.7955 | 7.3629 | 9.0237 | 12.2275 | 13.9634 | 15.4656 | 16.6667 | 17.4894 | 18.0093 | 18.228 | 18.3622 | 217.3012 | 165.8971 | 77.1415 | 26.4613 | 3.4756 | 6366.8928 | Clothes Dryer | 0.87813 | 0 |  |  |  | x | #REF! | #REF! | 33.7013 | 4.6773
LO1Slow | NR | Clothes Dryer | Residential | Dryer | 0.078732 | 0.061846 | 593.1885 | 38.3786 | 30-40 | <40 | Multifamily - Low Rise | Ventless_UCEF 7.00 to 7.99 | 0.011248 | 0.017261 | 0.037603 | 0.070596 | 0.12053 | 0.19184 | 0.28855 | 0.41355 | 0.56768 | 0.74883 | 0.95135 | 1.1659 | 1.7432 | 1.9926 | 2.2091 | 2.3832 | 2.4984 | 2.566 | 2.5914 | 2.6028 | 30.1003 | 23.1716 | 10.5298 | 3.419 | 0.44907 | 889.2942 | Clothes Dryer | 0.87813 | 0 |  |  |  | x | #REF! | #REF! | 33.7013 | 4.6773
LO1Slow | NR | Clothes Dryer | Residential | Dryer | 0.078732 | 0.061846 | 593.1885 | 38.3786 | 30-40 | <40 | Multifamily - High Rise | Ventless_UCEF 7.00 to 7.99 | 0.0034044 | 0.0052243 | 0.011381 | 0.021367 | 0.036481 | 0.058064 | 0.087337 | 0.12517 | 0.17182 | 0.22665 | 0.28795 | 0.3529 | 0.52588 | 0.60043 | 0.66594 | 0.71902 | 0.75468 | 0.77555 | 0.7838 | 0.78807 | 9.095 | 7.0011 | 3.18 | 1.0348 | 0.13592 | 268.6924 | Clothes Dryer | 0.87813 | 0 |  |  |  | x | #REF! | #REF! | 33.7013 | 4.6773
LO1Slow | NR | Clothes Dryer | Residential | Dryer | 0.078732 | 0.061846 | 593.1885 | 38.3786 | 30-40 | <40 | Manufactured | Ventless_UCEF 7.00 to 7.99 | 0.012115 | 0.018435 | 0.039822 | 0.074131 | 0.1255 | 0.19806 | 0.2954 | 0.41979 | 0.57138 | 0.74736 | 0.94147 | 1.1441 | 1.4709 | 1.6747 | 1.8492 | 1.9862 | 2.0782 | 2.1339 | 2.1525 | 2.1602 | 25.3429 | 20.0932 | 9.5823 | 3.4435 | 0.46806 | 771.1482 | Clothes Dryer | 0.87813 | 0 |  |  |  | x | #REF! | #REF! | 33.7013 | 4.6773
LO3Slow | New | Duct Sealing | Residential | HVAC | 0.20304 | 0.17855 | 1192.1891 | 21.2011 | 20-30 | <40 | Single Family | SF Duct Sealing - HZ 2/3 (Heat Pump) | 0.00019204 | 0.00048122 | 0.0010484 | 0.0020334 | 0.0034869 | 0.0053804 | 0.007795 | 0.010603 | 0.013695 | 0.016795 | 0.019106 | 0.021365 | 0.023313 | 0.024769 | 0.025269 | 0.025716 | 0.025796 | 0.025507 | 0.025317 | 0.024982 | 0.30265 | 0.30265 | 0.17533 | 0.080616 | 0.012622 | 6.4165 | Duct Sealing | 1.1801 | 1 | x |  | x | x | #REF! | #REF! | 25.0185 | -3.8174
LO3Slow | New | Duct Sealing | Residential | HVAC | 0.16096 | 0.14154 | 945.0969 | 34.0633 | 30-40 | <40 | Single Family | SF Duct Sealing - HZ 1 (Heat Pump) | 0.00087561 | 0.0021941 | 0.0047802 | 0.0092714 | 0.015899 | 0.024532 | 0.035541 | 0.048342 | 0.062441 | 0.076576 | 0.087113 | 0.097415 | 0.10629 | 0.11293 | 0.11521 | 0.11725 | 0.11761 | 0.1163 | 0.11543 | 0.1139 | 1.3799 | 1.3799 | 0.79942 | 0.36756 | 0.057551 | 47.0044 | Duct Sealing | 0.93548 | 0 | x |  | x | x | #REF! | #REF! | 31.8654 | 2.1978
LO3Slow | New | Duct Sealing | Residential | HVAC | 0.11392 | 0.10018 | 668.9217 | 38.2646 | 30-40 | <40 | Manufactured | MH Duct Sealing - HZ 1 (Heat Pump) | 0.00045498 | 0.0011906 | 0.002706 | 0.0054685 | 0.0097606 | 0.015667 | 0.02359 | 0.033315 | 0.04463 | 0.056739 | 0.066875 | 0.077415 | 0.087374 | 0.095965 | 0.10116 | 0.10632 | 0.11011 | 0.11236 | 0.11503 | 0.11708 | 1.1832 | 1.1832 | 0.62231 | 0.2604 | 0.035248 | 45.2752 | Duct Sealing | 0.89607 | 0 | x |  | x | x | #REF! | #REF! | 34.2876 | 3.977
LO3Slow | New | Duct Sealing | Residential | HVAC | 0.11392 | 0.10018 | 668.9217 | 38.2646 | 30-40 | <40 | Manufactured | MH Duct Sealing - HZ 2/3 (Heat Pump) | 9.6564e-05 | 0.00025269 | 0.00057431 | 0.0011606 | 0.0020716 | 0.0033251 | 0.0050066 | 0.0070706 | 0.0094722 | 0.012042 | 0.014193 | 0.01643 | 0.018544 | 0.020367 | 0.021469 | 0.022566 | 0.02337 | 0.023847 | 0.024414 | 0.024848 | 0.25112 | 0.25112 | 0.13208 | 0.055266 | 0.0074808 | 9.609 | Duct Sealing | 0.89607 | 0 | x |  | x | x | #REF! | #REF! | 34.2876 | 3.977
Retro3Slow | Retro | Duct Sealing | Residential | HVAC | 0.20304 | 0.17855 | 1192.1891 | 21.2011 | 20-30 | <40 | Single Family | SF Duct Sealing - HZ 2/3 (Heat Pump) | 0.039301 | 0.062276 | 0.12551 | 0.22124 | 0.34652 | 0.48815 | 0.62461 | 0.73204 | 0.7913 | 0.79365 | 0.74237 | 0.65047 | 0.53609 | 0.41708 | 0.30729 | 0.21501 | 0.14325 | 0.091093 | 0.0554 | 0.037476 | 7.4952 | 7.4201 | 6.8779 | 4.967 | 1.283 | 157.315 | Duct Sealing | 1.1801 | 1 | x |  | x | x | #REF! | #REF! | 25.0185 | -3.8174
Retro3Slow | Retro | Duct Sealing | Residential | HVAC | 0.16096 | 0.14154 | 945.0969 | 34.0633 | 30-40 | <40 | Single Family | SF Duct Sealing - HZ 1 (Heat Pump) | 0.15132 | 0.24023 | 0.48502 | 0.85643 | 1.3436 | 1.8955 | 2.4286 | 2.8496 | 3.0835 | 3.0954 | 2.8975 | 2.5404 | 2.0948 | 1.6304 | 1.2017 | 0.84109 | 0.56053 | 0.35652 | 0.21688 | 0.14674 | 29.3484 | 28.9158 | 26.794 | 19.3267 | 4.9721 | 984.9653 | Duct Sealing | 0.93548 | 0 | x |  | x | x | #REF! | #REF! | 31.8654 | 2.1978
Retro3Slow | Retro | Duct Sealing | Residential | HVAC | 0.11392 | 0.10018 | 668.9217 | 38.2646 | 30-40 | <40 | Manufactured | MH Duct Sealing - HZ 1 (Heat Pump) | 0.058486 | 0.091663 | 0.18282 | 0.3191 | 0.49516 | 0.69141 | 0.87734 | 1.0201 | 1.0943 | 1.0895 | 1.0118 | 0.88024 | 0.72036 | 0.55651 | 0.40716 | 0.09668 | 0 | 0 | 0 | 0 | 9.5926 | 9.5926 | 9.4959 | 6.9316 | 1.8386 | 367.0562 | Duct Sealing | 0.89607 | 0 | x |  | x | x | #REF! | #REF! | 34.2876 | 3.977
Retro3Slow | Retro | Duct Sealing | Residential | HVAC | 0.11392 | 0.10018 | 668.9217 | 38.2646 | 30-40 | <40 | Manufactured | MH Duct Sealing - HZ 2/3 (Heat Pump) | 0.018412 | 0.028784 | 0.057261 | 0.099686 | 0.15428 | 0.21487 | 0.27198 | 0.3155 | 0.33773 | 0.33558 | 0.31109 | 0.27023 | 0.22084 | 0.1704 | 0.11351 | 0 | 0 | 0 | 0 | 0 | 2.9201 | 2.9201 | 2.9201 | 2.1452 | 0.57328 | 111.7377 | Duct Sealing | 0.89607 | 0 | x |  | x | x | #REF! | #REF! | 34.2876 | 3.977
LO5Med | New | EV Supply Equip | Residential | Whole Bldg/Meter Level | 0.0022347 | 0.002513 | 23.1633 | -17.2047 | <0 | <40 | Single Family | Level 2 Networked Level 2 EVSE | 9.5518e-05 | 0.00026386 | 0.00054481 | 0.00099782 | 0.0016347 | 0.002504 | 0.0037115 | 0.0052564 | 0.0071676 | 0.0093354 | 0.011319 | 0.013529 | 0.01584 | 0.01809 | 0.019846 | 0.021947 | 0.024021 | 0.025984 | 0.028225 | 0.030408 | 0.24072 | 0.24072 | 0.11014 | 0.042831 | 0.0060407 | -4.1415 | EV Supply Equip | 739.5826 | 1 |  | x | x | x | 739.5826 | 1 | 0 | -17.2047
LO5Med | New | EV Supply Equip | Residential | Whole Bldg/Meter Level | 0.0022347 | 0.002513 | 23.1633 | -17.2047 | <0 | <40 | Multifamily - Low Rise | Level 2 Networked Level 2 EVSE | 3.9239e-05 | 0.00011006 | 0.00023063 | 0.00042859 | 0.0007122 | 0.001108 | 0.0016667 | 0.0023933 | 0.0033086 | 0.004372 | 0.0053837 | 0.0065318 | 0.0077593 | 0.0089977 | 0.010024 | 0.011259 | 0.012508 | 0.013749 | 0.015173 | 0.016617 | 0.12237 | 0.12237 | 0.053065 | 0.019753 | 0.0026287 | -2.1054 | EV Supply Equip | 739.5826 | 1 |  | x |  | x | 739.5826 | 1 | 0 | -17.2047
LO5Med | New | EV Supply Equip | Residential | Whole Bldg/Meter Level | 0.0022347 | 0.002513 | 23.1633 | -17.2047 | <0 | <40 | Multifamily - High Rise | Level 2 Networked Level 2 EVSE | 1.1428e-05 | 3.1864e-05 | 6.691e-05 | 0.00012484 | 0.00020863 | 0.00032543 | 0.00049131 | 0.00070956 | 0.00098435 | 0.001303 | 0.0016013 | 0.0019395 | 0.0023047 | 0.0026694 | 0.002969 | 0.003331 | 0.0036975 | 0.0040488 | 0.0044432 | 0.0048464 | 0.036108 | 0.036108 | 0.015741 | 0.0058586 | 0.0007691 | -0.62123 | EV Supply Equip | 739.5826 | 1 |  | x |  | x | 739.5826 | 1 | 0 | -17.2047
LO5Med | New | EV Supply Equip | Residential | Whole Bldg/Meter Level | 0.0022347 | 0.002513 | 23.1633 | -17.2047 | <0 | <40 | Manufactured | Level 2 Networked Level 2 EVSE | 7.5329e-06 | 2.1732e-05 | 4.6807e-05 | 8.9324e-05 | 0.00015231 | 0.00024271 | 0.00037388 | 0.00054979 | 0.00077753 | 0.0010498 | 0.0013188 | 0.0016317 | 0.0019761 | 0.0023331 | 0.0026446 | 0.0030205 | 0.0034131 | 0.0038102 | 0.0042691 | 0.0047436 | 0.032472 | 0.032472 | 0.013216 | 0.0046302 | 0.00056042 | -0.55868 | EV Supply Equip | 739.5826 | 1 |  | x |  | x | 739.5826 | 1 | 0 | -17.2047
LO5Med | NR | EV Supply Equip | Residential | Whole Bldg/Meter Level | 0.0022347 | 0.002513 | 23.1633 | -17.2047 | <0 | <40 | Single Family | Level 2 Networked Level 2 EVSE | 0.0072644 | 0.020783 | 0.043636 | 0.080614 | 0.13534 | 0.21505 | 0.32449 | 0.46414 | 0.6327 | 0.82258 | 1.0255 | 0.25699 | 0 | 0 | 0 | 0 | 0 | 0 | 0 | 0 | 4.0291 | 4.0291 | 4.0291 | 3.7721 | 0.50269 | -69.3199 | EV Supply Equip | 739.5826 | 1 |  | x |  | x | 739.5826 | 1 | 0 | -17.2047
LO5Med | NR | EV Supply Equip | Residential | Whole Bldg/Meter Level | 0.0022347 | 0.002513 | 23.1633 | -17.2047 | <0 | <40 | Multifamily - Low Rise | Level 2 Networked Level 2 EVSE | 0.0016408 | 0.0047373 | 0.0099426 | 0.01836 | 0.030808 | 0.048913 | 0.073735 | 0.10537 | 0.14348 | 0.18637 | 0.23215 | 0.1145 | 0 | 0 | 0 | 0 | 0 | 0 | 0 | 0 | 0.97 | 0.97 | 0.97 | 0.85551 | 0.1144 | -16.6886 | EV Supply Equip | 739.5826 | 1 |  | x |  | x | 739.5826 | 1 | 0 | -17.2047
LO5Med | NR | EV Supply Equip | Residential | Whole Bldg/Meter Level | 0.0022347 | 0.002513 | 23.1633 | -17.2047 | <0 | <40 | Multifamily - High Rise | Level 2 Networked Level 2 EVSE | 0.00048554 | 0.0014014 | 0.0029409 | 0.005431 | 0.0091143 | 0.014472 | 0.021817 | 0.031178 | 0.04246 | 0.05515 | 0.068699 | 0.033487 | 0 | 0 | 0 | 0 | 0 | 0 | 0 | 0 | 0.28664 | 0.28664 | 0.28664 | 0.25315 | 0.033845 | -4.9315 | EV Supply Equip | 739.5826 | 1 |  | x |  | x | 739.5826 | 1 | 0 | -17.2047
LO5Med | NR | EV Supply Equip | Residential | Whole Bldg/Meter Level | 0.0022347 | 0.002513 | 23.1633 | -17.2047 | <0 | <40 | Manufactured | Level 2 Networked Level 2 EVSE | 0.00096385 | 0.002722 | 0.0056706 | 0.010394 | 0.017314 | 0.027294 | 0.040861 | 0.05798 | 0.078398 | 0.10109 | 0.10684 | 0 | 0 | 0 | 0 | 0 | 0 | 0 | 0 | 0 | 0.44953 | 0.44953 | 0.44953 | 0.44953 | 0.064359 | -7.734 | EV Supply Equip | 739.5826 | 1 |  | x |  | x | 739.5826 | 1 | 0 | -17.2047
LO12Med | New | Refrigerator | Residential | Refrigeration | 0.0068895 | 0.007052 | 64.4512 | -13.8259 | <0 | <40 | Single Family | Refrigerator and Refrigerator-Freezer - Bottom-mounted Freezer - ESME | 0.023899 | 0.04657 | 0.068481 | 0.090238 | 0.10972 | 0.1244 | 0.13662 | 0.14653 | 0.15543 | 0.16267 | 0.1635 | 0.16649 | 0.16968 | 0.17187 | 0.16986 | 0.16947 | 0.16667 | 0.16277 | 0.16036 | 0.15739 | 2.7226 | 2.7226 | 1.906 | 1.2281 | 0.46331 | -37.6426 | Refrigerator | 9.903 | 1 |  |  |  | x | 9.903 | 1 | 0 | -13.8259
LO12Med | New | Refrigerator | Residential | Refrigeration | 0.0068895 | 0.007052 | 64.4512 | -13.8259 | <0 | <40 | Multifamily - Low Rise | Refrigerator and Refrigerator-Freezer - Bottom-mounted Freezer - ESME | 0.007426 | 0.014692 | 0.021927 | 0.029316 | 0.036156 | 0.041633 | 0.046404 | 0.050463 | 0.054269 | 0.057623 | 0.058822 | 0.060801 | 0.062867 | 0.064657 | 0.064888 | 0.065758 | 0.065642 | 0.065144 | 0.065199 | 0.065053 | 0.99874 | 0.99874 | 0.67194 | 0.41873 | 0.15115 | -13.8084 | Refrigerator | 9.903 | 1 |  |  |  | x | 9.903 | 1 | 0 | -13.8259
LO12Med | New | Refrigerator | Residential | Refrigeration | 0.0068895 | 0.007052 | 64.4512 | -13.8259 | <0 | <40 | Multifamily - High Rise | Refrigerator and Refrigerator-Freezer - Bottom-mounted Freezer - ESME | 0.0021627 | 0.0042536 | 0.0063613 | 0.0085393 | 0.010591 | 0.012228 | 0.013679 | 0.014961 | 0.016146 | 0.017174 | 0.017495 | 0.018054 | 0.018673 | 0.019182 | 0.01922 | 0.019454 | 0.019405 | 0.019184 | 0.019093 | 0.018973 | 0.29483 | 0.29483 | 0.19872 | 0.12359 | 0.044137 | -4.0763 | Refrigerator | 9.903 | 1 |  |  |  | x | 9.903 | 1 | 0 | -13.8259
LO12Med | New | Refrigerator | Residential | Refrigeration | 0.0068895 | 0.007052 | 64.4512 | -13.8259 | <0 | <40 | Manufactured | Refrigerator and Refrigerator-Freezer - Bottom-mounted Freezer - ESME | 0.0016038 | 0.0032636 | 0.0050064 | 0.0068737 | 0.008699 | 0.01026 | 0.011711 | 0.013041 | 0.014348 | 0.015566 | 0.01621 | 0.017087 | 0.018012 | 0.018861 | 0.019259 | 0.019846 | 0.020151 | 0.02031 | 0.020638 | 0.020892 | 0.28164 | 0.28164 | 0.1798 | 0.10658 | 0.035706 | -3.8939 | Refrigerator | 9.903 | 1 |  |  |  | x | 9.903 | 1 | 0 | -13.8259
LO12Med | New | Refrigerator | Residential | Refrigeration | 0.014674 | 0.015021 | 137.2794 | 68.4987 | 60-70 | 40-100 | Single Family | Refrigerator and Refrigerator-Freezer - Side-mounted Freezer - ESME | 0.022408 | 0.043664 | 0.064208 | 0.084608 | 0.10287 | 0.11664 | 0.12809 | 0.13739 | 0.14574 | 0.15252 | 0.1533 | 0.15611 | 0.15909 | 0.16114 | 0.15926 | 0.15889 | 0.15627 | 0.15261 | 0.15035 | 0.14757 | 2.5527 | 2.5527 | 1.787 | 1.1514 | 0.4344 | 174.8585 | Refrigerator | 0.57513 | 0 |  |  |  | x | #REF! | #REF! | 39.3955 | 29.1032
LO12Med | New | Refrigerator | Residential | Refrigeration | 0.014674 | 0.015021 | 137.2794 | 68.4987 | 60-70 | 40-100 | Multifamily - Low Rise | Refrigerator and Refrigerator-Freezer - Side-mounted Freezer - ESME | 0.0069626 | 0.013775 | 0.020559 | 0.027487 | 0.0339 | 0.039035 | 0.043509 | 0.047314 | 0.050882 | 0.054027 | 0.055151 | 0.057007 | 0.058944 | 0.060622 | 0.060839 | 0.061654 | 0.061546 | 0.061079 | 0.061131 | 0.060994 | 0.93642 | 0.93642 | 0.63001 | 0.3926 | 0.14172 | 64.1433 | Refrigerator | 0.57513 | 0 |  |  |  | x | #REF! | #REF! | 39.3955 | 29.1032
LO12Med | New | Refrigerator | Residential | Refrigeration | 0.014674 | 0.015021 | 137.2794 | 68.4987 | 60-70 | 40-100 | Multifamily - High Rise | Refrigerator and Refrigerator-Freezer - Side-mounted Freezer - ESME | 0.0020278 | 0.0039882 | 0.0059644 | 0.0080064 | 0.0099306 | 0.011465 | 0.012825 | 0.014028 | 0.015138 | 0.016102 | 0.016404 | 0.016927 | 0.017508 | 0.017985 | 0.018021 | 0.01824 | 0.018194 | 0.017987 | 0.017901 | 0.017789 | 0.27643 | 0.27643 | 0.18632 | 0.11588 | 0.041382 | 18.9351 | Refrigerator | 0.57513 | 0 |  |  |  | x | #REF! | #REF! | 39.3955 | 29.1032
LO12Med | New | Refrigerator | Residential | Refrigeration | 0.014674 | 0.015021 | 137.2794 | 68.4987 | 60-70 | 40-100 | Manufactured | Refrigerator and Refrigerator-Freezer - Side-mounted Freezer - ESME | 0.0015037 | 0.00306 | 0.004694 | 0.0064447 | 0.0081562 | 0.0096198 | 0.01098 | 0.012228 | 0.013452 | 0.014595 | 0.015198 | 0.016021 | 0.016888 | 0.017684 | 0.018058 | 0.018608 | 0.018893 | 0.019042 | 0.01935 | 0.019588 | 0.26406 | 0.26406 | 0.16858 | 0.099931 | 0.033478 | 18.088 | Refrigerator | 0.57513 | 0 |  |  |  | x | #REF! | #REF! | 39.3955 | 29.1032
LO12Med | New | Refrigerator | Residential | Refrigeration | 0.0030838 | 0.0031565 | 28.8486 | 214.7245 | >200 | >100 | Single Family | Refrigerator and Refrigerator-Freezer - Other - ESME | 0.010079 | 0.01964 | 0.028881 | 0.038056 | 0.046271 | 0.052463 | 0.057617 | 0.061798 | 0.065551 | 0.068605 | 0.068955 | 0.070216 | 0.071558 | 0.072482 | 0.071634 | 0.07147 | 0.070289 | 0.068645 | 0.067627 | 0.066375 | 1.1482 | 1.1482 | 0.80381 | 0.51792 | 0.19539 | 246.5491 | Refrigerator | 0.21516 | 0 |  |  |  | x | #REF! | #REF! | 46.1996 | 168.5249
LO12Med | New | Refrigerator | Residential | Refrigeration | 0.0030838 | 0.0031565 | 28.8486 | 214.7245 | >200 | >100 | Multifamily - Low Rise | Refrigerator and Refrigerator-Freezer - Other - ESME | 0.0031318 | 0.0061961 | 0.0092473 | 0.012364 | 0.015248 | 0.017558 | 0.01957 | 0.021282 | 0.022887 | 0.024301 | 0.024807 | 0.025641 | 0.026513 | 0.027268 | 0.027365 | 0.027732 | 0.027683 | 0.027473 | 0.027496 | 0.027435 | 0.4212 | 0.4212 | 0.28338 | 0.17659 | 0.063744 | 90.4415 | Refrigerator | 0.21516 | 0 |  |  |  | x | #REF! | #REF! | 46.1996 | 168.5249
LO12Med | New | Refrigerator | Residential | Refrigeration | 0.0030838 | 0.0031565 | 28.8486 | 214.7245 | >200 | >100 | Multifamily - High Rise | Refrigerator and Refrigerator-Freezer - Other - ESME | 0.0009121 | 0.0017939 | 0.0026828 | 0.0036013 | 0.0044668 | 0.005157 | 0.0057687 | 0.0063096 | 0.0068091 | 0.0072427 | 0.0073783 | 0.0076137 | 0.007875 | 0.0080896 | 0.0081056 | 0.0082045 | 0.0081835 | 0.0080903 | 0.008052 | 0.0080015 | 0.12434 | 0.12434 | 0.083806 | 0.052122 | 0.018614 | 26.6984 | Refrigerator | 0.21516 | 0 |  |  |  | x | #REF! | #REF! | 46.1996 | 168.5249
LO12Med | New | Refrigerator | Residential | Refrigeration | 0.0030838 | 0.0031565 | 28.8486 | 214.7245 | >200 | >100 | Manufactured | Refrigerator and Refrigerator-Freezer - Other - ESME | 0.00067636 | 0.0013764 | 0.0021114 | 0.0028988 | 0.0036686 | 0.004327 | 0.0049387 | 0.0055 | 0.0060508 | 0.0065646 | 0.0068362 | 0.0072062 | 0.0075963 | 0.0079542 | 0.0081223 | 0.0083696 | 0.0084982 | 0.0085652 | 0.0087036 | 0.0088108 | 0.11878 | 0.11878 | 0.075828 | 0.044949 | 0.015059 | 25.504 | Refrigerator | 0.21516 | 0 |  |  |  | x | #REF! | #REF! | 46.1996 | 168.5249
LO12Med | New | Freezer | Residential | Refrigeration | 0.0065588 | 0.0064578 | 58.8604 | -16.9465 | <0 | <40 | Single Family | Freezer - Chest - ESME | 0.0035181 | 0.0068554 | 0.010081 | 0.013284 | 0.016151 | 0.018312 | 0.020111 | 0.021571 | 0.022881 | 0.023947 | 0.024069 | 0.024509 | 0.024978 | 0.0253 | 0.025004 | 0.024947 | 0.024534 | 0.023961 | 0.023605 | 0.023168 | 0.40079 | 0.40079 | 0.28057 | 0.18078 | 0.068201 | -6.7919 | Freezer | 20.3355 | 1 |  |  |  | x | 20.3355 | 1 | 0 | -16.9465
LO12Med | New | Freezer | Residential | Refrigeration | 0.0065588 | 0.0064578 | 58.8604 | -16.9465 | <0 | <40 | Multifamily - Low Rise | Freezer - Chest - ESME | 1.8529e-06 | 3.6659e-06 | 5.4712e-06 | 7.3149e-06 | 9.0215e-06 | 1.0388e-05 | 1.1579e-05 | 1.2591e-05 | 1.3541e-05 | 1.4378e-05 | 1.4677e-05 | 1.5171e-05 | 1.5686e-05 | 1.6133e-05 | 1.6191e-05 | 1.6408e-05 | 1.6379e-05 | 1.6255e-05 | 1.6268e-05 | 1.6232e-05 | 0.0002492 | 0.0002492 | 0.00016766 | 0.00010448 | 3.7714e-05 | -0.0042231 | Freezer | 20.3355 | 1 |  |  |  | x | 20.3355 | 1 | 0 | -16.9465
LO12Med | New | Freezer | Residential | Refrigeration | 0.0065588 | 0.0064578 | 58.8604 | -16.9465 | <0 | <40 | Multifamily - High Rise | Freezer - Chest - ESME | 5.3964e-07 | 1.0613e-06 | 1.5873e-06 | 2.1307e-06 | 2.6428e-06 | 3.0511e-06 | 3.4131e-06 | 3.7331e-06 | 4.0286e-06 | 4.2851e-06 | 4.3654e-06 | 4.5047e-06 | 4.6593e-06 | 4.7862e-06 | 4.7957e-06 | 4.8542e-06 | 4.8418e-06 | 4.7866e-06 | 4.764e-06 | 4.7341e-06 | 7.3565e-05 | 7.3565e-05 | 4.9584e-05 | 3.0838e-05 | 1.1013e-05 | -0.0012467 | Freezer | 20.3355 | 1 |  |  |  | x | 20.3355 | 1 | 0 | -16.9465
LO12Med | New | Freezer | Residential | Refrigeration | 0.0065588 | 0.0064578 | 58.8604 | -16.9465 | <0 | <40 | Manufactured | Freezer - Chest - ESME | 0.00030591 | 0.00062251 | 0.00095493 | 0.0013111 | 0.0016593 | 0.001957 | 0.0022337 | 0.0024876 | 0.0027367 | 0.0029691 | 0.0030919 | 0.0032593 | 0.0034357 | 0.0035976 | 0.0036736 | 0.0037855 | 0.0038436 | 0.0038739 | 0.0039365 | 0.003985 | 0.05372 | 0.05372 | 0.034296 | 0.02033 | 0.0068107 | -0.91037 | Freezer | 20.3355 | 1 |  |  |  | x | 20.3355 | 1 | 0 | -16.9465
LO12Med | New | Freezer | Residential | Refrigeration | 0.0082064 | 0.00808 | 73.647 | 64.3262 | 60-70 | 40-100 | Single Family | Freezer - Upright - ESME | 0.014052 | 0.027381 | 0.040264 | 0.053056 | 0.06451 | 0.073141 | 0.080327 | 0.086156 | 0.091389 | 0.095645 | 0.096134 | 0.097892 | 0.099763 | 0.10105 | 0.099869 | 0.099641 | 0.097993 | 0.095702 | 0.094283 | 0.092538 | 1.6008 | 1.6008 | 1.1206 | 0.72206 | 0.2724 | 102.9725 | Freezer | 0.58628 | 0 |  |  |  | x | #REF! | #REF! | 37.7132 | 26.6131
LO12Med | New | Freezer | Residential | Refrigeration | 0.0082064 | 0.00808 | 73.647 | 64.3262 | 60-70 | 40-100 | Multifamily - Low Rise | Freezer - Upright - ESME | 7.4007e-06 | 1.4642e-05 | 2.1853e-05 | 2.9217e-05 | 3.6033e-05 | 4.1491e-05 | 4.6247e-05 | 5.0291e-05 | 5.4084e-05 | 5.7427e-05 | 5.8622e-05 | 6.0594e-05 | 6.2653e-05 | 6.4437e-05 | 6.4667e-05 | 6.5534e-05 | 6.5419e-05 | 6.4923e-05 | 6.4977e-05 | 6.4832e-05 | 0.00099534 | 0.00099534 | 0.00066966 | 0.00041731 | 0.00015064 | 0.064027 | Freezer | 0.58628 | 0 |  |  |  | x | #REF! | #REF! | 37.7132 | 26.6131
LO12Med | New | Freezer | Residential | Refrigeration | 0.0082064 | 0.00808 | 73.647 | 64.3262 | 60-70 | 40-100 | Multifamily - High Rise | Freezer - Upright - ESME | 2.1554e-06 | 4.2391e-06 | 6.3397e-06 | 8.5102e-06 | 1.0555e-05 | 1.2187e-05 | 1.3632e-05 | 1.491e-05 | 1.6091e-05 | 1.7115e-05 | 1.7436e-05 | 1.7992e-05 | 1.861e-05 | 1.9117e-05 | 1.9155e-05 | 1.9388e-05 | 1.9339e-05 | 1.9118e-05 | 1.9028e-05 | 1.8908e-05 | 0.00029383 | 0.00029383 | 0.00019804 | 0.00012317 | 4.3987e-05 | 0.018901 | Freezer | 0.58628 | 0 |  |  |  | x | #REF! | #REF! | 37.7132 | 26.6131
LO12Med | New | Freezer | Residential | Refrigeration | 0.0082064 | 0.00808 | 73.647 | 64.3262 | 60-70 | 40-100 | Manufactured | Freezer - Upright - ESME | 0.0012218 | 0.0024864 | 0.0038141 | 0.0052367 | 0.0066273 | 0.0078165 | 0.0089217 | 0.0099356 | 0.010931 | 0.011859 | 0.01235 | 0.013018 | 0.013723 | 0.014369 | 0.014673 | 0.01512 | 0.015352 | 0.015473 | 0.015723 | 0.015916 | 0.21456 | 0.21456 | 0.13698 | 0.081199 | 0.027203 | 13.8021 | Freezer | 0.58628 | 0 |  |  |  | x | #REF! | #REF! | 37.7132 | 26.6131
LO12Med | NR | Refrigerator | Residential | Refrigeration | 0.0068895 | 0.007052 | 64.4512 | -13.8259 | <0 | <40 | Single Family | Refrigerator and Refrigerator-Freezer - Bottom-mounted Freezer - ESME | 0.13543 | 0.27025 | 0.40445 | 0.53804 | 0.67102 | 0.79001 | 0.8844 | 0.95917 | 1.0183 | 1.0649 | 1.1015 | 1.1302 | 1.1525 | 1.1697 | 1.1829 | 1.3868 | 1.356 | 1.3274 | 1.3005 | 0.65286 | 18.4963 | 18.4963 | 12.4727 | 7.8374 | 2.8092 | -255.7275 | Refrigerator | 9.903 | 1 |  |  |  | x | 9.903 | 1 | 0 | -13.8259
LO12Med | NR | Refrigerator | Residential | Refrigeration | 0.0068895 | 0.007052 | 64.4512 | -13.8259 | <0 | <40 | Multifamily - Low Rise | Refrigerator and Refrigerator-Freezer - Bottom-mounted Freezer - ESME | 0.023137 | 0.046169 | 0.069097 | 0.09192 | 0.11464 | 0.13497 | 0.15109 | 0.16387 | 0.17396 | 0.18193 | 0.18818 | 0.19308 | 0.19689 | 0.19984 | 0.20209 | 0.26406 | 0.25565 | 0.24764 | 0.24 | 0.12625 | 3.2645 | 3.2645 | 2.1309 | 1.339 | 0.47993 | -45.1341 | Refrigerator | 9.903 | 1 |  |  |  | x | 9.903 | 1 | 0 | -13.8259
LO12Med | NR | Refrigerator | Residential | Refrigeration | 0.0068895 | 0.007052 | 64.4512 | -13.8259 | <0 | <40 | Multifamily - High Rise | Refrigerator and Refrigerator-Freezer - Bottom-mounted Freezer - ESME | 0.0068466 | 0.013662 | 0.020447 | 0.0272 | 0.033923 | 0.039938 | 0.04471 | 0.04849 | 0.051478 | 0.053834 | 0.055686 | 0.057135 | 0.058262 | 0.059134 | 0.059801 | 0.077859 | 0.075315 | 0.073022 | 0.070846 | 0.037266 | 0.96485 | 0.96485 | 0.63055 | 0.39622 | 0.14202 | -13.3399 | Refrigerator | 9.903 | 1 |  |  |  | x | 9.903 | 1 | 0 | -13.8259
LO12Med | NR | Refrigerator | Residential | Refrigeration | 0.0068895 | 0.007052 | 64.4512 | -13.8259 | <0 | <40 | Manufactured | Refrigerator and Refrigerator-Freezer - Bottom-mounted Freezer - ESME | 0.01529 | 0.030253 | 0.044895 | 0.05922 | 0.073234 | 0.085493 | 0.0949 | 0.10206 | 0.10743 | 0.1114 | 0.11426 | 0.11624 | 0.11754 | 0.11829 | 0.11861 | 0.13162 | 0.12896 | 0.12631 | 0.064722 | 0 | 1.7607 | 1.7607 | 1.3091 | 0.83843 | 0.30838 | -24.3436 | Refrigerator | 9.903 | 1 |  |  |  | x | 9.903 | 1 | 0 | -13.8259
LO12Med | NR | Refrigerator | Residential | Refrigeration | 0.014674 | 0.015021 | 137.2794 | 68.4987 | 60-70 | 40-100 | Single Family | Refrigerator and Refrigerator-Freezer - Side-mounted Freezer - ESME | 0.12698 | 0.25338 | 0.37921 | 0.50447 | 0.62915 | 0.74071 | 0.82922 | 0.89932 | 0.95473 | 0.99843 | 1.0328 | 1.0596 | 1.0806 | 1.0967 | 1.1091 | 1.3003 | 1.2714 | 1.2445 | 1.2194 | 0.61213 | 17.3421 | 17.3421 | 11.6944 | 7.3484 | 2.6339 | 1187.913 | Refrigerator | 0.57513 | 0 |  |  |  | x | #REF! | #REF! | 39.3955 | 29.1032
LO12Med | NR | Refrigerator | Residential | Refrigeration | 0.014674 | 0.015021 | 137.2794 | 68.4987 | 60-70 | 40-100 | Multifamily - Low Rise | Refrigerator and Refrigerator-Freezer - Side-mounted Freezer - ESME | 0.021693 | 0.043288 | 0.064785 | 0.086184 | 0.10749 | 0.12654 | 0.14167 | 0.15364 | 0.16311 | 0.17057 | 0.17644 | 0.18103 | 0.1846 | 0.18737 | 0.18948 | 0.24759 | 0.2397 | 0.23219 | 0.22503 | 0.11837 | 3.0608 | 3.0608 | 1.9979 | 1.2554 | 0.44998 | 209.6582 | Refrigerator | 0.57513 | 0 |  |  |  | x | #REF! | #REF! | 39.3955 | 29.1032
LO12Med | NR | Refrigerator | Residential | Refrigeration | 0.014674 | 0.015021 | 137.2794 | 68.4987 | 60-70 | 40-100 | Multifamily - High Rise | Refrigerator and Refrigerator-Freezer - Side-mounted Freezer - ESME | 0.0064194 | 0.01281 | 0.019171 | 0.025503 | 0.031806 | 0.037446 | 0.04192 | 0.045464 | 0.048266 | 0.050475 | 0.052211 | 0.053569 | 0.054627 | 0.055444 | 0.056069 | 0.073 | 0.070616 | 0.068465 | 0.066425 | 0.03494 | 0.90465 | 0.90465 | 0.5912 | 0.37149 | 0.13316 | 61.9671 | Refrigerator | 0.57513 | 0 |  |  |  | x | #REF! | #REF! | 39.3955 | 29.1032
LO12Med | NR | Refrigerator | Residential | Refrigeration | 0.014674 | 0.015021 | 137.2794 | 68.4987 | 60-70 | 40-100 | Manufactured | Refrigerator and Refrigerator-Freezer - Side-mounted Freezer - ESME | 0.014336 | 0.028365 | 0.042093 | 0.055525 | 0.068664 | 0.080158 | 0.088979 | 0.095687 | 0.10073 | 0.10445 | 0.10713 | 0.10899 | 0.1102 | 0.11091 | 0.11121 | 0.12341 | 0.12092 | 0.11843 | 0.060683 | 0 | 1.6509 | 1.6509 | 1.2274 | 0.78611 | 0.28914 | 113.0815 | Refrigerator | 0.57513 | 0 |  |  |  | x | #REF! | #REF! | 39.3955 | 29.1032
LO12Med | NR | Refrigerator | Residential | Refrigeration | 0.0030838 | 0.0031565 | 28.8486 | 214.7245 | >200 | >100 | Single Family | Refrigerator and Refrigerator-Freezer - Other - ESME | 0.057115 | 0.11397 | 0.17057 | 0.22691 | 0.28299 | 0.33317 | 0.37298 | 0.40451 | 0.42944 | 0.44909 | 0.46454 | 0.47662 | 0.48603 | 0.4933 | 0.49886 | 0.58487 | 0.57188 | 0.55978 | 0.54848 | 0.27533 | 7.8005 | 7.8005 | 5.2601 | 3.3053 | 1.1847 | 1674.9475 | Refrigerator | 0.21516 | 0 |  |  |  | x | #REF! | #REF! | 46.1996 | 168.5249
LO12Med | NR | Refrigerator | Residential | Refrigeration | 0.0030838 | 0.0031565 | 28.8486 | 214.7245 | >200 | >100 | Multifamily - Low Rise | Refrigerator and Refrigerator-Freezer - Other - ESME | 0.0097577 | 0.019471 | 0.02914 | 0.038765 | 0.048347 | 0.05692 | 0.063721 | 0.069108 | 0.073366 | 0.076724 | 0.079362 | 0.081427 | 0.083035 | 0.084277 | 0.085227 | 0.11136 | 0.10782 | 0.10444 | 0.10122 | 0.053242 | 1.3767 | 1.3767 | 0.89865 | 0.56468 | 0.2024 | 295.6164 | Refrigerator | 0.21516 | 0 |  |  |  | x | #REF! | #REF! | 46.1996 | 168.5249
LO12Med | NR | Refrigerator | Residential | Refrigeration | 0.0030838 | 0.0031565 | 28.8486 | 214.7245 | >200 | >100 | Multifamily - High Rise | Refrigerator and Refrigerator-Freezer - Other - ESME | 0.0028874 | 0.0057617 | 0.008623 | 0.011471 | 0.014306 | 0.016843 | 0.018856 | 0.02045 | 0.02171 | 0.022703 | 0.023484 | 0.024095 | 0.024571 | 0.024938 | 0.02522 | 0.032835 | 0.031763 | 0.030795 | 0.029878 | 0.015716 | 0.40691 | 0.40691 | 0.26592 | 0.1671 | 0.059893 | 87.3731 | Refrigerator | 0.21516 | 0 |  |  |  | x | #REF! | #REF! | 46.1996 | 168.5249
LO12Med | NR | Refrigerator | Residential | Refrigeration | 0.0030838 | 0.0031565 | 28.8486 | 214.7245 | >200 | >100 | Manufactured | Refrigerator and Refrigerator-Freezer - Other - ESME | 0.0064483 | 0.012759 | 0.018934 | 0.024975 | 0.030885 | 0.036055 | 0.040022 | 0.04304 | 0.045306 | 0.04698 | 0.048186 | 0.049023 | 0.049569 | 0.049886 | 0.050023 | 0.055508 | 0.054388 | 0.05327 | 0.027295 | 0 | 0.74255 | 0.74255 | 0.55209 | 0.35359 | 0.13006 | 159.444 | Refrigerator | 0.21516 | 0 |  |  |  | x | #REF! | #REF! | 46.1996 | 168.5249
LO12Med | NR | Freezer | Residential | Refrigeration | 0.0082064 | 0.00808 | 73.647 | 64.3262 | 60-70 | 40-100 | Single Family | Freezer - Upright - ESME | 0.054291 | 0.10834 | 0.16214 | 0.21569 | 0.269 | 0.3167 | 0.35454 | 0.38451 | 0.40821 | 0.42689 | 0.44157 | 0.45306 | 0.462 | 0.46891 | 0.4742 | 0.47819 | 0.47714 | 0.47607 | 0.475 | 0.47392 | 10.4587 | 7.3804 | 5 | 3.1419 | 1.1262 | 474.7512 | Freezer | 0.58628 | 0 |  |  |  | x | #REF! | #REF! | 37.7132 | 26.6131
LO12Med | NR | Freezer | Residential | Refrigeration | 0.0082064 | 0.00808 | 73.647 | 64.3262 | 60-70 | 40-100 | Multifamily - Low Rise | Freezer - Upright - ESME | 1.5722e-05 | 3.1372e-05 | 4.6951e-05 | 6.246e-05 | 7.7897e-05 | 9.171e-05 | 0.00010267 | 0.00011135 | 0.00011821 | 0.00012362 | 0.00012787 | 0.0001312 | 0.00013379 | 0.00013579 | 0.00013732 | 0.00013848 | 0.00013817 | 0.00013786 | 0.00013755 | 0.00013724 | 0.0030286 | 0.0021372 | 0.0014479 | 0.00090983 | 0.00032611 | 0.13748 | Freezer | 0.58628 | 0 |  |  |  | x | #REF! | #REF! | 37.7132 | 26.6131
LO12Med | NR | Freezer | Residential | Refrigeration | 0.0082064 | 0.00808 | 73.647 | 64.3262 | 60-70 | 40-100 | Multifamily - High Rise | Freezer - Upright - ESME | 4.6523e-06 | 9.2834e-06 | 1.3893e-05 | 1.8483e-05 | 2.3051e-05 | 2.7138e-05 | 3.0381e-05 | 3.2949e-05 | 3.4979e-05 | 3.658e-05 | 3.7838e-05 | 3.8823e-05 | 3.9589e-05 | 4.0181e-05 | 4.0634e-05 | 4.0977e-05 | 4.0887e-05 | 4.0795e-05 | 4.0703e-05 | 4.061e-05 | 0.00089621 | 0.00063243 | 0.00042846 | 0.00026923 | 9.6501e-05 | 0.040682 | Freezer | 0.58628 | 0 |  |  |  | x | #REF! | #REF! | 37.7132 | 26.6131
LO12Med | NR | Freezer | Residential | Refrigeration | 0.0082064 | 0.00808 | 73.647 | 64.3262 | 60-70 | 40-100 | Manufactured | Freezer - Upright - ESME | 0.0079422 | 0.015715 | 0.02332 | 0.030761 | 0.038041 | 0.044408 | 0.049295 | 0.053012 | 0.055803 | 0.057865 | 0.05935 | 0.060381 | 0.061053 | 0.061444 | 0.061612 | 0.061607 | 0.060953 | 0.060303 | 0.05966 | 0.059022 | 1.3025 | 0.98155 | 0.68 | 0.43551 | 0.16019 | 63.1393 | Freezer | 0.58628 | 0 |  |  |  | x | #REF! | #REF! | 37.7132 | 26.6131
LO12Med | NR | Freezer | Residential | Refrigeration | 0.0065588 | 0.0064578 | 58.8604 | -16.9465 | <0 | <40 | Single Family | Freezer - Chest - ESME | 0.013593 | 0.027124 | 0.040594 | 0.054002 | 0.067349 | 0.079291 | 0.088766 | 0.09627 | 0.1022 | 0.10688 | 0.11056 | 0.11343 | 0.11567 | 0.1174 | 0.11872 | 0.11972 | 0.11946 | 0.11919 | 0.11892 | 0.11865 | 2.6185 | 1.8478 | 1.2519 | 0.78662 | 0.28195 | -31.3139 | Freezer | 20.3355 | 1 |  |  |  | x | 20.3355 | 1 | 0 | -16.9465
LO12Med | NR | Freezer | Residential | Refrigeration | 0.0065588 | 0.0064578 | 58.8604 | -16.9465 | <0 | <40 | Multifamily - Low Rise | Freezer - Chest - ESME | 3.9362e-06 | 7.8546e-06 | 1.1755e-05 | 1.5638e-05 | 1.9503e-05 | 2.2961e-05 | 2.5705e-05 | 2.7878e-05 | 2.9596e-05 | 3.095e-05 | 3.2015e-05 | 3.2848e-05 | 3.3496e-05 | 3.3997e-05 | 3.438e-05 | 3.467e-05 | 3.4594e-05 | 3.4516e-05 | 3.4438e-05 | 3.436e-05 | 0.00075828 | 0.00053509 | 0.00036251 | 0.00022779 | 8.1648e-05 | -0.0090679 | Freezer | 20.3355 | 1 |  |  |  | x | 20.3355 | 1 | 0 | -16.9465
LO12Med | NR | Freezer | Residential | Refrigeration | 0.0065588 | 0.0064578 | 58.8604 | -16.9465 | <0 | <40 | Multifamily - High Rise | Freezer - Chest - ESME | 1.1648e-06 | 2.3243e-06 | 3.4785e-06 | 4.6274e-06 | 5.7712e-06 | 6.7945e-06 | 7.6064e-06 | 8.2494e-06 | 8.7577e-06 | 9.1585e-06 | 9.4735e-06 | 9.72e-06 | 9.9119e-06 | 1.006e-05 | 1.0174e-05 | 1.0259e-05 | 1.0237e-05 | 1.0214e-05 | 1.0191e-05 | 1.0168e-05 | 0.00022438 | 0.00015834 | 0.00010727 | 6.7406e-05 | 2.4161e-05 | -0.0026833 | Freezer | 20.3355 | 1 |  |  |  | x | 20.3355 | 1 | 0 | -16.9465
LO12Med | NR | Freezer | Residential | Refrigeration | 0.0065588 | 0.0064578 | 58.8604 | -16.9465 | <0 | <40 | Manufactured | Freezer - Chest - ESME | 0.0019885 | 0.0039345 | 0.0058386 | 0.0077017 | 0.0095242 | 0.011118 | 0.012342 | 0.013272 | 0.013971 | 0.014488 | 0.014859 | 0.015117 | 0.015286 | 0.015384 | 0.015426 | 0.015425 | 0.015261 | 0.015098 | 0.014937 | 0.014777 | 0.32611 | 0.24575 | 0.17025 | 0.10904 | 0.040106 | -4.1646 | Freezer | 20.3355 | 1 |  |  |  | x | 20.3355 | 1 | 0 | -16.9465
LO1Slow | New | WasteWater Heat Recovery | Residential | Water Heating | 0.019816 | 0.014128 | 189.66 | 330.0035 | >200 | >100 | Single Family | SF_DHW Preheat, Electric Resistance | 5.0342e-05 | 7.544e-05 | 0.00016148 | 0.0003003 | 0.00049984 | 0.00076615 | 0.0011305 | 0.0016024 | 0.0021977 | 0.0029013 | 0.0035816 | 0.0043564 | 0.0051548 | 0.0058939 | 0.0063995 | 0.0068415 | 0.0071133 | 0.0072226 | 0.0072637 | 0.0072456 | 0.070759 | 0.070759 | 0.035072 | 0.013267 | 0.0018535 | 23.3506 | WasteWater Heat Recovery | 0.13354 | 0 |  |  |  | x | #REF! | #REF! | 44.067 | 285.9365
LO1Slow | New | WasteWater Heat Recovery | Residential | Water Heating | 0.022956 | 0.016366 | 219.7078 | 271.2549 | >200 | >100 | Single Family | SF_DHW Preheat & Shower Preheat, Electric Resistance | 5.8318e-05 | 8.7392e-05 | 0.00018707 | 0.00034787 | 0.00057903 | 0.00088753 | 0.0013096 | 0.0018563 | 0.0025459 | 0.003361 | 0.004149 | 0.0050466 | 0.0059715 | 0.0068277 | 0.0074134 | 0.0079254 | 0.0082403 | 0.0083669 | 0.0084145 | 0.0083935 | 0.081969 | 0.081969 | 0.040628 | 0.015369 | 0.0021472 | 22.2345 | WasteWater Heat Recovery | 0.16064 | 0 |  |  |  | x | #REF! | #REF! | 43.5747 | 227.6802
LO1Slow | New | WasteWater Heat Recovery | Residential | Water Heating | 0.0099082 | 0.0070638 | 94.83 | 678.1702 | >200 | >100 | Single Family | SF_DHW Preheat, Electric HPWH | 0.00014264 | 0.00021375 | 0.00045754 | 0.00085084 | 0.0014162 | 0.0021708 | 0.0032032 | 0.0045401 | 0.006227 | 0.0082204 | 0.010148 | 0.012343 | 0.014605 | 0.016699 | 0.018132 | 0.019384 | 0.020154 | 0.020464 | 0.02058 | 0.020529 | 0.20048 | 0.20048 | 0.09937 | 0.03759 | 0.0052517 | 135.9615 | WasteWater Heat Recovery | 0.066768 | 0 |  |  |  | x | #REF! | #REF! | 45.2798 | 632.8905
LO1Slow | New | WasteWater Heat Recovery | Residential | Water Heating | 0.011478 | 0.008183 | 109.8539 | 560.673 | >200 | >100 | Single Family | SF_DHW Preheat & Shower Preheat, Electric HPWH | 0.00016523 | 0.00024761 | 0.00053003 | 0.00098564 | 0.0016406 | 0.0025147 | 0.0037106 | 0.0052594 | 0.0072135 | 0.0095227 | 0.011756 | 0.014299 | 0.016919 | 0.019345 | 0.021005 | 0.022455 | 0.023348 | 0.023706 | 0.023841 | 0.023782 | 0.23225 | 0.23225 | 0.11511 | 0.043546 | 0.0060838 | 130.2136 | WasteWater Heat Recovery | 0.080321 | 0 |  |  |  | x | #REF! | #REF! | 45.0336 | 515.6394
LO1Slow | New | WasteWater Heat Recovery | Residential | Water Heating | 0.019816 | 0.014128 | 189.66 | 330.0035 | >200 | >100 | Multifamily - Low Rise | MF_DHW Preheat, Electric Resistance | 0.00022873 | 0.00034801 | 0.00075606 | 0.0014266 | 0.0024085 | 0.0037493 | 0.005615 | 0.008069 | 0.01122 | 0.015028 | 0.018841 | 0.023263 | 0.027928 | 0.032422 | 0.035747 | 0.038818 | 0.040966 | 0.042268 | 0.043185 | 0.043792 | 0.39608 | 0.39608 | 0.18705 | 0.06769 | 0.0089172 | 130.7075 | WasteWater Heat Recovery | 0.13354 | 0 |  |  |  | x | #REF! | #REF! | 44.067 | 285.9365
LO1Slow | New | WasteWater Heat Recovery | Residential | Water Heating | 0.022956 | 0.016366 | 219.7078 | 224.8828 | >200 | >100 | Multifamily - Low Rise | MF_DHW Preheat & Shower Preheat, Electric Resistance | 0.00026496 | 0.00040315 | 0.00087584 | 0.0016526 | 0.0027901 | 0.0043433 | 0.0065046 | 0.0093474 | 0.012998 | 0.017408 | 0.021826 | 0.026948 | 0.032352 | 0.037559 | 0.041411 | 0.044968 | 0.047457 | 0.048965 | 0.050027 | 0.05073 | 0.45883 | 0.45883 | 0.21668 | 0.078414 | 0.01033 | 103.1829 | WasteWater Heat Recovery | 0.19129 | 0 |  |  |  | x | #REF! | #REF! | 43.018 | 181.8648
LO1Slow | New | WasteWater Heat Recovery | Residential | Water Heating | 0.0099082 | 0.0070638 | 94.83 | 678.1702 | >200 | >100 | Multifamily - Low Rise | MF_DHW Preheat, Electric HPWH | 3.8121e-05 | 5.8002e-05 | 0.00012601 | 0.00023776 | 0.00040142 | 0.00062489 | 0.00093583 | 0.0013448 | 0.00187 | 0.0025046 | 0.0031402 | 0.0038771 | 0.0046546 | 0.0054037 | 0.0059579 | 0.0064696 | 0.0068277 | 0.0070447 | 0.0071975 | 0.0072986 | 0.066013 | 0.066013 | 0.031175 | 0.011282 | 0.0014862 | 44.7682 | WasteWater Heat Recovery | 0.066768 | 0 |  |  |  | x | #REF! | #REF! | 45.2798 | 632.8905
LO1Slow | New | WasteWater Heat Recovery | Residential | Water Heating | 0.011478 | 0.008183 | 109.8539 | 467.9287 | >200 | >100 | Multifamily - Low Rise | MF_DHW Preheat & Shower Preheat, Electric HPWH | 4.4161e-05 | 6.7192e-05 | 0.00014597 | 0.00027543 | 0.00046502 | 0.00072389 | 0.0010841 | 0.0015579 | 0.0021663 | 0.0029014 | 0.0036377 | 0.0044914 | 0.005392 | 0.0062599 | 0.0069018 | 0.0074946 | 0.0079094 | 0.0081608 | 0.0083378 | 0.008455 | 0.076472 | 0.076472 | 0.036114 | 0.013069 | 0.0017217 | 35.7833 | WasteWater Heat Recovery | 0.095645 | 0 |  |  |  | x | #REF! | #REF! | 44.7552 | 423.1735
LO1Slow | New | WasteWater Heat Recovery | Residential | Water Heating | 0.019816 | 0.014128 | 189.66 | 330.0035 | >200 | >100 | Multifamily - High Rise | MF_DHW Preheat, Electric Resistance | 2.4982e-06 | 3.7787e-06 | 8.226e-06 | 1.5583e-05 | 2.646e-05 | 4.1299e-05 | 6.2072e-05 | 8.9718e-05 | 0.00012519 | 0.00016797 | 0.00021016 | 0.00025905 | 0.00031109 | 0.00036073 | 0.0003971 | 0.00043069 | 0.00045416 | 0.0004668 | 0.00047427 | 0.00047898 | 0.0043858 | 0.0043858 | 0.0020809 | 0.00075295 | 9.7845e-05 | 1.4473 | WasteWater Heat Recovery | 0.13354 | 0 |  |  |  | x | #REF! | #REF! | 44.067 | 285.9365
LO1Slow | New | WasteWater Heat Recovery | Residential | Water Heating | 0.022956 | 0.016366 | 219.7078 | 224.8828 | >200 | >100 | Multifamily - High Rise | MF_DHW Preheat & Shower Preheat, Electric Resistance | 2.894e-06 | 4.3773e-06 | 9.5292e-06 | 1.8052e-05 | 3.0652e-05 | 4.7842e-05 | 7.1907e-05 | 0.00010393 | 0.00014502 | 0.00019458 | 0.00024346 | 0.00030009 | 0.00036038 | 0.00041788 | 0.00046001 | 0.00049892 | 0.00052611 | 0.00054076 | 0.0005494 | 0.00055487 | 0.0050807 | 0.0050807 | 0.0024106 | 0.00087224 | 0.00011335 | 1.1426 | WasteWater Heat Recovery | 0.19129 | 0 |  |  |  | x | #REF! | #REF! | 43.018 | 181.8648
LO1Slow | New | WasteWater Heat Recovery | Residential | Water Heating | 0.0099082 | 0.0070638 | 94.83 | 678.1702 | >200 | >100 | Multifamily - High Rise | MF_DHW Preheat, Electric HPWH | 4.1637e-07 | 6.2978e-07 | 1.371e-06 | 2.5972e-06 | 4.41e-06 | 6.8832e-06 | 1.0345e-05 | 1.4953e-05 | 2.0865e-05 | 2.7994e-05 | 3.5027e-05 | 4.3174e-05 | 5.1849e-05 | 6.0122e-05 | 6.6183e-05 | 7.1781e-05 | 7.5694e-05 | 7.7801e-05 | 7.9044e-05 | 7.9831e-05 | 0.00073097 | 0.00073097 | 0.00034682 | 0.00012549 | 1.6308e-05 | 0.49572 | WasteWater Heat Recovery | 0.066768 | 0 |  |  |  | x | #REF! | #REF! | 45.2798 | 632.8905
LO1Slow | New | WasteWater Heat Recovery | Residential | Water Heating | 0.011478 | 0.008183 | 109.8539 | 467.9287 | >200 | >100 | Multifamily - High Rise | MF_DHW Preheat & Shower Preheat, Electric HPWH | 4.8234e-07 | 7.2955e-07 | 1.5882e-06 | 3.0087e-06 | 5.1087e-06 | 7.9737e-06 | 1.1984e-05 | 1.7322e-05 | 2.4171e-05 | 3.243e-05 | 4.0576e-05 | 5.0014e-05 | 6.0063e-05 | 6.9647e-05 | 7.6668e-05 | 8.3153e-05 | 8.7686e-05 | 9.0126e-05 | 9.1567e-05 | 9.2478e-05 | 0.00084678 | 0.00084678 | 0.00040177 | 0.00014537 | 1.8891e-05 | 0.39623 | WasteWater Heat Recovery | 0.095645 | 0 |  |  |  | x | #REF! | #REF! | 44.7552 | 423.1735
LO1Slow | New | GSHP | Residential | HVAC | 0.30375 | 0.25422 | 2215.0534 | 359.7482 | >200 | >100 | Single Family | Ground Source Heat Pump Upgrade from Air Source Heat Pump - With Desuperheater - New House 4000 square feet or greater | 0.0001186 | 0.00017773 | 0.00038045 | 0.00070748 | 0.0011776 | 0.001805 | 0.0026635 | 0.0037752 | 0.0051778 | 0.0068353 | 0.0084381 | 0.010264 | 0.012145 | 0.013886 | 0.015077 | 0.016118 | 0.016759 | 0.017016 | 0.017113 | 0.01707 | 0.1667 | 0.1667 | 0.082627 | 0.031257 | 0.0043669 | 59.9713 | GSHP | 0.13838 | 0 |  |  |  | x | #REF! | #REF! | 49.7807 | 309.9675
LO1Slow | New | GSHP | Residential | HVAC | 0.19896 | 0.16701 | 1585.684 | 363.9864 | >200 | >100 | Single Family | Ground Source Heat Pump Upgrade from Air Source Heat Pump - With Desuperheater - New House less than 4000 square feet | 0.00089498 | 0.0013412 | 0.0028708 | 0.0053386 | 0.008886 | 0.013621 | 0.020098 | 0.028487 | 0.039071 | 0.051579 | 0.063673 | 0.077448 | 0.091642 | 0.10478 | 0.11377 | 0.12163 | 0.12646 | 0.1284 | 0.12913 | 0.12881 | 1.2579 | 1.2579 | 0.6235 | 0.23586 | 0.032952 | 457.8726 | GSHP | 0.13192 | 0 |  |  |  | x | #REF! | #REF! | 48.0159 | 315.9705
LO1Slow | NR | GSHP | Residential | HVAC | 0.22603 | 0.19031 | 1777.2856 | 347.0463 | >200 | >100 | Single Family | Ground Source Heat Pump Upgrade from Air Source Heat Pump - With Desuperheater - Existing House less than 4000 square feet | 0.0042633 | 0.0065424 | 0.014253 | 0.026758 | 0.045685 | 0.072713 | 0.10937 | 0.15675 | 0.21517 | 0.28383 | 0.36059 | 0.44193 | 0.52324 | 0.59947 | 0.66603 | 0.71967 | 0.75917 | 0.78752 | 0.8021 | 0.81334 | 16.3322 | 7.4084 | 3.5266 | 1.2959 | 0.17021 | 2571.0568 | GSHP | 0.13861 | 0 |  |  |  | x | #REF! | #REF! | 48.104 | 298.9424
LO1Slow | NR | GSHP | Residential | HVAC | 0.33335 | 0.2792 | 2395.9819 | 377.5955 | >200 | >100 | Single Family | Ground Source Heat Pump Upgrade from Air Source Heat Pump - With Desuperheater - Existing House 4000 square feet or greater | 0.00054524 | 0.00083672 | 0.0018228 | 0.0034222 | 0.0058427 | 0.0092994 | 0.013988 | 0.020047 | 0.027518 | 0.0363 | 0.046117 | 0.05652 | 0.066919 | 0.076668 | 0.085179 | 0.09204 | 0.097092 | 0.10072 | 0.10258 | 0.10402 | 2.0888 | 0.94748 | 0.45102 | 0.16574 | 0.021769 | 357.7626 | GSHP | 0.13299 | 0 |  |  |  | x | #REF! | #REF! | 50.2162 | 327.3793
LO12Med | New | HPWH | Residential | Water Heating | 0.1953 | 0.10875 | 1528.8957 | 44.5701 | 40-50 | 40-100 | Single Family | Tier3_buffer | 0.25554 | 0.49794 | 0.73223 | 0.96486 | 1.1731 | 1.3301 | 1.4608 | 1.5668 | 1.662 | 1.7394 | 1.7482 | 1.7802 | 1.8143 | 1.8377 | 1.8162 | 1.812 | 1.7821 | 1.7404 | 1.7146 | 1.6829 | 29.1112 | 29.1112 | 20.3793 | 13.131 | 4.9538 | 1297.4912 | HPWH | 0.80252 | 0 |  |  |  | x | #REF! | #REF! | 35.7685 | 8.8016
LO12Med | New | HPWH | Residential | Water Heating | 0.1953 | 0.10875 | 1528.8957 | 44.5701 | 40-50 | 40-100 | Multifamily - Low Rise | Tier3_buffer | 0 | 0 | 0 | 0 | 0 | 0 | 0 | 0 | 0 | 0 | 0 | 0 | 0 | 0 | 0 | 0 | 0 | 0 | 0 | 0 | 0 | 0 | 0 | 0 | 0 | 0 | HPWH | 0.80252 | 0 |  |  |  | x | #REF! | #REF! | 35.7685 | 8.8016
LO12Med | New | HPWH | Residential | Water Heating | 0.1953 | 0.10875 | 1528.8957 | 44.5701 | 40-50 | 40-100 | Multifamily - High Rise | Tier3_buffer | 0 | 0 | 0 | 0 | 0 | 0 | 0 | 0 | 0 | 0 | 0 | 0 | 0 | 0 | 0 | 0 | 0 | 0 | 0 | 0 | 0 | 0 | 0 | 0 | 0 | 0 | HPWH | 0.80252 | 0 |  |  |  | x | #REF! | #REF! | 35.7685 | 8.8016
LO12Med | New | HPWH | Residential | Water Heating | 0.1953 | 0.10875 | 1528.8957 | 44.5701 | 40-50 | 40-100 | Manufactured | Tier3_buffer | 0.0081729 | 0.016631 | 0.025513 | 0.035028 | 0.04433 | 0.052285 | 0.059677 | 0.066459 | 0.073115 | 0.079324 | 0.082606 | 0.087076 | 0.091791 | 0.096114 | 0.098146 | 0.10113 | 0.10269 | 0.1035 | 0.10517 | 0.10647 | 1.4352 | 1.4352 | 0.91627 | 0.54314 | 0.18196 | 63.9681 | HPWH | 0.80252 | 0 |  |  |  | x | #REF! | #REF! | 35.7685 | 8.8016
LO12Med | New | HPWH | Residential | Water Heating | 0.16509 | 0.070205 | 1399.5139 | 56.1234 | 50-60 | 40-100 | Single Family | Tier3_indor2_hp85 | 0.021211 | 0.041331 | 0.060778 | 0.080087 | 0.097375 | 0.1104 | 0.12125 | 0.13005 | 0.13795 | 0.14437 | 0.14511 | 0.14776 | 0.15059 | 0.15253 | 0.15075 | 0.1504 | 0.14792 | 0.14446 | 0.14232 | 0.13968 | 2.4163 | 2.4163 | 1.6916 | 1.0899 | 0.41119 | 135.6132 | HPWH | 0.68034 | 0 |  |  |  | x | #REF! | #REF! | 38.1829 | 17.9405
LO12Med | New | HPWH | Residential | Water Heating | 0.16509 | 0.070205 | 1399.5139 | 56.1234 | 50-60 | 40-100 | Multifamily - Low Rise | Tier3_indor2_hp85 | 0 | 0 | 0 | 0 | 0 | 0 | 0 | 0 | 0 | 0 | 0 | 0 | 0 | 0 | 0 | 0 | 0 | 0 | 0 | 0 | 0 | 0 | 0 | 0 | 0 | 0 | HPWH | 0.68034 | 0 |  |  |  | x | #REF! | #REF! | 38.1829 | 17.9405
LO12Med | New | HPWH | Residential | Water Heating | 0.16509 | 0.070205 | 1399.5139 | 56.1234 | 50-60 | 40-100 | Multifamily - High Rise | Tier3_indor2_hp85 | 0 | 0 | 0 | 0 | 0 | 0 | 0 | 0 | 0 | 0 | 0 | 0 | 0 | 0 | 0 | 0 | 0 | 0 | 0 | 0 | 0 | 0 | 0 | 0 | 0 | 0 | HPWH | 0.68034 | 0 |  |  |  | x | #REF! | #REF! | 38.1829 | 17.9405
LO12Med | New | HPWH | Residential | Water Heating | 0.16509 | 0.070205 | 1399.5139 | 56.1234 | 50-60 | 40-100 | Manufactured | Tier3_indor2_hp85 | 0.0078856 | 0.016047 | 0.024616 | 0.033797 | 0.042772 | 0.050447 | 0.05758 | 0.064124 | 0.070545 | 0.076536 | 0.079703 | 0.084016 | 0.088565 | 0.092737 | 0.094697 | 0.09758 | 0.099079 | 0.099861 | 0.10147 | 0.10272 | 1.3848 | 1.3848 | 0.88407 | 0.52405 | 0.17556 | 77.7187 | HPWH | 0.68034 | 0 |  |  |  | x | #REF! | #REF! | 38.1829 | 17.9405
LO12Med | New | HPWH | Residential | Water Heating | 0.21794 | 0.11937 | 1708.5661 | 55.6729 | 50-60 | 40-100 | Single Family | Tier3_indor2_gas | 0.07271 | 0.14168 | 0.20834 | 0.27453 | 0.3338 | 0.37846 | 0.41564 | 0.4458 | 0.47288 | 0.49491 | 0.49743 | 0.50653 | 0.51621 | 0.52288 | 0.51676 | 0.51558 | 0.50705 | 0.4952 | 0.48785 | 0.47882 | 8.2831 | 8.2831 | 5.7986 | 3.7362 | 1.4095 | 461.1425 | HPWH | 0.68962 | 0 |  |  |  | x | #REF! | #REF! | 38.3929 | 17.28
LO12Med | New | HPWH | Residential | Water Heating | 0.21794 | 0.11937 | 1708.5661 | 55.6728 | 50-60 | 40-100 | Multifamily - Low Rise | Tier3_indor2_gas | 0 | 0 | 0 | 0 | 0 | 0 | 0 | 0 | 0 | 0 | 0 | 0 | 0 | 0 | 0 | 0 | 0 | 0 | 0 | 0 | 0 | 0 | 0 | 0 | 0 | 0 | HPWH | 0.68962 | 0 |  |  |  | x | #REF! | #REF! | 38.3929 | 17.28
LO12Med | New | HPWH | Residential | Water Heating | 0.21794 | 0.11937 | 1708.5661 | 55.6728 | 50-60 | 40-100 | Multifamily - High Rise | Tier3_indor2_gas | 0 | 0 | 0 | 0 | 0 | 0 | 0 | 0 | 0 | 0 | 0 | 0 | 0 | 0 | 0 | 0 | 0 | 0 | 0 | 0 | 0 | 0 | 0 | 0 | 0 | 0 | HPWH | 0.68962 | 0 |  |  |  | x | #REF! | #REF! | 38.3929 | 17.28
LO12Med | New | HPWH | Residential | Water Heating | 0.21794 | 0.11937 | 1708.5661 | 55.6729 | 50-60 | 40-100 | Manufactured | Tier3_indor2_gas | 0.006418 | 0.01306 | 0.020035 | 0.027507 | 0.034811 | 0.041058 | 0.046863 | 0.052189 | 0.057416 | 0.062292 | 0.064869 | 0.068379 | 0.072081 | 0.075477 | 0.077072 | 0.079419 | 0.080639 | 0.081275 | 0.082588 | 0.083605 | 1.1271 | 1.1271 | 0.71953 | 0.42652 | 0.14289 | 62.7464 | HPWH | 0.68962 | 0 |  |  |  | x | #REF! | #REF! | 38.3929 | 17.28
LO12Med | New | HPWH | Residential | Water Heating | 0.10648 | 0.035299 | 1038.9603 | 89.7567 | 80-90 | 40-100 | Single Family | Tier3_indor2_resistheat | 0.017841 | 0.034764 | 0.051121 | 0.067362 | 0.081904 | 0.092863 | 0.10199 | 0.10939 | 0.11603 | 0.12143 | 0.12205 | 0.12429 | 0.12666 | 0.1283 | 0.1268 | 0.12651 | 0.12442 | 0.12151 | 0.1197 | 0.11749 | 2.0324 | 2.0324 | 1.4228 | 0.91675 | 0.34585 | 182.4226 | HPWH | 0.46485 | 0 |  |  |  | x | #REF! | #REF! | 41.7234 | 48.0333
LO12Med | New | HPWH | Residential | Water Heating | 0.10648 | 0.035299 | 1038.9603 | 89.7567 | 80-90 | 40-100 | Multifamily - Low Rise | Tier3_indor2_resistheat | 0 | 0 | 0 | 0 | 0 | 0 | 0 | 0 | 0 | 0 | 0 | 0 | 0 | 0 | 0 | 0 | 0 | 0 | 0 | 0 | 0 | 0 | 0 | 0 | 0 | 0 | HPWH | 0.46485 | 0 |  |  |  | x | #REF! | #REF! | 41.7234 | 48.0333
LO12Med | New | HPWH | Residential | Water Heating | 0.10648 | 0.035299 | 1038.9603 | 89.7567 | 80-90 | 40-100 | Multifamily - High Rise | Tier3_indor2_resistheat | 0 | 0 | 0 | 0 | 0 | 0 | 0 | 0 | 0 | 0 | 0 | 0 | 0 | 0 | 0 | 0 | 0 | 0 | 0 | 0 | 0 | 0 | 0 | 0 | 0 | 0 | HPWH | 0.46485 | 0 |  |  |  | x | #REF! | #REF! | 41.7234 | 48.0333
LO12Med | New | HPWH | Residential | Water Heating | 0.10648 | 0.035299 | 1038.9603 | 89.7567 | 80-90 | 40-100 | Manufactured | Tier3_indor2_resistheat | 0.0097568 | 0.019855 | 0.030457 | 0.041817 | 0.052921 | 0.062418 | 0.071243 | 0.079339 | 0.087285 | 0.094697 | 0.098615 | 0.10395 | 0.10958 | 0.11474 | 0.11717 | 0.12073 | 0.12259 | 0.12356 | 0.12555 | 0.1271 | 1.7134 | 1.7134 | 1.0938 | 0.6484 | 0.21722 | 153.7868 | HPWH | 0.46485 | 0 |  |  |  | x | #REF! | #REF! | 41.7234 | 48.0333
LO12Med | New | HPWH | Residential | Water Heating | 0.25224 | 0.14045 | 1974.6499 | 179.6328 | 170-180 | >100 | Single Family | Tier3 NoResistance_SplitSystem | 0 | 0 | 0 | 0 | 0 | 0 | 0 | 0 | 0 | 0 | 0 | 0 | 0 | 0 | 0 | 0 | 0 | 0 | 0 | 0 | 0 | 0 | 0 | 0 | 0 | 0 | HPWH | 0.25973 | 0 |  |  |  | x | #REF! | #REF! | 46.6563 | 132.9764
LO12Med | New | HPWH | Residential | Water Heating | 0.25224 | 0.14045 | 1974.6499 | 179.6328 | 170-180 | >100 | Multifamily - Low Rise | Tier3 NoResistance_SplitSystem | 0.24164 | 0.47808 | 0.7135 | 0.95395 | 1.1765 | 1.3547 | 1.51 | 1.642 | 1.7659 | 1.875 | 1.9141 | 1.9784 | 2.0457 | 2.1039 | 2.1114 | 2.1397 | 2.136 | 2.1198 | 2.1216 | 2.1168 | 32.4988 | 32.4988 | 21.8649 | 13.6254 | 4.9184 | 5837.8494 | HPWH | 0.25973 | 0 |  |  |  | x | #REF! | #REF! | 46.6563 | 132.9764
LO12Med | New | HPWH | Residential | Water Heating | 0.25224 | 0.14045 | 1974.6499 | 179.6328 | 170-180 | >100 | Multifamily - High Rise | Tier3 NoResistance_SplitSystem | 0 | 0 | 0 | 0 | 0 | 0 | 0 | 0 | 0 | 0 | 0 | 0 | 0 | 0 | 0 | 0 | 0 | 0 | 0 | 0 | 0 | 0 | 0 | 0 | 0 | 0 | HPWH | 0.25973 | 0 |  |  |  | x | #REF! | #REF! | 46.6563 | 132.9764
LO12Med | New | HPWH | Residential | Water Heating | 0.25224 | 0.14045 | 1974.6499 | 179.6328 | 170-180 | >100 | Manufactured | Tier3 NoResistance_SplitSystem | 0 | 0 | 0 | 0 | 0 | 0 | 0 | 0 | 0 | 0 | 0 | 0 | 0 | 0 | 0 | 0 | 0 | 0 | 0 | 0 | 0 | 0 | 0 | 0 | 0 | 0 | HPWH | 0.25973 | 0 |  |  |  | x | #REF! | #REF! | 46.6563 | 132.9764
LO5Med | NR | HPWH | Residential | Water Heating | 0.1953 | 0.10875 | 1528.8957 | 44.5701 | 40-50 | 40-100 | Single Family | Tier3_buffer | 0.67596 | 1.5025 | 2.5101 | 3.6754 | 4.9997 | 6.5428 | 8.2293 | 9.9448 | 11.5527 | 12.9248 | 13.9752 | 14.6827 | 15.0907 | 17.3813 | 17.0806 | 16.8021 | 16.5437 | 16.272 | 15.1548 | 0 | 205.5412 | 205.5412 | 140.7686 | 76.5333 | 19.9065 | 9160.9946 | HPWH | 0.80252 | 0 |  |  |  | x | #REF! | #REF! | 35.7685 | 8.8016
LO5Med | NR | HPWH | Residential | Water Heating | 0.1953 | 0.10875 | 1528.8957 | 44.5701 | 40-50 | 40-100 | Multifamily - Low Rise | Tier3_buffer | 0 | 0 | 0 | 0 | 0 | 0 | 0 | 0 | 0 | 0 | 0 | 0 | 0 | 0 | 0 | 0 | 0 | 0 | 0 | 0 | 0 | 0 | 0 | 0 | 0 | 0 | HPWH | 0.80252 | 0 |  |  |  | x | #REF! | #REF! | 35.7685 | 8.8016
LO5Med | NR | HPWH | Residential | Water Heating | 0.1953 | 0.10875 | 1528.8957 | 44.5701 | 40-50 | 40-100 | Multifamily - High Rise | Tier3_buffer | 0 | 0 | 0 | 0 | 0 | 0 | 0 | 0 | 0 | 0 | 0 | 0 | 0 | 0 | 0 | 0 | 0 | 0 | 0 | 0 | 0 | 0 | 0 | 0 | 0 | 0 | HPWH | 0.80252 | 0 |  |  |  | x | #REF! | #REF! | 35.7685 | 8.8016
LO5Med | NR | HPWH | Residential | Water Heating | 0.1953 | 0.10875 | 1528.8957 | 44.5701 | 40-50 | 40-100 | Manufactured | Tier3_buffer | 0.037903 | 0.08354 | 0.13839 | 0.20092 | 0.27101 | 0.35166 | 0.43858 | 0.52553 | 0.60535 | 0.67154 | 0.71999 | 0.75006 | 0.7644 | 0.83434 | 0.82026 | 0.80633 | 0.79254 | 0.77769 | 0.10078 | 0 | 9.6908 | 9.6908 | 7.2135 | 4.0444 | 1.0834 | 431.9206 | HPWH | 0.80252 | 0 |  |  |  | x | #REF! | #REF! | 35.7685 | 8.8016
LO5Med | NR | HPWH | Residential | Water Heating | 0.16509 | 0.070205 | 1399.5139 | 56.1233 | 50-60 | 40-100 | Single Family | Tier3_indor2_hp85 | 0.056107 | 0.12471 | 0.20835 | 0.30507 | 0.41499 | 0.54308 | 0.68306 | 0.82545 | 0.95892 | 1.0728 | 1.16 | 1.2187 | 1.2526 | 1.4427 | 1.4178 | 1.3946 | 1.3732 | 1.3506 | 1.2579 | 0 | 17.0607 | 17.0607 | 11.6843 | 6.3525 | 1.6523 | 957.503 | HPWH | 0.68034 | 0 |  |  |  | x | #REF! | #REF! | 38.1829 | 17.9405
LO5Med | NR | HPWH | Residential | Water Heating | 0.16509 | 0.070205 | 1399.5139 | 56.1234 | 50-60 | 40-100 | Multifamily - Low Rise | Tier3_indor2_hp85 | 0 | 0 | 0 | 0 | 0 | 0 | 0 | 0 | 0 | 0 | 0 | 0 | 0 | 0 | 0 | 0 | 0 | 0 | 0 | 0 | 0 | 0 | 0 | 0 | 0 | 0 | HPWH | 0.68034 | 0 |  |  |  | x | #REF! | #REF! | 38.1829 | 17.9405
LO5Med | NR | HPWH | Residential | Water Heating | 0.16509 | 0.070205 | 1399.5139 | 56.1234 | 50-60 | 40-100 | Multifamily - High Rise | Tier3_indor2_hp85 | 0 | 0 | 0 | 0 | 0 | 0 | 0 | 0 | 0 | 0 | 0 | 0 | 0 | 0 | 0 | 0 | 0 | 0 | 0 | 0 | 0 | 0 | 0 | 0 | 0 | 0 | HPWH | 0.68034 | 0 |  |  |  | x | #REF! | #REF! | 38.1829 | 17.9405
LO5Med | NR | HPWH | Residential | Water Heating | 0.16509 | 0.070205 | 1399.5139 | 56.1233 | 50-60 | 40-100 | Manufactured | Tier3_indor2_hp85 | 0.036571 | 0.080604 | 0.13352 | 0.19386 | 0.26148 | 0.3393 | 0.42316 | 0.50706 | 0.58408 | 0.64794 | 0.69468 | 0.7237 | 0.73753 | 0.80502 | 0.79143 | 0.77799 | 0.76468 | 0.75036 | 0.097239 | 0 | 9.3502 | 9.3502 | 6.96 | 3.9023 | 1.0453 | 524.7664 | HPWH | 0.68034 | 0 |  |  |  | x | #REF! | #REF! | 38.1829 | 17.9405
LO5Med | NR | HPWH | Residential | Water Heating | 0.21794 | 0.11937 | 1708.5661 | 55.6729 | 50-60 | 40-100 | Single Family | Tier3_indor2_gas | 0.19233 | 0.42751 | 0.71421 | 1.0458 | 1.4226 | 1.8616 | 2.3415 | 2.8296 | 3.2871 | 3.6775 | 3.9764 | 4.1777 | 4.2938 | 4.9455 | 4.86 | 4.7807 | 4.7072 | 4.6299 | 4.312 | 0 | 58.483 | 58.483 | 40.0532 | 21.7762 | 5.664 | 3255.9181 | HPWH | 0.68962 | 0 |  |  |  | x | #REF! | #REF! | 38.3929 | 17.28
LO5Med | NR | HPWH | Residential | Water Heating | 0.21794 | 0.11937 | 1708.5661 | 55.6729 | 50-60 | 40-100 | Multifamily - Low Rise | Tier3_indor2_gas | 0 | 0 | 0 | 0 | 0 | 0 | 0 | 0 | 0 | 0 | 0 | 0 | 0 | 0 | 0 | 0 | 0 | 0 | 0 | 0 | 0 | 0 | 0 | 0 | 0 | 0 | HPWH | 0.68962 | 0 |  |  |  | x | #REF! | #REF! | 38.3929 | 17.28
LO5Med | NR | HPWH | Residential | Water Heating | 0.21794 | 0.11937 | 1708.5661 | 55.6728 | 50-60 | 40-100 | Multifamily - High Rise | Tier3_indor2_gas | 0 | 0 | 0 | 0 | 0 | 0 | 0 | 0 | 0 | 0 | 0 | 0 | 0 | 0 | 0 | 0 | 0 | 0 | 0 | 0 | 0 | 0 | 0 | 0 | 0 | 0 | HPWH | 0.68962 | 0 |  |  |  | x | #REF! | #REF! | 38.3929 | 17.28
LO5Med | NR | HPWH | Residential | Water Heating | 0.21794 | 0.11937 | 1708.5661 | 55.6729 | 50-60 | 40-100 | Manufactured | Tier3_indor2_gas | 0.029765 | 0.065602 | 0.10867 | 0.15778 | 0.21282 | 0.27615 | 0.34441 | 0.41269 | 0.47537 | 0.52735 | 0.56539 | 0.58901 | 0.60027 | 0.65519 | 0.64414 | 0.6332 | 0.62236 | 0.61071 | 0.079142 | 0 | 7.61 | 7.61 | 5.6646 | 3.176 | 0.85079 | 423.6715 | HPWH | 0.68962 | 0 |  |  |  | x | #REF! | #REF! | 38.3929 | 17.28
LO5Med | NR | HPWH | Residential | Water Heating | 0.10648 | 0.035299 | 1038.9603 | 89.7567 | 80-90 | 40-100 | Single Family | Tier3_indor2_resistheat | 0.047192 | 0.1049 | 0.17525 | 0.2566 | 0.34905 | 0.45679 | 0.57453 | 0.6943 | 0.80656 | 0.90235 | 0.97568 | 1.0251 | 1.0536 | 1.2135 | 1.1925 | 1.173 | 1.155 | 1.136 | 1.058 | 0 | 14.3499 | 14.3499 | 9.8278 | 5.3432 | 1.3898 | 1288.003 | HPWH | 0.46485 | 0 |  |  |  | x | #REF! | #REF! | 41.7234 | 48.0333
LO5Med | NR | HPWH | Residential | Water Heating | 0.10648 | 0.035299 | 1038.9603 | 89.7567 | 80-90 | 40-100 | Multifamily - Low Rise | Tier3_indor2_resistheat | 0 | 0 | 0 | 0 | 0 | 0 | 0 | 0 | 0 | 0 | 0 | 0 | 0 | 0 | 0 | 0 | 0 | 0 | 0 | 0 | 0 | 0 | 0 | 0 | 0 | 0 | HPWH | 0.46485 | 0 |  |  |  | x | #REF! | #REF! | 41.7234 | 48.0333
LO5Med | NR | HPWH | Residential | Water Heating | 0.10648 | 0.035299 | 1038.9603 | 89.7567 | 80-90 | 40-100 | Multifamily - High Rise | Tier3_indor2_resistheat | 0 | 0 | 0 | 0 | 0 | 0 | 0 | 0 | 0 | 0 | 0 | 0 | 0 | 0 | 0 | 0 | 0 | 0 | 0 | 0 | 0 | 0 | 0 | 0 | 0 | 0 | HPWH | 0.46485 | 0 |  |  |  | x | #REF! | #REF! | 41.7234 | 48.0333
LO5Med | NR | HPWH | Residential | Water Heating | 0.10648 | 0.035299 | 1038.9603 | 89.7567 | 80-90 | 40-100 | Manufactured | Tier3_indor2_resistheat | 0.045249 | 0.09973 | 0.16521 | 0.23986 | 0.32353 | 0.41981 | 0.52358 | 0.62738 | 0.72267 | 0.80169 | 0.85952 | 0.89542 | 0.91254 | 0.99603 | 0.97923 | 0.9626 | 0.94613 | 0.92841 | 0.12031 | 0 | 11.5689 | 11.5689 | 8.6115 | 4.8282 | 1.2934 | 1038.388 | HPWH | 0.46485 | 0 |  |  |  | x | #REF! | #REF! | 41.7234 | 48.0333
LO5Med | NR | HPWH | Residential | Water Heating | 0.25224 | 0.14045 | 1974.6499 | 179.6328 | 170-180 | >100 | Single Family | Tier3 NoResistance_SplitSystem | 0 | 0 | 0 | 0 | 0 | 0 | 0 | 0 | 0 | 0 | 0 | 0 | 0 | 0 | 0 | 0 | 0 | 0 | 0 | 0 | 0 | 0 | 0 | 0 | 0 | 0 | HPWH | 0.25973 | 0 |  |  |  | x | #REF! | #REF! | 46.6563 | 132.9764
LO5Med | NR | HPWH | Residential | Water Heating | 0.25224 | 0.14045 | 1974.6499 | 179.6328 | 170-180 | >100 | Multifamily - Low Rise | Tier3 NoResistance_SplitSystem | 0.31623 | 0.70291 | 1.1743 | 1.7195 | 2.339 | 3.0609 | 3.8499 | 4.6524 | 5.4047 | 6.0466 | 6.5379 | 6.8689 | 7.0598 | 9.1439 | 8.9029 | 8.6757 | 8.4611 | 8.2267 | 8.0071 | 0.034111 | 101.1846 | 101.1846 | 67.7799 | 35.8042 | 9.3128 | 18176.0708 | HPWH | 0.25973 | 0 |  |  |  | x | #REF! | #REF! | 46.6563 | 132.9764
LO5Med | NR | HPWH | Residential | Water Heating | 0.25224 | 0.14045 | 1974.6499 | 179.6328 | 170-180 | >100 | Multifamily - High Rise | Tier3 NoResistance_SplitSystem | 0 | 0 | 0 | 0 | 0 | 0 | 0 | 0 | 0 | 0 | 0 | 0 | 0 | 0 | 0 | 0 | 0 | 0 | 0 | 0 | 0 | 0 | 0 | 0 | 0 | 0 | HPWH | 0.25973 | 0 |  |  |  | x | #REF! | #REF! | 46.6563 | 132.9764
LO5Med | NR | HPWH | Residential | Water Heating | 0.25224 | 0.14045 | 1974.6499 | 179.6328 | 170-180 | >100 | Manufactured | Tier3 NoResistance_SplitSystem | 0 | 0 | 0 | 0 | 0 | 0 | 0 | 0 | 0 | 0 | 0 | 0 | 0 | 0 | 0 | 0 | 0 | 0 | 0 | 0 | 0 | 0 | 0 | 0 | 0 | 0 | HPWH | 0.25973 | 0 |  |  |  | x | #REF! | #REF! | 46.6563 | 132.9764
LO3Slow | New | Heat Recovery Ventilation | Residential | HVAC | 0.091925 | 0.073478 | 543.6441 | 364.6596 | >200 | >100 | Single Family | HRV HZ3CZ2 | 7.3192e-05 | 0.0001834 | 0.00039957 | 0.00077499 | 0.001329 | 0.0020506 | 0.0029709 | 0.0040409 | 0.0052195 | 0.0064009 | 0.0072817 | 0.0081429 | 0.0088851 | 0.00944 | 0.0096306 | 0.0098011 | 0.0098313 | 0.0097211 | 0.0096488 | 0.0095211 | 0.11535 | 0.11535 | 0.066823 | 0.030725 | 0.0048107 | 42.0622 | Heat Recovery Ventilation | 0.15493 | 0 |  |  |  | x | #REF! | #REF! | 56.4951 | 308.1646
LO3Slow | New | Heat Recovery Ventilation | Residential | HVAC | 0.084908 | 0.069396 | 501.3397 | 397.7912 | >200 | >100 | Single Family | HRV HZ3CZ3 | 6.8077e-06 | 1.7059e-05 | 3.7165e-05 | 7.2084e-05 | 0.00012361 | 0.00019073 | 0.00027633 | 0.00037585 | 0.00048547 | 0.00059537 | 0.00067729 | 0.00075739 | 0.00082643 | 0.00087804 | 0.00089577 | 0.00091162 | 0.00091444 | 0.00090419 | 0.00089746 | 0.00088559 | 0.010729 | 0.010729 | 0.0062154 | 0.0028578 | 0.00044746 | 4.2678 | Heat Recovery Ventilation | 0.14217 | 0 |  |  |  | x | #REF! | #REF! | 56.5559 | 341.2353
LO3Slow | New | Heat Recovery Ventilation | Residential | HVAC | 0.06549 | 0.054914 | 385.9485 | 525.1122 | >200 | >100 | Single Family | HRV HZ3CZ1 | 0.0002253 | 0.00056456 | 0.00123 | 0.0023856 | 0.0040909 | 0.0063122 | 0.0091451 | 0.012439 | 0.016067 | 0.019704 | 0.022415 | 0.025066 | 0.027351 | 0.029059 | 0.029645 | 0.03017 | 0.030263 | 0.029924 | 0.029702 | 0.029308 | 0.35507 | 0.35507 | 0.2057 | 0.094578 | 0.014809 | 186.4494 | Heat Recovery Ventilation | 0.10882 | 0 |  |  |  | x | #REF! | #REF! | 57.1415 | 467.9707
LO3Slow | New | Heat Recovery Ventilation | Residential | HVAC | 0.048033 | 0.038353 | 284.0908 | 723.4838 | >200 | >100 | Single Family | HRV HZ2CZ2 | 0.00031181 | 0.00078133 | 0.0017023 | 0.0033016 | 0.0056616 | 0.0087358 | 0.012656 | 0.017215 | 0.022236 | 0.027269 | 0.031022 | 0.03469 | 0.037852 | 0.040216 | 0.041028 | 0.041754 | 0.041883 | 0.041414 | 0.041106 | 0.040562 | 0.4914 | 0.4914 | 0.28468 | 0.13089 | 0.020494 | 355.5184 | Heat Recovery Ventilation | 0.080978 | 0 |  |  |  | x | #REF! | #REF! | 58.5862 | 664.8976
LO3Slow | New | Heat Recovery Ventilation | Residential | HVAC | 0.044432 | 0.033532 | 263.8201 | 781.2535 | >200 | >100 | Single Family | HRV HZ2CZ3 | 3.8301e-05 | 9.5975e-05 | 0.0002091 | 0.00040555 | 0.00069544 | 0.0010731 | 0.0015547 | 0.0021146 | 0.0027313 | 0.0033496 | 0.0038105 | 0.0042612 | 0.0046496 | 0.0049399 | 0.0050397 | 0.0051289 | 0.0051447 | 0.0050871 | 0.0050492 | 0.0049824 | 0.060361 | 0.060361 | 0.034969 | 0.016078 | 0.0025174 | 47.1572 | Heat Recovery Ventilation | 0.076085 | 0 |  |  |  | x | #REF! | #REF! | 59.442 | 721.8115
LO3Slow | New | Heat Recovery Ventilation | Residential | HVAC | 0.039041 | 0.031943 | 230.5018 | 898.2046 | >200 | >100 | Single Family | HRV HZ2CZ1 | 0.0001572 | 0.00039391 | 0.0008582 | 0.0016645 | 0.0028543 | 0.0044042 | 0.0063808 | 0.008679 | 0.01121 | 0.013748 | 0.01564 | 0.017489 | 0.019083 | 0.020275 | 0.020684 | 0.021051 | 0.021116 | 0.020879 | 0.020724 | 0.020449 | 0.24774 | 0.24774 | 0.14352 | 0.06599 | 0.010332 | 222.5216 | Heat Recovery Ventilation | 0.065353 | 0 |  |  |  | x | #REF! | #REF! | 58.7001 | 839.5046
LO3Slow | New | Heat Recovery Ventilation | Residential | HVAC | 0.035224 | 0.02574 | 209.5892 | 990.6757 | >200 | >100 | Single Family | HRV HZ1CZ3 | 0.0002754 | 0.0006901 | 0.0015035 | 0.0029161 | 0.0050005 | 0.0077158 | 0.011179 | 0.015205 | 0.019639 | 0.024085 | 0.027399 | 0.030639 | 0.033432 | 0.03552 | 0.036237 | 0.036879 | 0.036993 | 0.036578 | 0.036306 | 0.035826 | 0.43402 | 0.43402 | 0.25144 | 0.11561 | 0.018101 | 429.9719 | Heat Recovery Ventilation | 0.060827 | 0 |  |  |  | x | #REF! | #REF! | 60.2601 | 930.4156
LO3Slow | New | Heat Recovery Ventilation | Residential | HVAC | 0.024374 | 0.017781 | 145.0455 | 1443.9981 | >200 | >100 | Single Family | HRV HZ1CZ2 | 0.0002245 | 0.00056254 | 0.0012256 | 0.0023771 | 0.0040762 | 0.0062896 | 0.0091124 | 0.012394 | 0.016009 | 0.019633 | 0.022335 | 0.024976 | 0.027253 | 0.028955 | 0.029539 | 0.030062 | 0.030155 | 0.029817 | 0.029595 | 0.029204 | 0.3538 | 0.3538 | 0.20496 | 0.09424 | 0.014756 | 510.8806 | Heat Recovery Ventilation | 0.042109 | 0 |  |  |  | x | #REF! | #REF! | 60.8055 | 1383.1925
LO3Slow | New | Heat Recovery Ventilation | Residential | HVAC | 0.019122 | 0.017082 | 112.1395 | 1875.8353 | >200 | >100 | Single Family | HRV HZ1CZ1 | 0.00064649 | 0.00162 | 0.0035294 | 0.0068454 | 0.011739 | 0.018113 | 0.026241 | 0.035693 | 0.046103 | 0.056539 | 0.064319 | 0.071925 | 0.078481 | 0.083383 | 0.085066 | 0.086572 | 0.086839 | 0.085866 | 0.085227 | 0.084099 | 1.0188 | 1.0188 | 0.59024 | 0.27139 | 0.042492 | 1911.188 | Heat Recovery Ventilation | 0.031156 | 0 |  |  |  | x | #REF! | #REF! | 58.4442 | 1817.3911
LO3Slow | New | Fixtures | Residential | Lighting | 9.9203e-05 | 9.4046e-05 | 0.7927 | -66.87 | <0 | <40 | Single Family | ID/MT/OR-Floor/Table_0 to 249 lumens | 2.5042e-06 | 6.275e-06 | 1.3671e-05 | 2.6516e-05 | 4.5469e-05 | 7.0159e-05 | 0.00010165 | 0.00013826 | 0.00017858 | 0.000219 | 0.00024914 | 0.0002786 | 0.000304 | 0.00032298 | 0.0003295 | 0.00033534 | 0.00033637 | 0.0003326 | 0.00033013 | 0.00032576 | 0.0039465 | 0.0039465 | 0.0022863 | 0.0010512 | 0.00016459 | -0.2639 | Fixtures | 8.6572 | 1 |  |  |  | x | 8.6572 | 1 | 0 | -66.87
LO3Slow | New | Fixtures | Residential | Lighting | 0.00019434 | 0.00018423 | 1.5529 | -66.87 | <0 | <40 | Single Family | ID/MT/OR-Floor/Table_250 to 499 lumens | 1.7539e-05 | 4.395e-05 | 9.5753e-05 | 0.00018572 | 0.00031847 | 0.0004914 | 0.00071193 | 0.00096835 | 0.0012508 | 0.0015339 | 0.001745 | 0.0019513 | 0.0021292 | 0.0022622 | 0.0023078 | 0.0023487 | 0.002356 | 0.0023296 | 0.0023122 | 0.0022816 | 0.027641 | 0.027641 | 0.016013 | 0.0073628 | 0.0011528 | -1.8484 | Fixtures | 8.6572 | 1 |  |  |  | x | 8.6572 | 1 | 0 | -66.87
LO3Slow | New | Fixtures | Residential | Lighting | 0.00037289 | 0.0003535 | 2.9796 | -66.87 | <0 | <40 | Single Family | ID/MT/OR-Floor/Table_500 to 999 lumens | 0.00014893 | 0.00037318 | 0.00081302 | 0.0015769 | 0.0027041 | 0.0041724 | 0.0060449 | 0.0082221 | 0.01062 | 0.013024 | 0.014816 | 0.016569 | 0.018079 | 0.019208 | 0.019596 | 0.019943 | 0.020004 | 0.01978 | 0.019633 | 0.019373 | 0.2347 | 0.2347 | 0.13597 | 0.062516 | 0.0097885 | -15.6943 | Fixtures | 8.6572 | 1 |  |  |  | x | 8.6572 | 1 | 0 | -66.87
LO3Slow | New | Fixtures | Residential | Lighting | 0.00068359 | 0.00064805 | 5.4623 | -66.87 | <0 | <40 | Single Family | ID/MT/OR-Floor/Table_1000 to 1999 lumens | 0.00016382 | 0.00041051 | 0.00089436 | 0.0017347 | 0.0029746 | 0.0045898 | 0.0066496 | 0.0090446 | 0.011683 | 0.014327 | 0.016299 | 0.018226 | 0.019887 | 0.021129 | 0.021556 | 0.021938 | 0.022005 | 0.021759 | 0.021597 | 0.021311 | 0.25818 | 0.25818 | 0.14957 | 0.06877 | 0.010768 | -17.2644 | Fixtures | 8.6572 | 1 |  |  |  | x | 8.6572 | 1 | 0 | -66.87
LO3Slow | New | Fixtures | Residential | Lighting | 0.0013249 | 0.001256 | 10.5866 | -66.87 | <0 | <40 | Single Family | ID/MT/OR-Floor/Table_2000 to 3999 lumens | 4.5617e-05 | 0.00011431 | 0.00024904 | 0.00048302 | 0.00082828 | 0.001278 | 0.0018516 | 0.0025185 | 0.0032531 | 0.0039894 | 0.0045384 | 0.0050751 | 0.0055377 | 0.0058835 | 0.0060023 | 0.0061086 | 0.0061275 | 0.0060588 | 0.0060137 | 0.0059341 | 0.071891 | 0.071891 | 0.041648 | 0.019149 | 0.0029983 | -4.8073 | Fixtures | 8.6572 | 1 |  |  |  | x | 8.6572 | 1 | 0 | -66.87
LO3Slow | New | Fixtures | Residential | Lighting | 0.0024201 | 0.0022942 | 19.3377 | -66.87 | <0 | <40 | Single Family | ID/MT/OR-Floor/Table_4000 to 7999 lumens | 5.2525e-06 | 1.3162e-05 | 2.8675e-05 | 5.5617e-05 | 9.5371e-05 | 0.00014716 | 0.0002132 | 0.00028999 | 0.00037457 | 0.00045936 | 0.00052257 | 0.00058437 | 0.00063763 | 0.00067745 | 0.00069113 | 0.00070337 | 0.00070554 | 0.00069763 | 0.00069244 | 0.00068328 | 0.0082778 | 0.0082778 | 0.0047955 | 0.0022049 | 0.00034524 | -0.55353 | Fixtures | 8.6572 | 1 |  |  |  | x | 8.6572 | 1 | 0 | -66.87
LO3Slow | New | Fixtures | Residential | Lighting | 0.00013061 | 0.00012357 | 1.0409 | -37.1249 | <0 | <40 | Single Family | ID/MT/OR-Ceiling and Wall Flush Mount _0 to 249 lumens | 1.3883e-06 | 3.4787e-06 | 7.579e-06 | 1.47e-05 | 2.5207e-05 | 3.8895e-05 | 5.635e-05 | 7.6646e-05 | 9.9001e-05 | 0.00012141 | 0.00013812 | 0.00015445 | 0.00016853 | 0.00017905 | 0.00018267 | 0.0001859 | 0.00018648 | 0.00018439 | 0.00018302 | 0.00018059 | 0.0021879 | 0.0021879 | 0.0012675 | 0.00058277 | 9.1248e-05 | -0.081224 | Fixtures | 3.7716 | 1 |  |  |  | x | 3.7716 | 1 | 0 | -37.1249
LO3Slow | New | Fixtures | Residential | Lighting | 0.00025587 | 0.00024207 | 2.0391 | -37.1249 | <0 | <40 | Single Family | ID/MT/OR-Ceiling and Wall Flush Mount _250 to 499 lumens | 1.6951e-05 | 4.2476e-05 | 9.254e-05 | 0.00017949 | 0.00030778 | 0.00047491 | 0.00068804 | 0.00093586 | 0.0012088 | 0.0014824 | 0.0016864 | 0.0018859 | 0.0020578 | 0.0021863 | 0.0022304 | 0.0022699 | 0.0022769 | 0.0022514 | 0.0022346 | 0.0022051 | 0.026714 | 0.026714 | 0.015476 | 0.0071157 | 0.0011141 | -0.99175 | Fixtures | 3.7716 | 1 |  |  |  | x | 3.7716 | 1 | 0 | -37.1249
LO3Slow | New | Fixtures | Residential | Lighting | 0.00049096 | 0.00046447 | 3.9125 | -37.1249 | <0 | <40 | Single Family | ID/MT/OR-Ceiling and Wall Flush Mount _500 to 999 lumens | 0.00015843 | 0.00039699 | 0.0008649 | 0.0016775 | 0.0028766 | 0.0044386 | 0.0064306 | 0.0087467 | 0.011298 | 0.013855 | 0.015762 | 0.017626 | 0.019232 | 0.020433 | 0.020846 | 0.021215 | 0.021281 | 0.021042 | 0.020886 | 0.020609 | 0.24968 | 0.24968 | 0.14464 | 0.066505 | 0.010413 | -9.2692 | Fixtures | 3.7716 | 1 |  |  |  | x | 3.7716 | 1 | 0 | -37.1249
LO3Slow | New | Fixtures | Residential | Lighting | 0.00090004 | 0.00085147 | 7.1725 | -37.1249 | <0 | <40 | Single Family | ID/MT/OR-Ceiling and Wall Flush Mount _1000 to 1999 lumens | 0.00019571 | 0.0004904 | 0.0010684 | 0.0020723 | 0.0035535 | 0.0054831 | 0.0079438 | 0.010805 | 0.013956 | 0.017116 | 0.019471 | 0.021773 | 0.023758 | 0.025242 | 0.025751 | 0.026207 | 0.026288 | 0.025993 | 0.0258 | 0.025459 | 0.30843 | 0.30843 | 0.17868 | 0.082155 | 0.012863 | -11.4503 | Fixtures | 3.7716 | 1 |  |  |  | x | 3.7716 | 1 | 0 | -37.1249
LO3Slow | New | Fixtures | Residential | Lighting | 0.0017444 | 0.0016503 | 13.9011 | -37.1249 | <0 | <40 | Single Family | ID/MT/OR-Ceiling and Wall Flush Mount _2000 to 3999 lumens | 0.00015478 | 0.00038785 | 0.00084499 | 0.0016389 | 0.0028104 | 0.0043364 | 0.0062826 | 0.0085454 | 0.011038 | 0.013536 | 0.015399 | 0.01722 | 0.01879 | 0.019963 | 0.020366 | 0.020727 | 0.020791 | 0.020558 | 0.020405 | 0.020135 | 0.24393 | 0.24393 | 0.14131 | 0.064975 | 0.010173 | -9.0558 | Fixtures | 3.7716 | 1 |  |  |  | x | 3.7716 | 1 | 0 | -37.1249
LO3Slow | New | Fixtures | Residential | Lighting | 0.0031863 | 0.0030144 | 25.3921 | -37.1249 | <0 | <40 | Single Family | ID/MT/OR-Ceiling and Wall Flush Mount _4000 to 7999 lumens | 4.692e-05 | 0.00011757 | 0.00025615 | 0.00049682 | 0.00085194 | 0.0013145 | 0.0019045 | 0.0025904 | 0.003346 | 0.0041034 | 0.004668 | 0.0052201 | 0.0056959 | 0.0060516 | 0.0061738 | 0.0062831 | 0.0063025 | 0.0062318 | 0.0061855 | 0.0061036 | 0.073944 | 0.073944 | 0.042838 | 0.019696 | 0.0030839 | -2.7452 | Fixtures | 3.7716 | 1 |  |  |  | x | 3.7716 | 1 | 0 | -37.1249
LO3Slow | New | Fixtures | Residential | Lighting | 0.00010381 | 9.7994e-05 | 0.82491 | -111.0448 | <0 | <40 | Single Family | ID/MT/OR-Downlight Fixture_0 to 249 lumens | 6.3789e-08 | 1.5984e-07 | 3.4824e-07 | 6.7543e-07 | 1.1582e-06 | 1.7871e-06 | 2.5892e-06 | 3.5217e-06 | 4.5489e-06 | 5.5786e-06 | 6.3462e-06 | 7.0967e-06 | 7.7436e-06 | 8.2272e-06 | 8.3933e-06 | 8.5419e-06 | 8.5683e-06 | 8.4723e-06 | 8.4092e-06 | 8.2979e-06 | 0.00010053 | 0.00010053 | 5.8238e-05 | 2.6777e-05 | 4.1927e-06 | -0.011163 | Fixtures | 10.4664 | 1 |  |  |  | x | 10.4664 | 1 | 0 | -111.0448
LO3Slow | New | Fixtures | Residential | Lighting | 0.00020337 | 0.00019197 | 1.616 | -111.0448 | <0 | <40 | Single Family | ID/MT/OR-Downlight Fixture_250 to 499 lumens | 1.0536e-05 | 2.6402e-05 | 5.7521e-05 | 0.00011157 | 0.00019131 | 0.0002952 | 0.00042768 | 0.00058171 | 0.00075138 | 0.00092146 | 0.0010483 | 0.0011722 | 0.0012791 | 0.001359 | 0.0013864 | 0.0014109 | 0.0014153 | 0.0013994 | 0.001389 | 0.0013706 | 0.016605 | 0.016605 | 0.0096197 | 0.004423 | 0.00069253 | -1.8439 | Fixtures | 10.4664 | 1 |  |  |  | x | 10.4664 | 1 | 0 | -111.0448
LO3Slow | New | Fixtures | Residential | Lighting | 0.00039021 | 0.00036834 | 3.1007 | -111.0448 | <0 | <40 | Single Family | ID/MT/OR-Downlight Fixture_500 to 999 lumens | 0.00037003 | 0.00092722 | 0.0020201 | 0.0039181 | 0.0067187 | 0.010367 | 0.01502 | 0.020429 | 0.026388 | 0.032361 | 0.036814 | 0.041168 | 0.04492 | 0.047725 | 0.048689 | 0.049551 | 0.049704 | 0.049147 | 0.048781 | 0.048136 | 0.58315 | 0.58315 | 0.33784 | 0.15533 | 0.024321 | -64.7561 | Fixtures | 10.4664 | 1 |  |  |  | x | 10.4664 | 1 | 0 | -111.0448
LO3Slow | New | Fixtures | Residential | Lighting | 0.00071535 | 0.00067525 | 5.6843 | -111.0448 | <0 | <40 | Single Family | ID/MT/OR-Downlight Fixture_1000 to 1999 lumens | 0.00011296 | 0.00028306 | 0.00061669 | 0.0011961 | 0.0020511 | 0.0031648 | 0.0045851 | 0.0062365 | 0.0080555 | 0.009879 | 0.011238 | 0.012567 | 0.013713 | 0.014569 | 0.014864 | 0.015127 | 0.015173 | 0.015003 | 0.014892 | 0.014695 | 0.17802 | 0.17802 | 0.10313 | 0.047419 | 0.0074247 | -19.7684 | Fixtures | 10.4664 | 1 |  |  |  | x | 10.4664 | 1 | 0 | -111.0448
LO3Slow | New | Fixtures | Residential | Lighting | 0.0013864 | 0.0013087 | 11.0168 | -111.0448 | <0 | <40 | Single Family | ID/MT/OR-Downlight Fixture_2000 to 3999 lumens | 3.362e-05 | 8.4244e-05 | 0.00018354 | 0.00035598 | 0.00061044 | 0.00094191 | 0.0013646 | 0.0018561 | 0.0023975 | 0.0029402 | 0.0033448 | 0.0037403 | 0.0040812 | 0.0043361 | 0.0044237 | 0.004502 | 0.0045159 | 0.0044653 | 0.0044321 | 0.0043734 | 0.052983 | 0.052983 | 0.030694 | 0.014113 | 0.0022097 | -5.8835 | Fixtures | 10.4664 | 1 |  |  |  | x | 10.4664 | 1 | 0 | -111.0448
LO3Slow | New | Fixtures | Residential | Lighting | 0.0025325 | 0.0023905 | 20.1235 | -111.0448 | <0 | <40 | Single Family | ID/MT/OR-Downlight Fixture_4000 to 7999 lumens | 1.0588e-05 | 2.6532e-05 | 5.7804e-05 | 0.00011211 | 0.00019225 | 0.00029665 | 0.00042978 | 0.00058457 | 0.00075507 | 0.00092599 | 0.0010534 | 0.001178 | 0.0012854 | 0.0013656 | 0.0013932 | 0.0014179 | 0.0014222 | 0.0014063 | 0.0013958 | 0.0013774 | 0.016687 | 0.016687 | 0.009667 | 0.0044448 | 0.00069594 | -1.853 | Fixtures | 10.4664 | 1 |  |  |  | x | 10.4664 | 1 | 0 | -111.0448
LO3Slow | New | Fixtures | Residential | Lighting | 0.00015581 | 0.00017678 | 0.87246 | -72.4583 | <0 | <40 | Single Family | ID/MT/OR-Exterior Porch_0 to 249 lumens | 8.3018e-10 | 2.0803e-09 | 4.5322e-09 | 8.7904e-09 | 1.5074e-08 | 2.3259e-08 | 3.3697e-08 | 4.5834e-08 | 5.9202e-08 | 7.2603e-08 | 8.2594e-08 | 9.2361e-08 | 1.0078e-07 | 1.0707e-07 | 1.0924e-07 | 1.1117e-07 | 1.1151e-07 | 1.1026e-07 | 1.0944e-07 | 1.0799e-07 | 1.3083e-06 | 1.3083e-06 | 7.5795e-07 | 3.485e-07 | 5.4566e-08 | -9.4799e-05 | Fixtures | 10.5821 | 1 |  |  |  | x | 10.5821 | 1 | 0 | -72.4583
LO3Slow | New | Fixtures | Residential | Lighting | 0.00030523 | 0.0003463 | 1.7091 | -72.4583 | <0 | <40 | Single Family | ID/MT/OR-Exterior Porch_250 to 499 lumens | 2.6313e-07 | 6.5934e-07 | 1.4365e-06 | 2.7861e-06 | 4.7777e-06 | 7.3719e-06 | 1.068e-05 | 1.4527e-05 | 1.8764e-05 | 2.3012e-05 | 2.6178e-05 | 2.9274e-05 | 3.1942e-05 | 3.3937e-05 | 3.4622e-05 | 3.5235e-05 | 3.5344e-05 | 3.4948e-05 | 3.4688e-05 | 3.4229e-05 | 0.00041468 | 0.00041468 | 0.00024023 | 0.00011046 | 1.7295e-05 | -0.030047 | Fixtures | 10.5821 | 1 |  |  |  | x | 10.5821 | 1 | 0 | -72.4583
LO3Slow | New | Fixtures | Residential | Lighting | 0.00058566 | 0.00066447 | 3.2794 | -72.4583 | <0 | <40 | Single Family | ID/MT/OR-Exterior Porch_500 to 999 lumens | 1.3155e-05 | 3.2963e-05 | 7.1815e-05 | 0.00013929 | 0.00023885 | 0.00036855 | 0.00053395 | 0.00072626 | 0.00093808 | 0.0011504 | 0.0013087 | 0.0014635 | 0.0015969 | 0.0016966 | 0.0017309 | 0.0017615 | 0.001767 | 0.0017472 | 0.0017342 | 0.0017112 | 0.020731 | 0.020731 | 0.01201 | 0.0055221 | 0.00086462 | -1.5021 | Fixtures | 10.5821 | 1 |  |  |  | x | 10.5821 | 1 | 0 | -72.4583
LO3Slow | New | Fixtures | Residential | Lighting | 0.0010737 | 0.0012181 | 6.0119 | -72.4583 | <0 | <40 | Single Family | ID/MT/OR-Exterior Porch_1000 to 1999 lumens | 2.5763e-05 | 6.4557e-05 | 0.00014065 | 0.00027279 | 0.00046779 | 0.0007218 | 0.0010457 | 0.0014224 | 0.0018372 | 0.0022531 | 0.0025631 | 0.0028663 | 0.0031275 | 0.0033228 | 0.0033899 | 0.0034499 | 0.0034606 | 0.0034218 | 0.0033964 | 0.0033514 | 0.040602 | 0.040602 | 0.023521 | 0.010815 | 0.0016933 | -2.9419 | Fixtures | 10.5821 | 1 |  |  |  | x | 10.5821 | 1 | 0 | -72.4583
LO3Slow | New | Fixtures | Residential | Lighting | 0.0020809 | 0.0023609 | 11.6518 | -72.4583 | <0 | <40 | Single Family | ID/MT/OR-Exterior Porch_2000 to 3999 lumens | 2.4375e-05 | 6.1078e-05 | 0.00013307 | 0.00025809 | 0.00044258 | 0.0006829 | 0.00098938 | 0.0013457 | 0.0017382 | 0.0021317 | 0.002425 | 0.0027118 | 0.002959 | 0.0031438 | 0.0032072 | 0.003264 | 0.0032741 | 0.0032374 | 0.0032133 | 0.0031708 | 0.038414 | 0.038414 | 0.022254 | 0.010232 | 0.0016021 | -2.7834 | Fixtures | 10.5821 | 1 |  |  |  | x | 10.5821 | 1 | 0 | -72.4583
LO3Slow | New | Fixtures | Residential | Lighting | 0.003801 | 0.0043124 | 21.2835 | -72.4583 | <0 | <40 | Single Family | ID/MT/OR-Exterior Porch_4000 to 7999 lumens | 1.0681e-06 | 2.6764e-06 | 5.8309e-06 | 1.1309e-05 | 1.9393e-05 | 2.9924e-05 | 4.3353e-05 | 5.8967e-05 | 7.6166e-05 | 9.3407e-05 | 0.00010626 | 0.00011883 | 0.00012966 | 0.00013776 | 0.00014054 | 0.00014302 | 0.00014347 | 0.00014186 | 0.0001408 | 0.00013894 | 0.0016832 | 0.0016832 | 0.00097513 | 0.00044836 | 7.0201e-05 | -0.12196 | Fixtures | 10.5821 | 1 |  |  |  | x | 10.5821 | 1 | 0 | -72.4583
LO3Slow | New | Fixtures | Residential | Lighting | 0.00017263 | 0.00020188 | 0.95994 | -89.0984 | <0 | <40 | Single Family | ID/MT/OR-Chandelier/Pendant_0 to 249 lumens | 6.9438e-07 | 1.74e-06 | 3.7908e-06 | 7.3525e-06 | 1.2608e-05 | 1.9454e-05 | 2.8185e-05 | 3.8336e-05 | 4.9518e-05 | 6.0727e-05 | 6.9083e-05 | 7.7253e-05 | 8.4294e-05 | 8.9559e-05 | 9.1367e-05 | 9.2984e-05 | 9.3271e-05 | 9.2226e-05 | 9.154e-05 | 9.0328e-05 | 0.0010943 | 0.0010943 | 0.00063396 | 0.00029149 | 4.564e-05 | -0.097501 | Fixtures | 6.1235 | 1 |  |  |  | x | 6.1235 | 1 | 0 | -89.0984
LO3Slow | New | Fixtures | Residential | Lighting | 0.00033817 | 0.00039547 | 1.8805 | -89.0984 | <0 | <40 | Single Family | ID/MT/OR-Chandelier/Pendant_250 to 499 lumens | 5.6129e-06 | 1.4065e-05 | 3.0642e-05 | 5.9432e-05 | 0.00010191 | 0.00015725 | 0.00022783 | 0.00030989 | 0.00040027 | 0.00049087 | 0.00055842 | 0.00062446 | 0.00068138 | 0.00072393 | 0.00073855 | 0.00075162 | 0.00075394 | 0.00074549 | 0.00073995 | 0.00073015 | 0.0088457 | 0.0088457 | 0.0051245 | 0.0023562 | 0.00036892 | -0.78814 | Fixtures | 6.1235 | 1 |  |  |  | x | 6.1235 | 1 | 0 | -89.0984
LO3Slow | New | Fixtures | Residential | Lighting | 0.00064887 | 0.00075881 | 3.6083 | -89.0984 | <0 | <40 | Single Family | ID/MT/OR-Chandelier/Pendant_500 to 999 lumens | 4.1263e-05 | 0.0001034 | 0.00022527 | 0.00043692 | 0.00074922 | 0.0011561 | 0.0016749 | 0.0022781 | 0.0029426 | 0.0036086 | 0.0041052 | 0.0045907 | 0.0050091 | 0.005322 | 0.0054294 | 0.0055255 | 0.0055426 | 0.0054805 | 0.0054397 | 0.0053677 | 0.065029 | 0.065029 | 0.037673 | 0.017322 | 0.0027121 | -5.794 | Fixtures | 6.1235 | 1 |  |  |  | x | 6.1235 | 1 | 0 | -89.0984
LO3Slow | New | Fixtures | Residential | Lighting | 0.0011895 | 0.0013911 | 6.6148 | -89.0984 | <0 | <40 | Single Family | ID/MT/OR-Chandelier/Pendant_1000 to 1999 lumens | 6.9902e-05 | 0.00017516 | 0.00038162 | 0.00074016 | 0.0012692 | 0.0019584 | 0.0028373 | 0.0038593 | 0.0049849 | 0.0061133 | 0.0069545 | 0.0077769 | 0.0084858 | 0.0090157 | 0.0091978 | 0.0093606 | 0.0093895 | 0.0092843 | 0.0092152 | 0.0090932 | 0.11016 | 0.11016 | 0.06382 | 0.029344 | 0.0045945 | -9.8153 | Fixtures | 6.1235 | 1 |  |  |  | x | 6.1235 | 1 | 0 | -89.0984
LO3Slow | New | Fixtures | Residential | Lighting | 0.0023054 | 0.0026961 | 12.8202 | -89.0984 | <0 | <40 | Single Family | ID/MT/OR-Chandelier/Pendant_2000 to 3999 lumens | 0.00010079 | 0.00025255 | 0.00055023 | 0.0010672 | 0.00183 | 0.0028237 | 0.004091 | 0.0055644 | 0.0071873 | 0.0088143 | 0.010027 | 0.011213 | 0.012235 | 0.012999 | 0.013262 | 0.013496 | 0.013538 | 0.013386 | 0.013287 | 0.013111 | 0.15884 | 0.15884 | 0.092017 | 0.042309 | 0.0066245 | -14.152 | Fixtures | 6.1235 | 1 |  |  |  | x | 6.1235 | 1 | 0 | -89.0984
LO3Slow | New | Fixtures | Residential | Lighting | 0.0042112 | 0.0049247 | 23.4176 | -89.0984 | <0 | <40 | Single Family | ID/MT/OR-Chandelier/Pendant_4000 to 7999 lumens | 6.0546e-05 | 0.00015172 | 0.00033054 | 0.0006411 | 0.0010994 | 0.0016963 | 0.0024576 | 0.0033427 | 0.0043177 | 0.0052951 | 0.0060237 | 0.006736 | 0.00735 | 0.0078091 | 0.0079667 | 0.0081078 | 0.0081328 | 0.0080416 | 0.0079818 | 0.0078762 | 0.095418 | 0.095418 | 0.055278 | 0.025416 | 0.0039796 | -8.5016 | Fixtures | 6.1235 | 1 |  |  |  | x | 6.1235 | 1 | 0 | -89.0984
LO3Slow | New | Fixtures | Residential | Lighting | 2.898e-05 | 2.7142e-05 | 0.22794 | 11.6324 | 10-20 | <40 | Single Family | ID/MT/OR-Linear Flush Mount_0 to 249 lumens | 1.0815e-07 | 2.71e-07 | 5.9042e-07 | 1.1452e-06 | 1.9637e-06 | 3.03e-06 | 4.3899e-06 | 5.9709e-06 | 7.7125e-06 | 9.4583e-06 | 1.076e-05 | 1.2032e-05 | 1.3129e-05 | 1.3949e-05 | 1.423e-05 | 1.4482e-05 | 1.4527e-05 | 1.4364e-05 | 1.4257e-05 | 1.4069e-05 | 0.00017044 | 0.00017044 | 9.874e-05 | 4.54e-05 | 7.1085e-06 | 0.0019826 | Fixtures | 1.5691 | 1 |  |  |  | x | #REF! | #REF! | 18.2519 | -6.6196
LO3Slow | New | Fixtures | Residential | Lighting | 5.6772e-05 | 5.3172e-05 | 0.44653 | 11.6324 | 10-20 | <40 | Single Family | ID/MT/OR-Linear Flush Mount_250 to 499 lumens | 3.0859e-06 | 7.7326e-06 | 1.6847e-05 | 3.2675e-05 | 5.6031e-05 | 8.6456e-05 | 0.00012526 | 0.00017037 | 0.00022006 | 0.00026987 | 0.00030701 | 0.00034332 | 0.00037461 | 0.000398 | 0.00040604 | 0.00041323 | 0.0004145 | 0.00040986 | 0.00040681 | 0.00040143 | 0.0048632 | 0.0048632 | 0.0028174 | 0.0012954 | 0.00020283 | 0.056571 | Fixtures | 1.5691 | 1 |  |  |  | x | #REF! | #REF! | 18.2519 | -6.6196
LO3Slow | New | Fixtures | Residential | Lighting | 0.00010893 | 0.00010202 | 0.85678 | 11.6324 | 10-20 | <40 | Single Family | ID/MT/OR-Linear Flush Mount_500 to 999 lumens | 6.0289e-05 | 0.00015107 | 0.00032914 | 0.00063838 | 0.0010947 | 0.0016891 | 0.0024472 | 0.0033286 | 0.0042994 | 0.0052726 | 0.0059981 | 0.0067075 | 0.0073188 | 0.0077759 | 0.0079329 | 0.0080733 | 0.0080983 | 0.0080075 | 0.0079479 | 0.0078428 | 0.095013 | 0.095013 | 0.055044 | 0.025308 | 0.0039627 | 1.1052 | Fixtures | 1.5691 | 1 |  |  |  | x | #REF! | #REF! | 18.252 | -6.6196
LO3Slow | New | Fixtures | Residential | Lighting | 0.0001997 | 0.00018703 | 1.5707 | 11.6324 | 10-20 | <40 | Single Family | ID/MT/OR-Linear Flush Mount_1000 to 1999 lumens | 9.8686e-05 | 0.00024729 | 0.00053876 | 0.0010449 | 0.0017919 | 0.0027649 | 0.0040057 | 0.0054484 | 0.0070375 | 0.0086306 | 0.0098182 | 0.010979 | 0.01198 | 0.012728 | 0.012985 | 0.013215 | 0.013256 | 0.013107 | 0.01301 | 0.012838 | 0.15553 | 0.15553 | 0.0901 | 0.041427 | 0.0064864 | 1.8091 | Fixtures | 1.5691 | 1 |  |  |  | x | #REF! | #REF! | 18.252 | -6.6196
LO3Slow | New | Fixtures | Residential | Lighting | 0.00038704 | 0.00036249 | 3.0442 | 11.6324 | 10-20 | <40 | Single Family | ID/MT/OR-Linear Flush Mount_2000 to 3999 lumens | 3.6563e-05 | 9.1619e-05 | 0.00019961 | 0.00038715 | 0.00066388 | 0.0010244 | 0.0014841 | 0.0020186 | 0.0026074 | 0.0031976 | 0.0036376 | 0.0040678 | 0.0044385 | 0.0047157 | 0.0048109 | 0.0048961 | 0.0049112 | 0.0048562 | 0.0048201 | 0.0047563 | 0.057621 | 0.057621 | 0.033381 | 0.015348 | 0.0024032 | 0.67027 | Fixtures | 1.5691 | 1 |  |  |  | x | #REF! | #REF! | 18.2519 | -6.6196
LO3Slow | New | Fixtures | Residential | Lighting | 0.00070697 | 0.00066213 | 5.5605 | 11.6324 | 10-20 | <40 | Single Family | ID/MT/OR-Linear Flush Mount_4000 to 7999 lumens | 4.223e-06 | 1.0582e-05 | 2.3055e-05 | 4.4716e-05 | 7.6678e-05 | 0.00011831 | 0.00017141 | 0.00023315 | 0.00030115 | 0.00036932 | 0.00042014 | 0.00046983 | 0.00051265 | 0.00054467 | 0.00055567 | 0.0005655 | 0.00056725 | 0.00056089 | 0.00055672 | 0.00054935 | 0.0066553 | 0.0066553 | 0.0038556 | 0.0017727 | 0.00027757 | 0.077417 | Fixtures | 1.5691 | 1 |  |  |  | x | #REF! | #REF! | 18.2519 | -6.6196
LO3Slow | New | Fixtures | Residential | Lighting | 2.1873e-05 | 2.0242e-05 | 0.16937 | 20.5429 | 20-30 | <40 | Single Family | ID/MT/OR-Linear Shop_0 to 249 lumens | 2.5475e-08 | 6.3836e-08 | 1.3908e-07 | 2.6975e-07 | 4.6256e-07 | 7.1374e-07 | 1.0341e-06 | 1.4065e-06 | 1.8167e-06 | 2.228e-06 | 2.5345e-06 | 2.8343e-06 | 3.0926e-06 | 3.2857e-06 | 3.3521e-06 | 3.4114e-06 | 3.4219e-06 | 3.3836e-06 | 3.3584e-06 | 3.314e-06 | 4.0148e-05 | 4.0148e-05 | 2.3259e-05 | 1.0694e-05 | 1.6744e-06 | 0.00082476 | Fixtures | 1.2346 | 1 |  |  |  | x | #REF! | #REF! | 25.3629 | -4.82
LO3Slow | New | Fixtures | Residential | Lighting | 4.2848e-05 | 3.9655e-05 | 0.33179 | 20.5429 | 20-30 | <40 | Single Family | ID/MT/OR-Linear Shop_250 to 499 lumens | 0 | 0 | 0 | 0 | 0 | 0 | 0 | 0 | 0 | 0 | 0 | 0 | 0 | 0 | 0 | 0 | 0 | 0 | 0 | 0 | 0 | 0 | 0 | 0 | 0 | 0 | Fixtures | 1.2346 | 1 |  |  |  | x | #REF! | #REF! | 25.3629 | -4.82
LO3Slow | New | Fixtures | Residential | Lighting | 8.2216e-05 | 7.6087e-05 | 0.63662 | 20.5429 | 20-30 | <40 | Single Family | ID/MT/OR-Linear Shop_500 to 999 lumens | 4.006e-08 | 1.0038e-07 | 2.187e-07 | 4.2418e-07 | 7.2738e-07 | 1.1224e-06 | 1.6261e-06 | 2.2117e-06 | 2.8568e-06 | 3.5035e-06 | 3.9856e-06 | 4.4569e-06 | 4.8631e-06 | 5.1668e-06 | 5.2711e-06 | 5.3645e-06 | 5.381e-06 | 5.3207e-06 | 5.2811e-06 | 5.2112e-06 | 6.3133e-05 | 6.3133e-05 | 3.6575e-05 | 1.6817e-05 | 2.6331e-06 | 0.0012969 | Fixtures | 1.2346 | 1 |  |  |  | x | #REF! | #REF! | 25.3629 | -4.82
LO3Slow | New | Fixtures | Residential | Lighting | 0.00015072 | 0.00013949 | 1.1671 | 20.5429 | 20-30 | <40 | Single Family | ID/MT/OR-Linear Shop_1000 to 1999 lumens | 2.2467e-08 | 5.6298e-08 | 1.2265e-07 | 2.3789e-07 | 4.0794e-07 | 6.2945e-07 | 9.1194e-07 | 1.2404e-06 | 1.6022e-06 | 1.9648e-06 | 2.2352e-06 | 2.4995e-06 | 2.7274e-06 | 2.8977e-06 | 2.9562e-06 | 3.0085e-06 | 3.0178e-06 | 2.984e-06 | 2.9618e-06 | 2.9226e-06 | 3.5407e-05 | 3.5407e-05 | 2.0512e-05 | 9.4312e-06 | 1.4767e-06 | 0.00072736 | Fixtures | 1.2346 | 1 |  |  |  | x | #REF! | #REF! | 25.3629 | -4.82
LO3Slow | New | Fixtures | Residential | Lighting | 0.00029211 | 0.00027034 | 2.2619 | 20.5429 | 20-30 | <40 | Single Family | ID/MT/OR-Linear Shop_2000 to 3999 lumens | 0 | 0 | 0 | 0 | 0 | 0 | 0 | 0 | 0 | 0 | 0 | 0 | 0 | 0 | 0 | 0 | 0 | 0 | 0 | 0 | 0 | 0 | 0 | 0 | 0 | 0 | Fixtures | 1.2346 | 1 |  |  |  | x | #REF! | #REF! | 25.3629 | -4.82
LO3Slow | New | Fixtures | Residential | Lighting | 0.00053358 | 0.00049381 | 4.1317 | 20.5429 | 20-30 | <40 | Single Family | ID/MT/OR-Linear Shop_4000 to 7999 lumens | 3.2478e-07 | 8.1383e-07 | 1.7731e-06 | 3.4389e-06 | 5.8971e-06 | 9.0992e-06 | 1.3183e-05 | 1.7931e-05 | 2.3161e-05 | 2.8404e-05 | 3.2312e-05 | 3.6133e-05 | 3.9427e-05 | 4.1889e-05 | 4.2735e-05 | 4.3491e-05 | 4.3625e-05 | 4.3136e-05 | 4.2816e-05 | 4.2249e-05 | 0.00051184 | 0.00051184 | 0.00029652 | 0.00013634 | 2.1347e-05 | 0.010515 | Fixtures | 1.2346 | 1 |  |  |  | x | #REF! | #REF! | 25.3629 | -4.82
LO3Slow | New | Fixtures | Residential | Lighting | 0.00025527 | 0.00024217 | 2.0416 | -46.2769 | <0 | <40 | Single Family | ID/MT/OR-Track_0 to 249 lumens | 1.4451e-08 | 3.6212e-08 | 7.8893e-08 | 1.5302e-07 | 2.6239e-07 | 4.0487e-07 | 5.8658e-07 | 7.9784e-07 | 1.0305e-06 | 1.2638e-06 | 1.4377e-06 | 1.6078e-06 | 1.7543e-06 | 1.8639e-06 | 1.9015e-06 | 1.9352e-06 | 1.9411e-06 | 1.9194e-06 | 1.9051e-06 | 1.8799e-06 | 2.2774e-05 | 2.2774e-05 | 1.3194e-05 | 6.0664e-06 | 9.4984e-07 | -0.0010539 | Fixtures | 3.6929 | 1 |  |  |  | x | 3.6929 | 1 | 0 | -46.2769
LO3Slow | New | Fixtures | Residential | Lighting | 0.00050008 | 0.0004744 | 3.9995 | -46.2769 | <0 | <40 | Single Family | ID/MT/OR-Track_250 to 499 lumens | 1.3181e-06 | 3.3029e-06 | 7.196e-06 | 1.3957e-05 | 2.3933e-05 | 3.6929e-05 | 5.3503e-05 | 7.2773e-05 | 9.3998e-05 | 0.00011528 | 0.00013114 | 0.00014665 | 0.00016001 | 0.00017001 | 0.00017344 | 0.00017651 | 0.00017705 | 0.00017507 | 0.00017377 | 0.00017147 | 0.0020773 | 0.0020773 | 0.0012034 | 0.00055333 | 8.6637e-05 | -0.096131 | Fixtures | 3.6929 | 1 |  |  |  | x | 3.6929 | 1 | 0 | -46.2769
LO3Slow | New | Fixtures | Residential | Lighting | 0.00095953 | 0.00091026 | 7.674 | -46.2769 | <0 | <40 | Single Family | ID/MT/OR-Track_500 to 999 lumens | 2.0986e-05 | 5.2587e-05 | 0.00011457 | 0.00022221 | 0.00038105 | 0.00058796 | 0.00085184 | 0.0011586 | 0.0014966 | 0.0018353 | 0.0020879 | 0.0023348 | 0.0025476 | 0.0027067 | 0.0027614 | 0.0028103 | 0.0028189 | 0.0027873 | 0.0027666 | 0.00273 | 0.033073 | 0.033073 | 0.01916 | 0.0088097 | 0.0013794 | -1.5305 | Fixtures | 3.6929 | 1 |  |  |  | x | 3.6929 | 1 | 0 | -46.2769
LO3Slow | New | Fixtures | Residential | Lighting | 0.001759 | 0.0016687 | 14.0682 | -46.2769 | <0 | <40 | Single Family | ID/MT/OR-Track_1000 to 1999 lumens | 3.0494e-05 | 7.6411e-05 | 0.00016647 | 0.00032288 | 0.00055368 | 0.00085433 | 0.0012378 | 0.0016835 | 0.0021746 | 0.0026668 | 0.0030338 | 0.0033926 | 0.0037018 | 0.003933 | 0.0040124 | 0.0040834 | 0.004096 | 0.0040501 | 0.00402 | 0.0039668 | 0.048057 | 0.048057 | 0.02784 | 0.012801 | 0.0020043 | -2.2239 | Fixtures | 3.6929 | 1 |  |  |  | x | 3.6929 | 1 | 0 | -46.2769
LO3Slow | New | Fixtures | Residential | Lighting | 0.0034092 | 0.0032342 | 27.2659 | -46.2769 | <0 | <40 | Single Family | ID/MT/OR-Track_2000 to 3999 lumens | 4.8699e-05 | 0.00012203 | 0.00026586 | 0.00051566 | 0.00088425 | 0.0013644 | 0.0019767 | 0.0026887 | 0.0034729 | 0.004259 | 0.0048451 | 0.005418 | 0.0059119 | 0.0062811 | 0.0064079 | 0.0065213 | 0.0065415 | 0.0064682 | 0.00642 | 0.0063351 | 0.076748 | 0.076748 | 0.044462 | 0.020443 | 0.0032009 | -3.5517 | Fixtures | 3.6929 | 1 |  |  |  | x | 3.6929 | 1 | 0 | -46.2769
LO3Slow | New | Fixtures | Residential | Lighting | 0.0062274 | 0.0059076 | 49.8044 | -46.2769 | <0 | <40 | Single Family | ID/MT/OR-Track_4000 to 7999 lumens | 1.9592e-05 | 4.9093e-05 | 0.00010696 | 0.00020745 | 0.00035573 | 0.00054889 | 0.00079523 | 0.0010817 | 0.0013971 | 0.0017134 | 0.0019492 | 0.0021797 | 0.0023783 | 0.0025269 | 0.0025779 | 0.0026235 | 0.0026316 | 0.0026021 | 0.0025828 | 0.0025486 | 0.030876 | 0.030876 | 0.017887 | 0.0082243 | 0.0012877 | -1.4288 | Fixtures | 3.6929 | 1 |  |  |  | x | 3.6929 | 1 | 0 | -46.2769
LO3Slow | New | Fixtures | Residential | Lighting | 7.0455e-05 | 6.6792e-05 | 0.56298 | -73.9724 | <0 | <40 | Single Family | WA-Floor/Table_0 to 249 lumens | 2.0055e-06 | 5.0254e-06 | 1.0949e-05 | 2.1236e-05 | 3.6415e-05 | 5.6188e-05 | 8.1405e-05 | 0.00011072 | 0.00014302 | 0.00017539 | 0.00019953 | 0.00022312 | 0.00024346 | 0.00025867 | 0.00026389 | 0.00026856 | 0.00026939 | 0.00026637 | 0.00026439 | 0.00026089 | 0.0031606 | 0.0031606 | 0.001831 | 0.00084189 | 0.00013182 | -0.2338 | Fixtures | 10.5207 | 1 |  |  |  | x | 10.5207 | 1 | 0 | -73.9724
LO3Slow | New | Fixtures | Residential | Lighting | 0.00013802 | 0.00013084 | 1.1029 | -73.9725 | <0 | <40 | Single Family | WA-Floor/Table_250 to 499 lumens | 1.4047e-05 | 3.5198e-05 | 7.6686e-05 | 0.00014874 | 0.00025505 | 0.00039354 | 0.00057016 | 0.00077552 | 0.0010017 | 0.0012285 | 0.0013975 | 0.0015628 | 0.0017052 | 0.0018117 | 0.0018483 | 0.001881 | 0.0018868 | 0.0018657 | 0.0018518 | 0.0018273 | 0.022137 | 0.022137 | 0.012825 | 0.0058966 | 0.00092326 | -1.6375 | Fixtures | 10.5207 | 1 |  |  |  | x | 10.5207 | 1 | 0 | -73.9725
LO3Slow | New | Fixtures | Residential | Lighting | 0.00026483 | 0.00025106 | 2.1161 | -73.9725 | <0 | <40 | Single Family | WA-Floor/Table_500 to 999 lumens | 0.00011927 | 0.00029886 | 0.00065113 | 0.0012629 | 0.0021656 | 0.0033415 | 0.0048412 | 0.0065848 | 0.0085054 | 0.010431 | 0.011866 | 0.013269 | 0.014479 | 0.015383 | 0.015694 | 0.015971 | 0.016021 | 0.015841 | 0.015723 | 0.015515 | 0.18796 | 0.18796 | 0.10889 | 0.050067 | 0.0078393 | -13.9041 | Fixtures | 10.5207 | 1 |  |  |  | x | 10.5207 | 1 | 0 | -73.9725
LO3Slow | New | Fixtures | Residential | Lighting | 0.00048549 | 0.00046025 | 3.8794 | -73.9724 | <0 | <40 | Single Family | WA-Floor/Table_1000 to 1999 lumens | 0.0001312 | 0.00032876 | 0.00071626 | 0.0013892 | 0.0023822 | 0.0036758 | 0.0053255 | 0.0072436 | 0.0093562 | 0.011474 | 0.013053 | 0.014597 | 0.015927 | 0.016922 | 0.017264 | 0.017569 | 0.017623 | 0.017426 | 0.017296 | 0.017067 | 0.20677 | 0.20677 | 0.11979 | 0.055076 | 0.0086235 | -15.2951 | Fixtures | 10.5207 | 1 |  |  |  | x | 10.5207 | 1 | 0 | -73.9724
LO3Slow | New | Fixtures | Residential | Lighting | 0.00094094 | 0.00089202 | 7.5187 | -73.9725 | <0 | <40 | Single Family | WA-Floor/Table_2000 to 3999 lumens | 3.6533e-05 | 9.1545e-05 | 0.00019945 | 0.00038684 | 0.00066335 | 0.0010235 | 0.0014829 | 0.002017 | 0.0026053 | 0.003195 | 0.0036347 | 0.0040645 | 0.004435 | 0.0047119 | 0.0048071 | 0.0048922 | 0.0049073 | 0.0048523 | 0.0048162 | 0.0047525 | 0.057575 | 0.057575 | 0.033355 | 0.015336 | 0.0024012 | -4.259 | Fixtures | 10.5207 | 1 |  |  |  | x | 10.5207 | 1 | 0 | -73.9725
LO3Slow | New | Fixtures | Residential | Lighting | 0.0017187 | 0.0016294 | 13.7338 | -73.9724 | <0 | <40 | Single Family | WA-Floor/Table_4000 to 7999 lumens | 4.2066e-06 | 1.0541e-05 | 2.2965e-05 | 4.4542e-05 | 7.638e-05 | 0.00011785 | 0.00017075 | 0.00023224 | 0.00029998 | 0.00036789 | 0.00041851 | 0.000468 | 0.00051066 | 0.00054255 | 0.00055351 | 0.00056331 | 0.00056504 | 0.00055871 | 0.00055455 | 0.00054722 | 0.0066294 | 0.0066294 | 0.0038406 | 0.0017659 | 0.00027649 | -0.49039 | Fixtures | 10.5207 | 1 |  |  |  | x | 10.5207 | 1 | 0 | -73.9724
LO3Slow | New | Fixtures | Residential | Lighting | 0.00011143 | 0.00010541 | 0.88796 | -37.3815 | <0 | <40 | Single Family | WA-Ceiling and Wall Flush Mount _0 to 249 lumens | 1.3355e-06 | 3.3465e-06 | 7.2909e-06 | 1.4141e-05 | 2.4249e-05 | 3.7416e-05 | 5.4208e-05 | 7.3732e-05 | 9.5238e-05 | 0.0001168 | 0.00013287 | 0.00014858 | 0.00016212 | 0.00017225 | 0.00017573 | 0.00017884 | 0.00017939 | 0.00017738 | 0.00017606 | 0.00017373 | 0.0021047 | 0.0021047 | 0.0012193 | 0.00056062 | 8.7779e-05 | -0.078676 | Fixtures | 3.6094 | 1 |  |  |  | x | 3.6094 | 1 | 0 | -37.3815
LO3Slow | New | Fixtures | Residential | Lighting | 0.00021828 | 0.0002065 | 1.7395 | -37.3815 | <0 | <40 | Single Family | WA-Ceiling and Wall Flush Mount _250 to 499 lumens | 1.6307e-05 | 4.0861e-05 | 8.9022e-05 | 0.00017266 | 0.00029608 | 0.00045686 | 0.00066189 | 0.00090028 | 0.0011629 | 0.0014261 | 0.0016223 | 0.0018142 | 0.0019795 | 0.0021032 | 0.0021456 | 0.0021836 | 0.0021904 | 0.0021658 | 0.0021497 | 0.0021212 | 0.025698 | 0.025698 | 0.014888 | 0.0068452 | 0.0010718 | -0.96065 | Fixtures | 3.6094 | 1 |  |  |  | x | 3.6094 | 1 | 0 | -37.3815
LO3Slow | New | Fixtures | Residential | Lighting | 0.00041883 | 0.00039623 | 3.3377 | -37.3815 | <0 | <40 | Single Family | WA-Ceiling and Wall Flush Mount _500 to 999 lumens | 0.00015241 | 0.0003819 | 0.00083203 | 0.0016138 | 0.0027673 | 0.0042699 | 0.0061862 | 0.0084143 | 0.010868 | 0.013329 | 0.015163 | 0.016956 | 0.018501 | 0.019657 | 0.020054 | 0.020409 | 0.020472 | 0.020242 | 0.020092 | 0.019826 | 0.24018 | 0.24018 | 0.13914 | 0.063977 | 0.010017 | -8.9785 | Fixtures | 3.6094 | 1 |  |  |  | x | 3.6094 | 1 | 0 | -37.3815
LO3Slow | New | Fixtures | Residential | Lighting | 0.00076781 | 0.00072638 | 6.1187 | -37.3815 | <0 | <40 | Single Family | WA-Ceiling and Wall Flush Mount _1000 to 1999 lumens | 0.00018827 | 0.00047176 | 0.0010278 | 0.0019935 | 0.0034184 | 0.0052746 | 0.0076419 | 0.010394 | 0.013426 | 0.016465 | 0.018731 | 0.020946 | 0.022855 | 0.024282 | 0.024772 | 0.025211 | 0.025289 | 0.025005 | 0.024819 | 0.024491 | 0.2967 | 0.2967 | 0.17189 | 0.079032 | 0.012374 | -11.0912 | Fixtures | 3.6094 | 1 |  |  |  | x | 3.6094 | 1 | 0 | -37.3815
LO3Slow | New | Fixtures | Residential | Lighting | 0.0014881 | 0.0014078 | 11.8588 | -37.3815 | <0 | <40 | Single Family | WA-Ceiling and Wall Flush Mount _2000 to 3999 lumens | 0.0001489 | 0.00037311 | 0.00081287 | 0.0015766 | 0.0027036 | 0.0041716 | 0.0060438 | 0.0082206 | 0.010618 | 0.013022 | 0.014814 | 0.016565 | 0.018075 | 0.019204 | 0.019592 | 0.019939 | 0.02 | 0.019776 | 0.019629 | 0.019369 | 0.23466 | 0.23466 | 0.13594 | 0.062505 | 0.0097867 | -8.7718 | Fixtures | 3.6094 | 1 |  |  |  | x | 3.6094 | 1 | 0 | -37.3815
LO3Slow | New | Fixtures | Residential | Lighting | 0.0027182 | 0.0025715 | 21.6616 | -37.3815 | <0 | <40 | Single Family | WA-Ceiling and Wall Flush Mount _4000 to 7999 lumens | 3.5495e-05 | 8.8944e-05 | 0.00019378 | 0.00037585 | 0.0006445 | 0.00099446 | 0.0014408 | 0.0019597 | 0.0025313 | 0.0031042 | 0.0035314 | 0.003949 | 0.004309 | 0.0045781 | 0.0046705 | 0.0047532 | 0.0047679 | 0.0047144 | 0.0046794 | 0.0046174 | 0.055939 | 0.055939 | 0.032407 | 0.0149 | 0.002333 | -2.0911 | Fixtures | 3.6094 | 1 |  |  |  | x | 3.6094 | 1 | 0 | -37.3815
LO3Slow | New | Fixtures | Residential | Lighting | 7.9543e-05 | 7.5085e-05 | 0.63206 | -112.4296 | <0 | <40 | Single Family | WA-Downlight Fixture_0 to 249 lumens | 4.3343e-08 | 1.0861e-07 | 2.3662e-07 | 4.5894e-07 | 7.8699e-07 | 1.2143e-06 | 1.7593e-06 | 2.393e-06 | 3.0909e-06 | 3.7906e-06 | 4.3122e-06 | 4.8221e-06 | 5.2616e-06 | 5.5902e-06 | 5.7031e-06 | 5.8041e-06 | 5.822e-06 | 5.7567e-06 | 5.7139e-06 | 5.6383e-06 | 6.8307e-05 | 6.8307e-05 | 3.9572e-05 | 1.8195e-05 | 2.8488e-06 | -0.0076797 | Fixtures | 9.5904 | 1 |  |  |  | x | 9.5904 | 1 | 0 | -112.4296
LO3Slow | New | Fixtures | Residential | Lighting | 0.00015582 | 0.00014709 | 1.2382 | -112.4296 | <0 | <40 | Single Family | WA-Downlight Fixture_250 to 499 lumens | 7.1593e-06 | 1.794e-05 | 3.9085e-05 | 7.5807e-05 | 0.00012999 | 0.00020058 | 0.0002906 | 0.00039526 | 0.00051055 | 0.00062612 | 0.00071227 | 0.0007965 | 0.0008691 | 0.00092338 | 0.00094203 | 0.0009587 | 0.00096166 | 0.00095088 | 0.00094381 | 0.00093132 | 0.011283 | 0.011283 | 0.0065364 | 0.0030054 | 0.00047056 | -1.2685 | Fixtures | 9.5904 | 1 |  |  |  | x | 9.5904 | 1 | 0 | -112.4296
LO3Slow | New | Fixtures | Residential | Lighting | 0.00029899 | 0.00028223 | 2.3758 | -112.4296 | <0 | <40 | Single Family | WA-Downlight Fixture_500 to 999 lumens | 0.00025143 | 0.00063003 | 0.0013726 | 0.0026623 | 0.0045653 | 0.0070442 | 0.010206 | 0.013881 | 0.01793 | 0.021989 | 0.025014 | 0.027973 | 0.030522 | 0.032428 | 0.033083 | 0.033669 | 0.033773 | 0.033394 | 0.033146 | 0.032707 | 0.39624 | 0.39624 | 0.22955 | 0.10555 | 0.016526 | -44.5493 | Fixtures | 9.5904 | 1 |  |  |  | x | 9.5904 | 1 | 0 | -112.4296
LO3Slow | New | Fixtures | Residential | Lighting | 0.00054811 | 0.0005174 | 4.3554 | -112.4296 | <0 | <40 | Single Family | WA-Downlight Fixture_1000 to 1999 lumens | 7.6755e-05 | 0.00019233 | 0.00041903 | 0.00081272 | 0.0013937 | 0.0021504 | 0.0031155 | 0.0042376 | 0.0054736 | 0.0067126 | 0.0076363 | 0.0085393 | 0.0093177 | 0.0098996 | 0.010099 | 0.010278 | 0.01031 | 0.010194 | 0.010119 | 0.0099847 | 0.12096 | 0.12096 | 0.070076 | 0.03222 | 0.0050449 | -13.5998 | Fixtures | 9.5904 | 1 |  |  |  | x | 9.5904 | 1 | 0 | -112.4296
LO3Slow | New | Fixtures | Residential | Lighting | 0.0010623 | 0.0010028 | 8.4413 | -112.4296 | <0 | <40 | Single Family | WA-Downlight Fixture_2000 to 3999 lumens | 2.2844e-05 | 5.7242e-05 | 0.00012471 | 0.00024188 | 0.00041478 | 0.00064001 | 0.00092724 | 0.0012612 | 0.001629 | 0.0019978 | 0.0022727 | 0.0025415 | 0.0027731 | 0.0029463 | 0.0030058 | 0.003059 | 0.0030685 | 0.0030341 | 0.0030115 | 0.0029716 | 0.036001 | 0.036001 | 0.020856 | 0.0095895 | 0.0015015 | -4.0476 | Fixtures | 9.5904 | 1 |  |  |  | x | 9.5904 | 1 | 0 | -112.4296
LO3Slow | New | Fixtures | Residential | Lighting | 0.0019404 | 0.0018317 | 15.4191 | -112.4296 | <0 | <40 | Single Family | WA-Downlight Fixture_4000 to 7999 lumens | 7.1945e-06 | 1.8028e-05 | 3.9277e-05 | 7.6179e-05 | 0.00013063 | 0.00020157 | 0.00029203 | 0.00039721 | 0.00051306 | 0.00062919 | 0.00071577 | 0.00080042 | 0.00087338 | 0.00092792 | 0.00094666 | 0.00096342 | 0.00096639 | 0.00095556 | 0.00094845 | 0.0009359 | 0.011338 | 0.011338 | 0.0065685 | 0.0030201 | 0.00047288 | -1.2748 | Fixtures | 9.5904 | 1 |  |  |  | x | 9.5904 | 1 | 0 | -112.4296
LO3Slow | New | Fixtures | Residential | Lighting | 0.00014232 | 0.00016147 | 0.7969 | -73.9245 | <0 | <40 | Single Family | WA-Exterior Porch_0 to 249 lumens | 6.7244e-10 | 1.685e-09 | 3.6711e-09 | 7.1202e-09 | 1.221e-08 | 1.884e-08 | 2.7295e-08 | 3.7125e-08 | 4.7953e-08 | 5.8808e-08 | 6.69e-08 | 7.4812e-08 | 8.1631e-08 | 8.6729e-08 | 8.848e-08 | 9.0047e-08 | 9.0325e-08 | 8.9312e-08 | 8.8648e-08 | 8.7475e-08 | 1.0597e-06 | 1.0597e-06 | 6.1393e-07 | 2.8228e-07 | 4.4198e-08 | -7.8341e-05 | Fixtures | 12.2733 | 1 |  |  |  | x | 12.2733 | 1 | 0 | -73.9245
LO3Slow | New | Fixtures | Residential | Lighting | 0.0002788 | 0.00031631 | 1.5611 | -73.9245 | <0 | <40 | Single Family | WA-Exterior Porch_250 to 499 lumens | 2.1313e-07 | 5.3406e-07 | 1.1635e-06 | 2.2568e-06 | 3.8699e-06 | 5.9712e-06 | 8.6511e-06 | 1.1767e-05 | 1.5199e-05 | 1.8639e-05 | 2.1204e-05 | 2.3712e-05 | 2.5873e-05 | 2.7489e-05 | 2.8044e-05 | 2.854e-05 | 2.8629e-05 | 2.8308e-05 | 2.8097e-05 | 2.7725e-05 | 0.00033589 | 0.00033589 | 0.00019459 | 8.9469e-05 | 1.4009e-05 | -0.02483 | Fixtures | 12.2733 | 1 |  |  |  | x | 12.2733 | 1 | 0 | -73.9245
LO3Slow | New | Fixtures | Residential | Lighting | 0.00053494 | 0.00060693 | 2.9954 | -73.9245 | <0 | <40 | Single Family | WA-Exterior Porch_500 to 999 lumens | 1.0655e-05 | 2.67e-05 | 5.8169e-05 | 0.00011282 | 0.00019347 | 0.00029852 | 0.00043249 | 0.00058827 | 0.00075984 | 0.00093184 | 0.0010601 | 0.0011854 | 0.0012935 | 0.0013743 | 0.001402 | 0.0014268 | 0.0014312 | 0.0014152 | 0.0014047 | 0.0013861 | 0.016792 | 0.016792 | 0.009728 | 0.0044728 | 0.00070034 | -1.2413 | Fixtures | 12.2733 | 1 |  |  |  | x | 12.2733 | 1 | 0 | -73.9245
LO3Slow | New | Fixtures | Residential | Lighting | 0.00098067 | 0.0011126 | 5.4913 | -73.9245 | <0 | <40 | Single Family | WA-Exterior Porch_1000 to 1999 lumens | 2.0868e-05 | 5.2291e-05 | 0.00011392 | 0.00022096 | 0.00037891 | 0.00058465 | 0.00084704 | 0.0011521 | 0.0014881 | 0.001825 | 0.0020761 | 0.0023217 | 0.0025333 | 0.0026915 | 0.0027458 | 0.0027944 | 0.0028031 | 0.0027716 | 0.002751 | 0.0027146 | 0.032887 | 0.032887 | 0.019052 | 0.00876 | 0.0013716 | -2.4312 | Fixtures | 12.2733 | 1 |  |  |  | x | 12.2733 | 1 | 0 | -73.9245
LO3Slow | New | Fixtures | Residential | Lighting | 0.0019007 | 0.0021564 | 10.6428 | -73.9245 | <0 | <40 | Single Family | WA-Exterior Porch_2000 to 3999 lumens | 1.9743e-05 | 4.9473e-05 | 0.00010779 | 0.00020905 | 0.00035849 | 0.00055314 | 0.00080139 | 0.00109 | 0.0014079 | 0.0017267 | 0.0019643 | 0.0021965 | 0.0023968 | 0.0025464 | 0.0025979 | 0.0026438 | 0.002652 | 0.0026223 | 0.0026028 | 0.0025683 | 0.031115 | 0.031115 | 0.018026 | 0.008288 | 0.0012977 | -2.3001 | Fixtures | 12.2733 | 1 |  |  |  | x | 12.2733 | 1 | 0 | -73.9245
LO3Slow | New | Fixtures | Residential | Lighting | 0.0034718 | 0.003939 | 19.4403 | -73.9245 | <0 | <40 | Single Family | WA-Exterior Porch_4000 to 7999 lumens | 8.6513e-07 | 2.1678e-06 | 4.723e-06 | 9.1604e-06 | 1.5708e-05 | 2.4238e-05 | 3.5116e-05 | 4.7763e-05 | 6.1694e-05 | 7.5659e-05 | 8.607e-05 | 9.6249e-05 | 0.00010502 | 0.00011158 | 0.00011383 | 0.00011585 | 0.00011621 | 0.0001149 | 0.00011405 | 0.00011254 | 0.0013634 | 0.0013634 | 0.00078985 | 0.00036317 | 5.6863e-05 | -0.10079 | Fixtures | 12.2733 | 1 |  |  |  | x | 12.2733 | 1 | 0 | -73.9245
LO3Slow | New | Fixtures | Residential | Lighting | 0.00011634 | 0.00013606 | 0.64697 | -109.2876 | <0 | <40 | Single Family | WA-Chandelier/Pendant_0 to 249 lumens | 4.1501e-07 | 1.0399e-06 | 2.2657e-06 | 4.3943e-06 | 7.5354e-06 | 1.1627e-05 | 1.6845e-05 | 2.2912e-05 | 2.9595e-05 | 3.6294e-05 | 4.1289e-05 | 4.6171e-05 | 5.038e-05 | 5.3526e-05 | 5.4607e-05 | 5.5574e-05 | 5.5745e-05 | 5.5121e-05 | 5.471e-05 | 5.3986e-05 | 0.00065403 | 0.00065403 | 0.0003789 | 0.00017421 | 2.7277e-05 | -0.071478 | Fixtures | 5.6742 | 1 |  |  |  | x | 5.6742 | 1 | 0 | -109.2876
LO3Slow | New | Fixtures | Residential | Lighting | 0.00022792 | 0.00026653 | 1.2674 | -109.2876 | <0 | <40 | Single Family | WA-Chandelier/Pendant_250 to 499 lumens | 3.3547e-06 | 8.4061e-06 | 1.8314e-05 | 3.5521e-05 | 6.0911e-05 | 9.3986e-05 | 0.00013617 | 0.00018521 | 0.00023923 | 0.00029338 | 0.00033375 | 0.00037322 | 0.00040724 | 0.00043267 | 0.00044141 | 0.00044922 | 0.00045061 | 0.00044556 | 0.00044224 | 0.00043639 | 0.0052868 | 0.0052868 | 0.0030628 | 0.0014082 | 0.00022049 | -0.57778 | Fixtures | 5.6742 | 1 |  |  |  | x | 5.6742 | 1 | 0 | -109.2876
LO3Slow | New | Fixtures | Residential | Lighting | 0.00043732 | 0.00051142 | 2.4318 | -109.2876 | <0 | <40 | Single Family | WA-Chandelier/Pendant_500 to 999 lumens | 2.4662e-05 | 6.1797e-05 | 0.00013463 | 0.00026113 | 0.00044779 | 0.00069093 | 0.001001 | 0.0013616 | 0.0017587 | 0.0021568 | 0.0024536 | 0.0027437 | 0.0029938 | 0.0031808 | 0.003245 | 0.0033024 | 0.0033126 | 0.0032755 | 0.0032511 | 0.0032081 | 0.038866 | 0.038866 | 0.022516 | 0.010353 | 0.0016209 | -4.2475 | Fixtures | 5.6742 | 1 |  |  |  | x | 5.6742 | 1 | 0 | -109.2876
LO3Slow | New | Fixtures | Residential | Lighting | 0.0008017 | 0.00093754 | 4.4581 | -109.2876 | <0 | <40 | Single Family | WA-Chandelier/Pendant_1000 to 1999 lumens | 4.1778e-05 | 0.00010469 | 0.00022808 | 0.00044237 | 0.00075858 | 0.0011705 | 0.0016958 | 0.0023066 | 0.0029793 | 0.0036537 | 0.0041565 | 0.004648 | 0.0050717 | 0.0053884 | 0.0054972 | 0.0055945 | 0.0056118 | 0.0055489 | 0.0055076 | 0.0054347 | 0.065841 | 0.065841 | 0.038143 | 0.017538 | 0.002746 | -7.1956 | Fixtures | 5.6742 | 1 |  |  |  | x | 5.6742 | 1 | 0 | -109.2876
LO3Slow | New | Fixtures | Residential | Lighting | 0.0015538 | 0.0018171 | 8.6404 | -109.2876 | <0 | <40 | Single Family | WA-Chandelier/Pendant_2000 to 3999 lumens | 6.0237e-05 | 0.00015094 | 0.00032885 | 0.00063782 | 0.0010937 | 0.0016876 | 0.002445 | 0.0033257 | 0.0042956 | 0.005268 | 0.0059929 | 0.0067016 | 0.0073125 | 0.0077692 | 0.007926 | 0.0080664 | 0.0080913 | 0.0080006 | 0.0079411 | 0.007836 | 0.094931 | 0.094931 | 0.054996 | 0.025287 | 0.0039592 | -10.3748 | Fixtures | 5.6742 | 1 |  |  |  | x | 5.6742 | 1 | 0 | -109.2876
LO3Slow | New | Fixtures | Residential | Lighting | 0.0028382 | 0.0033191 | 15.7827 | -109.2876 | <0 | <40 | Single Family | WA-Chandelier/Pendant_4000 to 7999 lumens | 3.6187e-05 | 9.0676e-05 | 0.00019755 | 0.00038316 | 0.00065705 | 0.0010138 | 0.0014688 | 0.0019979 | 0.0025806 | 0.0031647 | 0.0036002 | 0.0040259 | 0.0043929 | 0.0046672 | 0.0047615 | 0.0048458 | 0.0048607 | 0.0048062 | 0.0047705 | 0.0047073 | 0.057029 | 0.057029 | 0.033038 | 0.015191 | 0.0023785 | -6.2325 | Fixtures | 5.6742 | 1 |  |  |  | x | 5.6742 | 1 | 0 | -109.2876
LO3Slow | New | Fixtures | Residential | Lighting | 2.898e-05 | 2.7142e-05 | 0.22794 | 11.6324 | 10-20 | <40 | Single Family | WA-Linear Flush Mount_0 to 249 lumens | 9.5907e-08 | 2.4032e-07 | 5.2358e-07 | 1.0155e-06 | 1.7414e-06 | 2.687e-06 | 3.8929e-06 | 5.295e-06 | 6.8393e-06 | 8.3875e-06 | 9.5417e-06 | 1.067e-05 | 1.1643e-05 | 1.237e-05 | 1.2619e-05 | 1.2843e-05 | 1.2883e-05 | 1.2738e-05 | 1.2643e-05 | 1.2476e-05 | 0.00015115 | 0.00015115 | 8.7562e-05 | 4.026e-05 | 6.3037e-06 | 0.0017582 | Fixtures | 1.5691 | 1 |  |  |  | x | #REF! | #REF! | 18.252 | -6.6196
LO3Slow | New | Fixtures | Residential | Lighting | 5.6772e-05 | 5.3172e-05 | 0.44653 | 11.6324 | 10-20 | <40 | Single Family | WA-Linear Flush Mount_250 to 499 lumens | 2.7365e-06 | 6.8572e-06 | 1.4939e-05 | 2.8976e-05 | 4.9688e-05 | 7.6668e-05 | 0.00011108 | 0.00015108 | 0.00019515 | 0.00023932 | 0.00027225 | 0.00030445 | 0.0003322 | 0.00035295 | 0.00036007 | 0.00036645 | 0.00036758 | 0.00036346 | 0.00036076 | 0.00035598 | 0.0043126 | 0.0043126 | 0.0024984 | 0.0011487 | 0.00017986 | 0.050166 | Fixtures | 1.5691 | 1 |  |  |  | x | #REF! | #REF! | 18.252 | -6.6196
LO3Slow | New | Fixtures | Residential | Lighting | 0.00010893 | 0.00010202 | 0.85678 | 11.6324 | 10-20 | <40 | Single Family | WA-Linear Flush Mount_500 to 999 lumens | 5.3464e-05 | 0.00013397 | 0.00029188 | 0.00056611 | 0.00097076 | 0.0014979 | 0.0021701 | 0.0029517 | 0.0038127 | 0.0046757 | 0.0053191 | 0.0059481 | 0.0064903 | 0.0068956 | 0.0070348 | 0.0071594 | 0.0071815 | 0.007101 | 0.0070482 | 0.0069549 | 0.084257 | 0.084257 | 0.048812 | 0.022443 | 0.0035141 | 0.98011 | Fixtures | 1.5691 | 1 |  |  |  | x | #REF! | #REF! | 18.252 | -6.6196
LO3Slow | New | Fixtures | Residential | Lighting | 0.0001997 | 0.00018703 | 1.5707 | 11.6324 | 10-20 | <40 | Single Family | WA-Linear Flush Mount_1000 to 1999 lumens | 8.7514e-05 | 0.00021929 | 0.00047777 | 0.00092665 | 0.001589 | 0.0024519 | 0.0035522 | 0.0048316 | 0.0062408 | 0.0076535 | 0.0087067 | 0.0097363 | 0.010624 | 0.011287 | 0.011515 | 0.011719 | 0.011755 | 0.011623 | 0.011537 | 0.011384 | 0.13792 | 0.13792 | 0.0799 | 0.036737 | 0.0057521 | 1.6043 | Fixtures | 1.5691 | 1 |  |  |  | x | #REF! | #REF! | 18.252 | -6.6196
LO3Slow | New | Fixtures | Residential | Lighting | 0.00038704 | 0.00036249 | 3.0442 | 11.6324 | 10-20 | <40 | Single Family | WA-Linear Flush Mount_2000 to 3999 lumens | 3.2424e-05 | 8.1247e-05 | 0.00017701 | 0.00034332 | 0.00058872 | 0.0009084 | 0.0013161 | 0.0017901 | 0.0023122 | 0.0028356 | 0.0032258 | 0.0036073 | 0.0039361 | 0.0041819 | 0.0042663 | 0.0043418 | 0.0043552 | 0.0043064 | 0.0042744 | 0.0042178 | 0.051098 | 0.051098 | 0.029602 | 0.013611 | 0.0021311 | 0.59439 | Fixtures | 1.5691 | 1 |  |  |  | x | #REF! | #REF! | 18.252 | -6.6196
LO3Slow | New | Fixtures | Residential | Lighting | 0.00070697 | 0.00066213 | 5.5605 | 11.6324 | 10-20 | <40 | Single Family | WA-Linear Flush Mount_4000 to 7999 lumens | 3.7449e-06 | 9.384e-06 | 2.0445e-05 | 3.9653e-05 | 6.7998e-05 | 0.00010492 | 0.00015201 | 0.00020676 | 0.00026706 | 0.00032751 | 0.00037258 | 0.00041664 | 0.00045462 | 0.00048301 | 0.00049276 | 0.00050148 | 0.00050303 | 0.00049739 | 0.00049369 | 0.00048716 | 0.0059018 | 0.0059018 | 0.0034191 | 0.0015721 | 0.00024615 | 0.068653 | Fixtures | 1.5691 | 1 |  |  |  | x | #REF! | #REF! | 18.2519 | -6.6196
LO3Slow | New | Fixtures | Residential | Lighting | 2.1873e-05 | 2.0242e-05 | 0.16937 | 20.5429 | 20-30 | <40 | Single Family | WA-Linear Shop_0 to 249 lumens | 2.2591e-08 | 5.661e-08 | 1.2333e-07 | 2.3921e-07 | 4.102e-07 | 6.3294e-07 | 9.1699e-07 | 1.2473e-06 | 1.611e-06 | 1.9757e-06 | 2.2476e-06 | 2.5134e-06 | 2.7425e-06 | 2.9138e-06 | 2.9726e-06 | 3.0252e-06 | 3.0346e-06 | 3.0005e-06 | 2.9782e-06 | 2.9388e-06 | 3.5603e-05 | 3.5603e-05 | 2.0626e-05 | 9.4835e-06 | 1.4849e-06 | 0.00073139 | Fixtures | 1.2346 | 1 |  |  |  | x | #REF! | #REF! | 25.3629 | -4.82
LO3Slow | New | Fixtures | Residential | Lighting | 4.2848e-05 | 3.9655e-05 | 0.33179 | 20.5429 | 20-30 | <40 | Single Family | WA-Linear Shop_250 to 499 lumens | 0 | 0 | 0 | 0 | 0 | 0 | 0 | 0 | 0 | 0 | 0 | 0 | 0 | 0 | 0 | 0 | 0 | 0 | 0 | 0 | 0 | 0 | 0 | 0 | 0 | 0 | Fixtures | 1.2346 | 1 |  |  |  | x | #REF! | #REF! | 25.3629 | -4.82
LO3Slow | New | Fixtures | Residential | Lighting | 8.2216e-05 | 7.6087e-05 | 0.63662 | 20.5429 | 20-30 | <40 | Single Family | WA-Linear Shop_500 to 999 lumens | 3.5525e-08 | 8.9019e-08 | 1.9394e-07 | 3.7616e-07 | 6.4504e-07 | 9.9529e-07 | 1.442e-06 | 1.9613e-06 | 2.5334e-06 | 3.1068e-06 | 3.5344e-06 | 3.9523e-06 | 4.3126e-06 | 4.5819e-06 | 4.6744e-06 | 4.7572e-06 | 4.7719e-06 | 4.7184e-06 | 4.6833e-06 | 4.6213e-06 | 5.5986e-05 | 5.5986e-05 | 3.2434e-05 | 1.4913e-05 | 2.335e-06 | 0.0011501 | Fixtures | 1.2346 | 1 |  |  |  | x | #REF! | #REF! | 25.3629 | -4.82
LO3Slow | New | Fixtures | Residential | Lighting | 0.00015072 | 0.00013949 | 1.1671 | 20.5429 | 20-30 | <40 | Single Family | WA-Linear Shop_1000 to 1999 lumens | 1.9924e-08 | 4.9924e-08 | 1.0877e-07 | 2.1096e-07 | 3.6176e-07 | 5.5819e-07 | 8.087e-07 | 1.1e-06 | 1.4208e-06 | 1.7424e-06 | 1.9822e-06 | 2.2166e-06 | 2.4186e-06 | 2.5697e-06 | 2.6215e-06 | 2.668e-06 | 2.6762e-06 | 2.6462e-06 | 2.6265e-06 | 2.5918e-06 | 3.1399e-05 | 3.1399e-05 | 1.819e-05 | 8.3636e-06 | 1.3095e-06 | 0.00064502 | Fixtures | 1.2346 | 1 |  |  |  | x | #REF! | #REF! | 25.3629 | -4.82
LO3Slow | New | Fixtures | Residential | Lighting | 0.00029211 | 0.00027034 | 2.2619 | 20.5429 | 20-30 | <40 | Single Family | WA-Linear Shop_2000 to 3999 lumens | 0 | 0 | 0 | 0 | 0 | 0 | 0 | 0 | 0 | 0 | 0 | 0 | 0 | 0 | 0 | 0 | 0 | 0 | 0 | 0 | 0 | 0 | 0 | 0 | 0 | 0 | Fixtures | 1.2346 | 1 |  |  |  | x | #REF! | #REF! | 25.3629 | -4.82
LO3Slow | New | Fixtures | Residential | Lighting | 0.00053358 | 0.00049381 | 4.1317 | 20.5429 | 20-30 | <40 | Single Family | WA-Linear Shop_4000 to 7999 lumens | 2.8801e-07 | 7.217e-07 | 1.5723e-06 | 3.0496e-06 | 5.2295e-06 | 8.0691e-06 | 1.169e-05 | 1.5901e-05 | 2.0539e-05 | 2.5188e-05 | 2.8654e-05 | 3.2043e-05 | 3.4963e-05 | 3.7147e-05 | 3.7897e-05 | 3.8568e-05 | 3.8687e-05 | 3.8253e-05 | 3.7969e-05 | 3.7466e-05 | 0.00045389 | 0.00045389 | 0.00026295 | 0.0001209 | 1.893e-05 | 0.0093243 | Fixtures | 1.2346 | 1 |  |  |  | x | #REF! | #REF! | 25.3629 | -4.82
LO3Slow | New | Fixtures | Residential | Lighting | 0.00021426 | 0.00020326 | 1.7136 | -52.1552 | <0 | <40 | Single Family | WA-Track_0 to 249 lumens | 1.0756e-08 | 2.6953e-08 | 5.8722e-08 | 1.1389e-07 | 1.953e-07 | 3.0135e-07 | 4.366e-07 | 5.9385e-07 | 7.6705e-07 | 9.4069e-07 | 1.0701e-06 | 1.1967e-06 | 1.3058e-06 | 1.3873e-06 | 1.4153e-06 | 1.4404e-06 | 1.4448e-06 | 1.4286e-06 | 1.418e-06 | 1.3992e-06 | 1.6951e-05 | 1.6951e-05 | 9.8204e-06 | 4.5153e-06 | 7.0698e-07 | -0.0008841 | Fixtures | 5.0418 | 1 |  |  |  | x | 5.0418 | 1 | 0 | -52.1552
LO3Slow | New | Fixtures | Residential | Lighting | 0.00041973 | 0.00039818 | 3.3569 | -52.1552 | <0 | <40 | Single Family | WA-Track_250 to 499 lumens | 9.811e-07 | 2.4584e-06 | 5.3561e-06 | 1.0388e-05 | 1.7814e-05 | 2.7487e-05 | 3.9823e-05 | 5.4166e-05 | 6.9965e-05 | 8.5802e-05 | 9.7609e-05 | 0.00010915 | 0.0001191 | 0.00012654 | 0.00012909 | 0.00013138 | 0.00013179 | 0.00013031 | 0.00012934 | 0.00012763 | 0.0015462 | 0.0015462 | 0.00089574 | 0.00041185 | 6.4485e-05 | -0.080641 | Fixtures | 5.0418 | 1 |  |  |  | x | 5.0418 | 1 | 0 | -52.1552
LO3Slow | New | Fixtures | Residential | Lighting | 0.00080537 | 0.00076401 | 6.4411 | -52.1552 | <0 | <40 | Single Family | WA-Track_500 to 999 lumens | 1.562e-05 | 3.9142e-05 | 8.5276e-05 | 0.0001654 | 0.00028362 | 0.00043763 | 0.00063404 | 0.0008624 | 0.0011139 | 0.0013661 | 0.0015541 | 0.0017378 | 0.0018962 | 0.0020147 | 0.0020553 | 0.0020917 | 0.0020982 | 0.0020747 | 0.0020592 | 0.002032 | 0.024617 | 0.024617 | 0.014261 | 0.0065572 | 0.0010267 | -1.2839 | Fixtures | 5.0418 | 1 |  |  |  | x | 5.0418 | 1 | 0 | -52.1552
LO3Slow | New | Fixtures | Residential | Lighting | 0.0014764 | 0.0014006 | 11.808 | -52.1552 | <0 | <40 | Single Family | WA-Track_1000 to 1999 lumens | 2.2697e-05 | 5.6874e-05 | 0.00012391 | 0.00024033 | 0.00041212 | 0.0006359 | 0.00092128 | 0.0012531 | 0.0016186 | 0.001985 | 0.0022581 | 0.0025251 | 0.0027553 | 0.0029274 | 0.0029865 | 0.0030394 | 0.0030487 | 0.0030146 | 0.0029921 | 0.0029526 | 0.03577 | 0.03577 | 0.020722 | 0.0095278 | 0.0014918 | -1.8656 | Fixtures | 5.0418 | 1 |  |  |  | x | 5.0418 | 1 | 0 | -52.1552
LO3Slow | New | Fixtures | Residential | Lighting | 0.0028615 | 0.0027146 | 22.8853 | -52.1552 | <0 | <40 | Single Family | WA-Track_2000 to 3999 lumens | 3.6248e-05 | 9.083e-05 | 0.00019789 | 0.00038381 | 0.00065816 | 0.0010155 | 0.0014713 | 0.0020012 | 0.0025849 | 0.0031701 | 0.0036063 | 0.0040327 | 0.0044003 | 0.0046751 | 0.0047695 | 0.004854 | 0.0048689 | 0.0048144 | 0.0047786 | 0.0047153 | 0.057125 | 0.057125 | 0.033094 | 0.015216 | 0.0023825 | -2.9794 | Fixtures | 5.0418 | 1 |  |  |  | x | 5.0418 | 1 | 0 | -52.1552
LO3Slow | New | Fixtures | Residential | Lighting | 0.0052269 | 0.0049585 | 41.8027 | -52.1552 | <0 | <40 | Single Family | WA-Track_4000 to 7999 lumens | 1.4582e-05 | 3.6541e-05 | 7.961e-05 | 0.00015441 | 0.00026478 | 0.00040855 | 0.00059191 | 0.00080509 | 0.0010399 | 0.0012753 | 0.0014508 | 0.0016224 | 0.0017702 | 0.0018808 | 0.0019188 | 0.0019527 | 0.0019588 | 0.0019368 | 0.0019224 | 0.001897 | 0.022981 | 0.022981 | 0.013314 | 0.0061215 | 0.00095847 | -1.1986 | Fixtures | 5.0418 | 1 |  |  |  | x | 5.0418 | 1 | 0 | -52.1552
LO3Slow | New | Fixtures | Residential | Lighting | 9.9203e-05 | 9.4046e-05 | 0.7927 | -66.87 | <0 | <40 | Multifamily - Low Rise | ID/MT/OR-Floor/Table_0 to 249 lumens | 3.3357e-07 | 8.4868e-07 | 1.8766e-06 | 3.693e-06 | 6.4236e-06 | 1.0066e-05 | 1.4801e-05 | 2.0411e-05 | 2.6729e-05 | 3.3257e-05 | 3.8425e-05 | 4.3617e-05 | 4.8286e-05 | 5.209e-05 | 5.3963e-05 | 5.5782e-05 | 5.6795e-05 | 5.7067e-05 | 5.7543e-05 | 5.7723e-05 | 0.00063973 | 0.00063973 | 0.00035482 | 0.00015687 | 2.3242e-05 | -0.042779 | Fixtures | 8.6572 | 1 |  |  |  | x | 8.6572 | 1 | 0 | -66.87
LO3Slow | New | Fixtures | Residential | Lighting | 0.00019434 | 0.00018423 | 1.5529 | -66.87 | <0 | <40 | Multifamily - Low Rise | ID/MT/OR-Floor/Table_250 to 499 lumens | 2.3364e-06 | 5.9442e-06 | 1.3144e-05 | 2.5866e-05 | 4.4991e-05 | 7.0503e-05 | 0.00010367 | 0.00014296 | 0.00018721 | 0.00023293 | 0.00026913 | 0.00030549 | 0.0003382 | 0.00036484 | 0.00037796 | 0.0003907 | 0.00039779 | 0.0003997 | 0.00040304 | 0.0004043 | 0.0044807 | 0.0044807 | 0.0024852 | 0.0010987 | 0.00016278 | -0.29963 | Fixtures | 8.6572 | 1 |  |  |  | x | 8.6572 | 1 | 0 | -66.87
LO3Slow | New | Fixtures | Residential | Lighting | 0.00037289 | 0.0003535 | 2.9796 | -66.87 | <0 | <40 | Multifamily - Low Rise | ID/MT/OR-Floor/Table_500 to 999 lumens | 1.9838e-05 | 5.0471e-05 | 0.0001116 | 0.00021962 | 0.00038201 | 0.00059863 | 0.00088023 | 0.0012139 | 0.0015896 | 0.0019778 | 0.0022851 | 0.0025939 | 0.0028716 | 0.0030978 | 0.0032092 | 0.0033174 | 0.0033776 | 0.0033938 | 0.0034221 | 0.0034328 | 0.038045 | 0.038045 | 0.021101 | 0.0093288 | 0.0013822 | -2.5441 | Fixtures | 8.6572 | 1 |  |  |  | x | 8.6572 | 1 | 0 | -66.87
LO3Slow | New | Fixtures | Residential | Lighting | 0.00068359 | 0.00064805 | 5.4623 | -66.87 | <0 | <40 | Multifamily - Low Rise | ID/MT/OR-Floor/Table_1000 to 1999 lumens | 2.1822e-05 | 5.5521e-05 | 0.00012277 | 0.0002416 | 0.00042023 | 0.00065852 | 0.00096829 | 0.0013353 | 0.0017486 | 0.0021757 | 0.0025137 | 0.0028534 | 0.0031589 | 0.0034077 | 0.0035302 | 0.0036493 | 0.0037155 | 0.0037333 | 0.0037645 | 0.0037762 | 0.041851 | 0.041851 | 0.023212 | 0.010262 | 0.0015205 | -2.7986 | Fixtures | 8.6572 | 1 |  |  |  | x | 8.6572 | 1 | 0 | -66.87
LO3Slow | New | Fixtures | Residential | Lighting | 0.0013249 | 0.001256 | 10.5866 | -66.87 | <0 | <40 | Multifamily - Low Rise | ID/MT/OR-Floor/Table_2000 to 3999 lumens | 6.0765e-06 | 1.546e-05 | 3.4185e-05 | 6.7273e-05 | 0.00011701 | 0.00018337 | 0.00026962 | 0.00037182 | 0.00048691 | 0.00060582 | 0.00069996 | 0.00079453 | 0.0008796 | 0.0009489 | 0.00098301 | 0.0010161 | 0.0010346 | 0.0010395 | 0.0010482 | 0.0010515 | 0.011654 | 0.011654 | 0.0064635 | 0.0028575 | 0.00042338 | -0.77928 | Fixtures | 8.6572 | 1 |  |  |  | x | 8.6572 | 1 | 0 | -66.87
LO3Slow | New | Fixtures | Residential | Lighting | 0.0024201 | 0.0022942 | 19.3377 | -66.87 | <0 | <40 | Multifamily - Low Rise | ID/MT/OR-Floor/Table_4000 to 7999 lumens | 6.9967e-07 | 1.7801e-06 | 3.9361e-06 | 7.7461e-06 | 1.3473e-05 | 2.1114e-05 | 3.1045e-05 | 4.2813e-05 | 5.6065e-05 | 6.9757e-05 | 8.0596e-05 | 9.1486e-05 | 0.00010128 | 0.00010926 | 0.00011319 | 0.000117 | 0.00011913 | 0.0001197 | 0.0001207 | 0.00012107 | 0.0013418 | 0.0013418 | 0.00074424 | 0.00032902 | 4.8749e-05 | -0.089729 | Fixtures | 8.6572 | 1 |  |  |  | x | 8.6572 | 1 | 0 | -66.87
LO3Slow | New | Fixtures | Residential | Lighting | 0.00013061 | 0.00012357 | 1.0409 | -37.1249 | <0 | <40 | Multifamily - Low Rise | ID/MT/OR-Ceiling and Wall Flush Mount _0 to 249 lumens | 1.8493e-07 | 4.7049e-07 | 1.0403e-06 | 2.0473e-06 | 3.5611e-06 | 5.5804e-06 | 8.2055e-06 | 1.1316e-05 | 1.4818e-05 | 1.8437e-05 | 2.1302e-05 | 2.418e-05 | 2.6769e-05 | 2.8878e-05 | 2.9916e-05 | 3.0925e-05 | 3.1486e-05 | 3.1637e-05 | 3.1901e-05 | 3.2001e-05 | 0.00035465 | 0.00035465 | 0.00019671 | 8.6963e-05 | 1.2885e-05 | -0.013167 | Fixtures | 3.7716 | 1 |  |  |  | x | 3.7716 | 1 | 0 | -37.1249
LO3Slow | New | Fixtures | Residential | Lighting | 0.00025587 | 0.00024207 | 2.0391 | -37.1249 | <0 | <40 | Multifamily - Low Rise | ID/MT/OR-Ceiling and Wall Flush Mount _250 to 499 lumens | 2.258e-06 | 5.7448e-06 | 1.2703e-05 | 2.4998e-05 | 4.3482e-05 | 6.8138e-05 | 0.00010019 | 0.00013816 | 0.00018093 | 0.00022512 | 0.0002601 | 0.00029524 | 0.00032685 | 0.0003526 | 0.00036528 | 0.00037759 | 0.00038445 | 0.00038629 | 0.00038951 | 0.00039073 | 0.0043304 | 0.0043304 | 0.0024018 | 0.0010618 | 0.00015732 | -0.16076 | Fixtures | 3.7716 | 1 |  |  |  | x | 3.7716 | 1 | 0 | -37.1249
LO3Slow | New | Fixtures | Residential | Lighting | 0.00049096 | 0.00046447 | 3.9125 | -37.1249 | <0 | <40 | Multifamily - Low Rise | ID/MT/OR-Ceiling and Wall Flush Mount _500 to 999 lumens | 2.1104e-05 | 5.3692e-05 | 0.00011872 | 0.00023364 | 0.00040639 | 0.00063683 | 0.0009364 | 0.0012913 | 0.001691 | 0.002104 | 0.0024309 | 0.0027594 | 0.0030548 | 0.0032955 | 0.003414 | 0.0035291 | 0.0035931 | 0.0036103 | 0.0036405 | 0.0036519 | 0.040473 | 0.040473 | 0.022448 | 0.0099241 | 0.0014704 | -1.5025 | Fixtures | 3.7716 | 1 |  |  |  | x | 3.7716 | 1 | 0 | -37.1249
LO3Slow | New | Fixtures | Residential | Lighting | 0.00090004 | 0.00085147 | 7.1725 | -37.1249 | <0 | <40 | Multifamily - Low Rise | ID/MT/OR-Ceiling and Wall Flush Mount _1000 to 1999 lumens | 2.6069e-05 | 6.6326e-05 | 0.00014666 | 0.00028862 | 0.00050202 | 0.00078669 | 0.0011567 | 0.0015952 | 0.002089 | 0.0025991 | 0.003003 | 0.0034087 | 0.0037737 | 0.004071 | 0.0042173 | 0.0043595 | 0.0044386 | 0.0044599 | 0.0044971 | 0.0045112 | 0.049996 | 0.049996 | 0.02773 | 0.012259 | 0.0018164 | -1.8561 | Fixtures | 3.7716 | 1 |  |  |  | x | 3.7716 | 1 | 0 | -37.1249
LO3Slow | New | Fixtures | Residential | Lighting | 0.0017444 | 0.0016503 | 13.9011 | -37.1249 | <0 | <40 | Multifamily - Low Rise | ID/MT/OR-Ceiling and Wall Flush Mount _2000 to 3999 lumens | 2.0618e-05 | 5.2456e-05 | 0.00011599 | 0.00022826 | 0.00039703 | 0.00062217 | 0.00091484 | 0.0012616 | 0.0016521 | 0.0020556 | 0.002375 | 0.0026959 | 0.0029845 | 0.0032196 | 0.0033354 | 0.0034478 | 0.0035104 | 0.0035272 | 0.0035567 | 0.0035678 | 0.039541 | 0.039541 | 0.021931 | 0.0096957 | 0.0014365 | -1.468 | Fixtures | 3.7716 | 1 |  |  |  | x | 3.7716 | 1 | 0 | -37.1249
LO3Slow | New | Fixtures | Residential | Lighting | 0.0031863 | 0.0030144 | 25.3921 | -37.1249 | <0 | <40 | Multifamily - Low Rise | ID/MT/OR-Ceiling and Wall Flush Mount _4000 to 7999 lumens | 6.2501e-06 | 1.5901e-05 | 3.5161e-05 | 6.9195e-05 | 0.00012036 | 0.0001886 | 0.00027732 | 0.00038244 | 0.00050082 | 0.00062313 | 0.00071995 | 0.00081723 | 0.00090472 | 0.000976 | 0.0010111 | 0.0010452 | 0.0010641 | 0.0010692 | 0.0010782 | 0.0010815 | 0.011986 | 0.011986 | 0.0066482 | 0.0029391 | 0.00043547 | -0.445 | Fixtures | 3.7716 | 1 |  |  |  | x | 3.7716 | 1 | 0 | -37.1249
LO3Slow | New | Fixtures | Residential | Lighting | 0.00010381 | 9.7994e-05 | 0.82491 | -111.0448 | <0 | <40 | Multifamily - Low Rise | ID/MT/OR-Downlight Fixture_0 to 249 lumens | 8.497e-09 | 2.1618e-08 | 4.7802e-08 | 9.4071e-08 | 1.6363e-07 | 2.5641e-07 | 3.7702e-07 | 5.1993e-07 | 6.8087e-07 | 8.4715e-07 | 9.7878e-07 | 1.111e-06 | 1.23e-06 | 1.3269e-06 | 1.3746e-06 | 1.4209e-06 | 1.4467e-06 | 1.4536e-06 | 1.4658e-06 | 1.4704e-06 | 1.6296e-05 | 1.6296e-05 | 9.0383e-06 | 3.9958e-06 | 5.9203e-07 | -0.0018096 | Fixtures | 10.4664 | 1 |  |  |  | x | 10.4664 | 1 | 0 | -111.0448
LO3Slow | New | Fixtures | Residential | Lighting | 0.00020337 | 0.00019197 | 1.616 | -111.0448 | <0 | <40 | Multifamily - Low Rise | ID/MT/OR-Downlight Fixture_250 to 499 lumens | 1.4035e-06 | 3.5709e-06 | 7.8958e-06 | 1.5538e-05 | 2.7027e-05 | 4.2353e-05 | 6.2276e-05 | 8.5881e-05 | 0.00011247 | 0.00013993 | 0.00016167 | 0.00018352 | 0.00020317 | 0.00021917 | 0.00022705 | 0.00023471 | 0.00023897 | 0.00024011 | 0.00024212 | 0.00024287 | 0.0026917 | 0.0026917 | 0.0014929 | 0.00066001 | 9.7789e-05 | -0.2989 | Fixtures | 10.4664 | 1 |  |  |  | x | 10.4664 | 1 | 0 | -111.0448
LO3Slow | New | Fixtures | Residential | Lighting | 0.00039021 | 0.00036834 | 3.1007 | -111.0448 | <0 | <40 | Multifamily - Low Rise | ID/MT/OR-Downlight Fixture_500 to 999 lumens | 4.9291e-05 | 0.00012541 | 0.00027729 | 0.0005457 | 0.00094918 | 0.0014874 | 0.0021871 | 0.0030161 | 0.0039497 | 0.0049143 | 0.0056778 | 0.006445 | 0.007135 | 0.0076971 | 0.0079739 | 0.0082427 | 0.0083923 | 0.0084325 | 0.0085029 | 0.0085295 | 0.09453 | 0.09453 | 0.05243 | 0.023179 | 0.0034343 | -10.4971 | Fixtures | 10.4664 | 1 |  |  |  | x | 10.4664 | 1 | 0 | -111.0448
LO3Slow | New | Fixtures | Residential | Lighting | 0.00071535 | 0.00067525 | 5.6843 | -111.0448 | <0 | <40 | Multifamily - Low Rise | ID/MT/OR-Downlight Fixture_1000 to 1999 lumens | 1.5047e-05 | 3.8283e-05 | 8.4651e-05 | 0.00016659 | 0.00028976 | 0.00045407 | 0.00066766 | 0.00092073 | 0.0012057 | 0.0015002 | 0.0017333 | 0.0019675 | 0.0021781 | 0.0023497 | 0.0024342 | 0.0025163 | 0.002562 | 0.0025742 | 0.0025957 | 0.0026038 | 0.028858 | 0.028858 | 0.016006 | 0.007076 | 0.0010484 | -3.2045 | Fixtures | 10.4664 | 1 |  |  |  | x | 10.4664 | 1 | 0 | -111.0448
LO3Slow | New | Fixtures | Residential | Lighting | 0.0013864 | 0.0013087 | 11.0168 | -111.0448 | <0 | <40 | Multifamily - Low Rise | ID/MT/OR-Downlight Fixture_2000 to 3999 lumens | 4.4783e-06 | 1.1394e-05 | 2.5194e-05 | 4.958e-05 | 8.6239e-05 | 0.00013514 | 0.00019871 | 0.00027403 | 0.00035885 | 0.00044649 | 0.00051586 | 0.00058557 | 0.00064826 | 0.00069933 | 0.00072447 | 0.00074889 | 0.00076249 | 0.00076614 | 0.00077254 | 0.00077496 | 0.0085886 | 0.0085886 | 0.0047636 | 0.002106 | 0.00031203 | -0.95372 | Fixtures | 10.4664 | 1 |  |  |  | x | 10.4664 | 1 | 0 | -111.0448
LO3Slow | New | Fixtures | Residential | Lighting | 0.0025325 | 0.0023905 | 20.1235 | -111.0448 | <0 | <40 | Multifamily - Low Rise | ID/MT/OR-Downlight Fixture_4000 to 7999 lumens | 1.4104e-06 | 3.5884e-06 | 7.9346e-06 | 1.5615e-05 | 2.716e-05 | 4.2562e-05 | 6.2582e-05 | 8.6303e-05 | 0.00011302 | 0.00014062 | 0.00016247 | 0.00018442 | 0.00020416 | 0.00022025 | 0.00022817 | 0.00023586 | 0.00024014 | 0.00024129 | 0.00024331 | 0.00024407 | 0.0027049 | 0.0027049 | 0.0015003 | 0.00066326 | 9.827e-05 | -0.30037 | Fixtures | 10.4664 | 1 |  |  |  | x | 10.4664 | 1 | 0 | -111.0448
LO3Slow | New | Fixtures | Residential | Lighting | 0.00015581 | 0.00017678 | 0.87246 | -72.4583 | <0 | <40 | Multifamily - Low Rise | ID/MT/OR-Exterior Porch_0 to 249 lumens | 1.1059e-10 | 2.8135e-10 | 6.2212e-10 | 1.2243e-09 | 2.1295e-09 | 3.3371e-09 | 4.9068e-09 | 6.7667e-09 | 8.8613e-09 | 1.1025e-08 | 1.2738e-08 | 1.446e-08 | 1.6008e-08 | 1.7269e-08 | 1.789e-08 | 1.8493e-08 | 1.8828e-08 | 1.8919e-08 | 1.9077e-08 | 1.9136e-08 | 2.1208e-07 | 2.1208e-07 | 1.1763e-07 | 5.2003e-08 | 7.705e-09 | -1.5367e-05 | Fixtures | 10.5821 | 1 |  |  |  | x | 10.5821 | 1 | 0 | -72.4583
LO3Slow | New | Fixtures | Residential | Lighting | 0.00030523 | 0.0003463 | 1.7091 | -72.4583 | <0 | <40 | Multifamily - Low Rise | ID/MT/OR-Exterior Porch_250 to 499 lumens | 3.505e-08 | 8.9175e-08 | 1.9718e-07 | 3.8804e-07 | 6.7496e-07 | 1.0577e-06 | 1.5552e-06 | 2.1447e-06 | 2.8086e-06 | 3.4945e-06 | 4.0375e-06 | 4.583e-06 | 5.0737e-06 | 5.4734e-06 | 5.6702e-06 | 5.8613e-06 | 5.9677e-06 | 5.9963e-06 | 6.0464e-06 | 6.0653e-06 | 6.722e-05 | 6.722e-05 | 3.7283e-05 | 1.6483e-05 | 2.4421e-06 | -0.0048706 | Fixtures | 10.5821 | 1 |  |  |  | x | 10.5821 | 1 | 0 | -72.4583
LO3Slow | New | Fixtures | Residential | Lighting | 0.00058566 | 0.00066447 | 3.2794 | -72.4583 | <0 | <40 | Multifamily - Low Rise | ID/MT/OR-Exterior Porch_500 to 999 lumens | 1.7523e-06 | 4.4582e-06 | 9.8578e-06 | 1.9399e-05 | 3.3743e-05 | 5.2878e-05 | 7.7751e-05 | 0.00010722 | 0.00014041 | 0.0001747 | 0.00020185 | 0.00022912 | 0.00025365 | 0.00027363 | 0.00028347 | 0.00029303 | 0.00029835 | 0.00029977 | 0.00030228 | 0.00030322 | 0.0033605 | 0.0033605 | 0.0018639 | 0.00082402 | 0.00012209 | -0.2435 | Fixtures | 10.5821 | 1 |  |  |  | x | 10.5821 | 1 | 0 | -72.4583
LO3Slow | New | Fixtures | Residential | Lighting | 0.0010737 | 0.0012181 | 6.0119 | -72.4583 | <0 | <40 | Multifamily - Low Rise | ID/MT/OR-Exterior Porch_1000 to 1999 lumens | 3.4318e-06 | 8.7313e-06 | 1.9306e-05 | 3.7994e-05 | 6.6086e-05 | 0.00010356 | 0.00015227 | 0.00020999 | 0.00027499 | 0.00034215 | 0.00039531 | 0.00044873 | 0.00049677 | 0.00053591 | 0.00055517 | 0.00057389 | 0.00058431 | 0.0005871 | 0.00059201 | 0.00059386 | 0.0065816 | 0.0065816 | 0.0036504 | 0.0016138 | 0.00023911 | -0.47689 | Fixtures | 10.5821 | 1 |  |  |  | x | 10.5821 | 1 | 0 | -72.4583
LO3Slow | New | Fixtures | Residential | Lighting | 0.0020809 | 0.0023609 | 11.6518 | -72.4583 | <0 | <40 | Multifamily - Low Rise | ID/MT/OR-Exterior Porch_2000 to 3999 lumens | 3.2469e-06 | 8.2608e-06 | 1.8266e-05 | 3.5946e-05 | 6.2525e-05 | 9.7979e-05 | 0.00014407 | 0.00019868 | 0.00026017 | 0.00032371 | 0.00037401 | 0.00042455 | 0.00047 | 0.00050703 | 0.00052525 | 0.00054296 | 0.00055282 | 0.00055547 | 0.0005601 | 0.00056186 | 0.0062269 | 0.0062269 | 0.0034537 | 0.0015269 | 0.00022622 | -0.45119 | Fixtures | 10.5821 | 1 |  |  |  | x | 10.5821 | 1 | 0 | -72.4583
LO3Slow | New | Fixtures | Residential | Lighting | 0.003801 | 0.0043124 | 21.2835 | -72.4583 | <0 | <40 | Multifamily - Low Rise | ID/MT/OR-Exterior Porch_4000 to 7999 lumens | 1.4227e-07 | 3.6197e-07 | 8.0039e-07 | 1.5751e-06 | 2.7397e-06 | 4.2933e-06 | 6.3128e-06 | 8.7056e-06 | 1.14e-05 | 1.4185e-05 | 1.6389e-05 | 1.8603e-05 | 2.0595e-05 | 2.2217e-05 | 2.3016e-05 | 2.3792e-05 | 2.4224e-05 | 2.434e-05 | 2.4543e-05 | 2.462e-05 | 0.00027285 | 0.00027285 | 0.00015134 | 6.6905e-05 | 9.9128e-06 | -0.01977 | Fixtures | 10.5821 | 1 |  |  |  | x | 10.5821 | 1 | 0 | -72.4583
LO3Slow | New | Fixtures | Residential | Lighting | 0.00017263 | 0.00020188 | 0.95994 | -89.0984 | <0 | <40 | Multifamily - Low Rise | ID/MT/OR-Chandelier/Pendant_0 to 249 lumens | 9.2496e-08 | 2.3533e-07 | 5.2035e-07 | 1.024e-06 | 1.7812e-06 | 2.7912e-06 | 4.1042e-06 | 5.6598e-06 | 7.4117e-06 | 9.2218e-06 | 1.0655e-05 | 1.2094e-05 | 1.3389e-05 | 1.4444e-05 | 1.4963e-05 | 1.5468e-05 | 1.5749e-05 | 1.5824e-05 | 1.5956e-05 | 1.6006e-05 | 0.00017739 | 0.00017739 | 9.8387e-05 | 4.3497e-05 | 6.4446e-06 | -0.015805 | Fixtures | 6.1235 | 1 |  |  |  | x | 6.1235 | 1 | 0 | -89.0984
LO3Slow | New | Fixtures | Residential | Lighting | 0.00033817 | 0.00039547 | 1.8805 | -89.0984 | <0 | <40 | Multifamily - Low Rise | ID/MT/OR-Chandelier/Pendant_250 to 499 lumens | 7.4767e-07 | 1.9022e-06 | 4.2062e-06 | 8.2775e-06 | 1.4398e-05 | 2.2562e-05 | 3.3175e-05 | 4.575e-05 | 5.9912e-05 | 7.4543e-05 | 8.6125e-05 | 9.7762e-05 | 0.00010823 | 0.00011676 | 0.00012095 | 0.00012503 | 0.0001273 | 0.00012791 | 0.00012898 | 0.00012938 | 0.0014339 | 0.0014339 | 0.0007953 | 0.0003516 | 5.2094e-05 | -0.12776 | Fixtures | 6.1235 | 1 |  |  |  | x | 6.1235 | 1 | 0 | -89.0984
LO3Slow | New | Fixtures | Residential | Lighting | 0.00064887 | 0.00075881 | 3.6083 | -89.0984 | <0 | <40 | Multifamily - Low Rise | ID/MT/OR-Chandelier/Pendant_500 to 999 lumens | 5.4965e-06 | 1.3984e-05 | 3.0922e-05 | 6.0852e-05 | 0.00010585 | 0.00016587 | 0.00024389 | 0.00033633 | 0.00044044 | 0.000548 | 0.00063314 | 0.0007187 | 0.00079564 | 0.00085832 | 0.00088918 | 0.00091916 | 0.00093584 | 0.00094032 | 0.00094818 | 0.00095114 | 0.010541 | 0.010541 | 0.0058466 | 0.0025848 | 0.00038296 | -0.93921 | Fixtures | 6.1235 | 1 |  |  |  | x | 6.1235 | 1 | 0 | -89.0984
LO3Slow | New | Fixtures | Residential | Lighting | 0.0011895 | 0.0013911 | 6.6148 | -89.0984 | <0 | <40 | Multifamily - Low Rise | ID/MT/OR-Chandelier/Pendant_1000 to 1999 lumens | 9.3114e-06 | 2.369e-05 | 5.2383e-05 | 0.00010309 | 0.00017931 | 0.00028099 | 0.00041316 | 0.00056976 | 0.00074613 | 0.00092834 | 0.0010726 | 0.0012175 | 0.0013479 | 0.0014541 | 0.0015063 | 0.0015571 | 0.0015854 | 0.001593 | 0.0016063 | 0.0016113 | 0.017858 | 0.017858 | 0.0099045 | 0.0043787 | 0.00064877 | -1.5911 | Fixtures | 6.1235 | 1 |  |  |  | x | 6.1235 | 1 | 0 | -89.0984
LO3Slow | New | Fixtures | Residential | Lighting | 0.0023054 | 0.0026961 | 12.8202 | -89.0984 | <0 | <40 | Multifamily - Low Rise | ID/MT/OR-Chandelier/Pendant_2000 to 3999 lumens | 1.3425e-05 | 3.4157e-05 | 7.5528e-05 | 0.00014863 | 0.00025853 | 0.00040513 | 0.00059571 | 0.0008215 | 0.0010758 | 0.0013385 | 0.0015465 | 0.0017554 | 0.0019434 | 0.0020965 | 0.0021719 | 0.0022451 | 0.0022858 | 0.0022968 | 0.002316 | 0.0023232 | 0.025748 | 0.025748 | 0.014281 | 0.0063134 | 0.00093541 | -2.2941 | Fixtures | 6.1235 | 1 |  |  |  | x | 6.1235 | 1 | 0 | -89.0984
LO3Slow | New | Fixtures | Residential | Lighting | 0.0042112 | 0.0049247 | 23.4176 | -89.0984 | <0 | <40 | Multifamily - Low Rise | ID/MT/OR-Chandelier/Pendant_4000 to 7999 lumens | 8.0652e-06 | 2.052e-05 | 4.5372e-05 | 8.929e-05 | 0.00015531 | 0.00024338 | 0.00035786 | 0.0004935 | 0.00064627 | 0.00080409 | 0.00092903 | 0.0010546 | 0.0011675 | 0.0012594 | 0.0013047 | 0.0013487 | 0.0013732 | 0.0013798 | 0.0013913 | 0.0013956 | 0.015467 | 0.015467 | 0.0085789 | 0.0037927 | 0.00056193 | -1.3781 | Fixtures | 6.1235 | 1 |  |  |  | x | 6.1235 | 1 | 0 | -89.0984
LO3Slow | New | Fixtures | Residential | Lighting | 2.898e-05 | 2.7142e-05 | 0.22794 | 11.6324 | 10-20 | <40 | Multifamily - Low Rise | ID/MT/OR-Linear Flush Mount_0 to 249 lumens | 1.4406e-08 | 3.6653e-08 | 8.1046e-08 | 1.5949e-07 | 2.7742e-07 | 4.3473e-07 | 6.3923e-07 | 8.8152e-07 | 1.1544e-06 | 1.4363e-06 | 1.6595e-06 | 1.8837e-06 | 2.0854e-06 | 2.2497e-06 | 2.3305e-06 | 2.4091e-06 | 2.4529e-06 | 2.4646e-06 | 2.4852e-06 | 2.4929e-06 | 2.7629e-05 | 2.7629e-05 | 1.5324e-05 | 6.7747e-06 | 1.0038e-06 | 0.00032139 | Fixtures | 1.5691 | 1 |  |  |  | x | #REF! | #REF! | 18.252 | -6.6196
LO3Slow | New | Fixtures | Residential | Lighting | 5.6772e-05 | 5.3172e-05 | 0.44653 | 11.6324 | 10-20 | <40 | Multifamily - Low Rise | ID/MT/OR-Linear Flush Mount_250 to 499 lumens | 4.1106e-07 | 1.0458e-06 | 2.3125e-06 | 4.5508e-06 | 7.9157e-06 | 1.2404e-05 | 1.8239e-05 | 2.5152e-05 | 3.2938e-05 | 4.0982e-05 | 4.735e-05 | 5.3748e-05 | 5.9502e-05 | 6.419e-05 | 6.6498e-05 | 6.8739e-05 | 6.9987e-05 | 7.0322e-05 | 7.091e-05 | 7.1132e-05 | 0.00078833 | 0.00078833 | 0.00043724 | 0.0001933 | 2.864e-05 | 0.0091702 | Fixtures | 1.5691 | 1 |  |  |  | x | #REF! | #REF! | 18.252 | -6.6196
LO3Slow | New | Fixtures | Residential | Lighting | 0.00010893 | 0.00010202 | 0.85678 | 11.6324 | 10-20 | <40 | Multifamily - Low Rise | ID/MT/OR-Linear Flush Mount_500 to 999 lumens | 8.0309e-06 | 2.0432e-05 | 4.518e-05 | 8.8911e-05 | 0.00015465 | 0.00024235 | 0.00035634 | 0.00049141 | 0.00064352 | 0.00080068 | 0.00092509 | 0.0010501 | 0.0011625 | 0.0012541 | 0.0012992 | 0.001343 | 0.0013674 | 0.0013739 | 0.0013854 | 0.0013897 | 0.015402 | 0.015402 | 0.0085425 | 0.0037766 | 0.00055955 | 0.17916 | Fixtures | 1.5691 | 1 |  |  |  | x | #REF! | #REF! | 18.2519 | -6.6196
LO3Slow | New | Fixtures | Residential | Lighting | 0.0001997 | 0.00018703 | 1.5707 | 11.6324 | 10-20 | <40 | Multifamily - Low Rise | ID/MT/OR-Linear Flush Mount_1000 to 1999 lumens | 1.3146e-05 | 3.3445e-05 | 7.3954e-05 | 0.00014554 | 0.00025314 | 0.00039669 | 0.00058329 | 0.00080438 | 0.0010534 | 0.0013106 | 0.0015143 | 0.0017189 | 0.0019029 | 0.0020528 | 0.0021266 | 0.0021983 | 0.0022382 | 0.0022489 | 0.0022677 | 0.0022748 | 0.025211 | 0.025211 | 0.013983 | 0.0061818 | 0.00091591 | 0.29326 | Fixtures | 1.5691 | 1 |  |  |  | x | #REF! | #REF! | 18.252 | -6.6196
LO3Slow | New | Fixtures | Residential | Lighting | 0.00038704 | 0.00036249 | 3.0442 | 11.6324 | 10-20 | <40 | Multifamily - Low Rise | ID/MT/OR-Linear Flush Mount_2000 to 3999 lumens | 4.8704e-06 | 1.2391e-05 | 2.7399e-05 | 5.392e-05 | 9.3789e-05 | 0.00014697 | 0.00021611 | 0.00029802 | 0.00039027 | 0.00048558 | 0.00056102 | 0.00063683 | 0.00070501 | 0.00076055 | 0.0007879 | 0.00081446 | 0.00082924 | 0.00083321 | 0.00084017 | 0.0008428 | 0.0093405 | 0.0093405 | 0.0051806 | 0.0022903 | 0.00033934 | 0.10865 | Fixtures | 1.5691 | 1 |  |  |  | x | #REF! | #REF! | 18.252 | -6.6196
LO3Slow | New | Fixtures | Residential | Lighting | 0.00070697 | 0.00066213 | 5.5605 | 11.6324 | 10-20 | <40 | Multifamily - Low Rise | ID/MT/OR-Linear Flush Mount_4000 to 7999 lumens | 5.6253e-07 | 1.4312e-06 | 3.1646e-06 | 6.2278e-06 | 1.0833e-05 | 1.6975e-05 | 2.496e-05 | 3.4421e-05 | 4.5076e-05 | 5.6084e-05 | 6.4798e-05 | 7.3554e-05 | 8.1429e-05 | 8.7844e-05 | 9.1002e-05 | 9.407e-05 | 9.5778e-05 | 9.6236e-05 | 9.704e-05 | 9.7343e-05 | 0.0010788 | 0.0010788 | 0.00059836 | 0.00026453 | 3.9194e-05 | 0.012549 | Fixtures | 1.5691 | 1 |  |  |  | x | #REF! | #REF! | 18.2519 | -6.6196
LO3Slow | New | Fixtures | Residential | Lighting | 2.1873e-05 | 2.0242e-05 | 0.16937 | 20.5429 | 20-30 | <40 | Multifamily - Low Rise | ID/MT/OR-Linear Shop_0 to 249 lumens | 3.3935e-09 | 8.6338e-09 | 1.9091e-08 | 3.7569e-08 | 6.5348e-08 | 1.024e-07 | 1.5057e-07 | 2.0765e-07 | 2.7192e-07 | 3.3833e-07 | 3.909e-07 | 4.4372e-07 | 4.9122e-07 | 5.2992e-07 | 5.4897e-07 | 5.6748e-07 | 5.7778e-07 | 5.8055e-07 | 5.854e-07 | 5.8723e-07 | 6.5081e-06 | 6.5081e-06 | 3.6096e-06 | 1.5958e-06 | 2.3644e-07 | 0.0001337 | Fixtures | 1.2346 | 1 |  |  |  | x | #REF! | #REF! | 25.3629 | -4.82
LO3Slow | New | Fixtures | Residential | Lighting | 4.2848e-05 | 3.9655e-05 | 0.33179 | 20.5429 | 20-30 | <40 | Multifamily - Low Rise | ID/MT/OR-Linear Shop_250 to 499 lumens | 0 | 0 | 0 | 0 | 0 | 0 | 0 | 0 | 0 | 0 | 0 | 0 | 0 | 0 | 0 | 0 | 0 | 0 | 0 | 0 | 0 | 0 | 0 | 0 | 0 | 0 | Fixtures | 1.2346 | 1 |  |  |  | x | #REF! | #REF! | 25.3629 | -4.82
LO3Slow | New | Fixtures | Residential | Lighting | 8.2216e-05 | 7.6087e-05 | 0.63662 | 20.5429 | 20-30 | <40 | Multifamily - Low Rise | ID/MT/OR-Linear Shop_500 to 999 lumens | 5.3363e-09 | 1.3577e-08 | 3.002e-08 | 5.9078e-08 | 1.0276e-07 | 1.6103e-07 | 2.3678e-07 | 3.2653e-07 | 4.276e-07 | 5.3203e-07 | 6.1469e-07 | 6.9775e-07 | 7.7245e-07 | 8.3331e-07 | 8.6326e-07 | 8.9236e-07 | 9.0857e-07 | 9.1291e-07 | 9.2054e-07 | 9.2342e-07 | 1.0234e-05 | 1.0234e-05 | 5.6762e-06 | 2.5094e-06 | 3.718e-07 | 0.00021024 | Fixtures | 1.2346 | 1 |  |  |  | x | #REF! | #REF! | 25.3629 | -4.82
LO3Slow | New | Fixtures | Residential | Lighting | 0.00015072 | 0.00013949 | 1.1671 | 20.5429 | 20-30 | <40 | Multifamily - Low Rise | ID/MT/OR-Linear Shop_1000 to 1999 lumens | 2.9927e-09 | 7.6142e-09 | 1.6836e-08 | 3.3133e-08 | 5.7631e-08 | 9.031e-08 | 1.3279e-07 | 1.8312e-07 | 2.3981e-07 | 2.9837e-07 | 3.4474e-07 | 3.9132e-07 | 4.3321e-07 | 4.6734e-07 | 4.8414e-07 | 5.0046e-07 | 5.0955e-07 | 5.1199e-07 | 5.1626e-07 | 5.1788e-07 | 5.7395e-06 | 5.7395e-06 | 3.1834e-06 | 1.4074e-06 | 2.0852e-07 | 0.00011791 | Fixtures | 1.2346 | 1 |  |  |  | x | #REF! | #REF! | 25.3629 | -4.82
LO3Slow | New | Fixtures | Residential | Lighting | 0.00029211 | 0.00027034 | 2.2619 | 20.5429 | 20-30 | <40 | Multifamily - Low Rise | ID/MT/OR-Linear Shop_2000 to 3999 lumens | 0 | 0 | 0 | 0 | 0 | 0 | 0 | 0 | 0 | 0 | 0 | 0 | 0 | 0 | 0 | 0 | 0 | 0 | 0 | 0 | 0 | 0 | 0 | 0 | 0 | 0 | Fixtures | 1.2346 | 1 |  |  |  | x | #REF! | #REF! | 25.3629 | -4.82
LO3Slow | New | Fixtures | Residential | Lighting | 0.00053358 | 0.00049381 | 4.1317 | 20.5429 | 20-30 | <40 | Multifamily - Low Rise | ID/MT/OR-Linear Shop_4000 to 7999 lumens | 4.3263e-08 | 1.1007e-07 | 2.4338e-07 | 4.7896e-07 | 8.331e-07 | 1.3055e-06 | 1.9196e-06 | 2.6472e-06 | 3.4667e-06 | 4.3133e-06 | 4.9835e-06 | 5.6568e-06 | 6.2625e-06 | 6.7558e-06 | 6.9987e-06 | 7.2346e-06 | 7.366e-06 | 7.4012e-06 | 7.4631e-06 | 7.4864e-06 | 8.297e-05 | 8.297e-05 | 4.6018e-05 | 2.0345e-05 | 3.0143e-06 | 0.0017044 | Fixtures | 1.2346 | 1 |  |  |  | x | #REF! | #REF! | 25.3629 | -4.82
LO3Slow | New | Fixtures | Residential | Lighting | 0.00025527 | 0.00024217 | 2.0416 | -46.277 | <0 | <40 | Multifamily - Low Rise | ID/MT/OR-Track_0 to 249 lumens | 1.925e-09 | 4.8976e-09 | 1.0829e-08 | 2.1312e-08 | 3.7069e-08 | 5.8089e-08 | 8.5414e-08 | 1.1779e-07 | 1.5425e-07 | 1.9192e-07 | 2.2174e-07 | 2.517e-07 | 2.7865e-07 | 3.006e-07 | 3.1141e-07 | 3.2191e-07 | 3.2775e-07 | 3.2932e-07 | 3.3207e-07 | 3.3311e-07 | 3.6918e-06 | 3.6918e-06 | 2.0476e-06 | 9.0524e-07 | 1.3412e-07 | -0.00017084 | Fixtures | 3.6929 | 1 |  |  |  | x | 3.6929 | 1 | 0 | -46.277
LO3Slow | New | Fixtures | Residential | Lighting | 0.00050008 | 0.0004744 | 3.9995 | -46.277 | <0 | <40 | Multifamily - Low Rise | ID/MT/OR-Track_250 to 499 lumens | 1.7558e-07 | 4.4672e-07 | 9.8778e-07 | 1.9439e-06 | 3.3812e-06 | 5.2985e-06 | 7.7908e-06 | 1.0744e-05 | 1.407e-05 | 1.7506e-05 | 2.0225e-05 | 2.2958e-05 | 2.5416e-05 | 2.7419e-05 | 2.8404e-05 | 2.9362e-05 | 2.9895e-05 | 3.0038e-05 | 3.0289e-05 | 3.0384e-05 | 0.00033673 | 0.00033673 | 0.00018677 | 8.2569e-05 | 1.2234e-05 | -0.015583 | Fixtures | 3.6929 | 1 |  |  |  | x | 3.6929 | 1 | 0 | -46.277
LO3Slow | New | Fixtures | Residential | Lighting | 0.00095953 | 0.00091026 | 7.674 | -46.2769 | <0 | <40 | Multifamily - Low Rise | ID/MT/OR-Track_500 to 999 lumens | 2.7955e-06 | 7.1123e-06 | 1.5727e-05 | 3.0949e-05 | 5.3833e-05 | 8.4358e-05 | 0.00012404 | 0.00017106 | 0.000224 | 0.00027871 | 0.00032201 | 0.00036553 | 0.00040466 | 0.00043654 | 0.00045223 | 0.00046748 | 0.00047597 | 0.00047824 | 0.00048224 | 0.00048375 | 0.0053612 | 0.0053612 | 0.0029736 | 0.0013146 | 0.00019477 | -0.2481 | Fixtures | 3.6929 | 1 |  |  |  | x | 3.6929 | 1 | 0 | -46.2769
LO3Slow | New | Fixtures | Residential | Lighting | 0.001759 | 0.0016687 | 14.0682 | -46.2769 | <0 | <40 | Multifamily - Low Rise | ID/MT/OR-Track_1000 to 1999 lumens | 4.062e-06 | 1.0335e-05 | 2.2851e-05 | 4.497e-05 | 7.8221e-05 | 0.00012258 | 0.00018023 | 0.00024855 | 0.00032549 | 0.00040498 | 0.0004679 | 0.00053112 | 0.00058799 | 0.00063431 | 0.00065711 | 0.00067927 | 0.0006916 | 0.00069491 | 0.00070071 | 0.0007029 | 0.0077901 | 0.0077901 | 0.0043207 | 0.0019102 | 0.00028301 | -0.3605 | Fixtures | 3.6929 | 1 |  |  |  | x | 3.6929 | 1 | 0 | -46.2769
LO3Slow | New | Fixtures | Residential | Lighting | 0.0034092 | 0.0032342 | 27.2659 | -46.2769 | <0 | <40 | Multifamily - Low Rise | ID/MT/OR-Track_2000 to 3999 lumens | 6.4871e-06 | 1.6505e-05 | 3.6494e-05 | 7.1819e-05 | 0.00012492 | 0.00019576 | 0.00028784 | 0.00039694 | 0.00051981 | 0.00064676 | 0.00074725 | 0.00084822 | 0.00093903 | 0.001013 | 0.0010494 | 0.0010848 | 0.0011045 | 0.0011098 | 0.0011191 | 0.0011226 | 0.012441 | 0.012441 | 0.0069003 | 0.0030506 | 0.00045198 | -0.57573 | Fixtures | 3.6929 | 1 |  |  |  | x | 3.6929 | 1 | 0 | -46.2769
LO3Slow | New | Fixtures | Residential | Lighting | 0.0062274 | 0.0059076 | 49.8044 | -46.2769 | <0 | <40 | Multifamily - Low Rise | ID/MT/OR-Track_4000 to 7999 lumens | 2.6097e-06 | 6.6397e-06 | 1.4682e-05 | 2.8892e-05 | 5.0255e-05 | 7.8753e-05 | 0.0001158 | 0.00015969 | 0.00020912 | 0.00026019 | 0.00030062 | 0.00034124 | 0.00037777 | 0.00040753 | 0.00042218 | 0.00043642 | 0.00044434 | 0.00044647 | 0.0004502 | 0.0004516 | 0.005005 | 0.005005 | 0.002776 | 0.0012272 | 0.00018183 | -0.23162 | Fixtures | 3.6929 | 1 |  |  |  | x | 3.6929 | 1 | 0 | -46.2769
LO3Slow | New | Fixtures | Residential | Lighting | 7.0455e-05 | 6.6792e-05 | 0.56298 | -73.9725 | <0 | <40 | Multifamily - Low Rise | WA-Floor/Table_0 to 249 lumens | 2.6715e-07 | 6.7969e-07 | 1.5029e-06 | 2.9576e-06 | 5.1445e-06 | 8.0616e-06 | 1.1854e-05 | 1.6347e-05 | 2.1407e-05 | 2.6635e-05 | 3.0773e-05 | 3.4931e-05 | 3.8671e-05 | 4.1718e-05 | 4.3217e-05 | 4.4674e-05 | 4.5485e-05 | 4.5703e-05 | 4.6085e-05 | 4.6229e-05 | 0.00051234 | 0.00051234 | 0.00028417 | 0.00012563 | 1.8613e-05 | -0.037899 | Fixtures | 10.5207 | 1 |  |  |  | x | 10.5207 | 1 | 0 | -73.9725
LO3Slow | New | Fixtures | Residential | Lighting | 0.00013802 | 0.00013084 | 1.1029 | -73.9724 | <0 | <40 | Multifamily - Low Rise | WA-Floor/Table_250 to 499 lumens | 1.8711e-06 | 4.7605e-06 | 1.0526e-05 | 2.0715e-05 | 3.6032e-05 | 5.6464e-05 | 8.3024e-05 | 0.00011449 | 0.00014993 | 0.00018655 | 0.00021554 | 0.00024466 | 0.00027085 | 0.00029219 | 0.0003027 | 0.0003129 | 0.00031858 | 0.00032011 | 0.00032278 | 0.00032379 | 0.0035885 | 0.0035885 | 0.0019903 | 0.00087991 | 0.00013037 | -0.26545 | Fixtures | 10.5207 | 1 |  |  |  | x | 10.5207 | 1 | 0 | -73.9724
LO3Slow | New | Fixtures | Residential | Lighting | 0.00026483 | 0.00025106 | 2.1161 | -73.9724 | <0 | <40 | Multifamily - Low Rise | WA-Floor/Table_500 to 999 lumens | 1.5887e-05 | 4.0421e-05 | 8.9378e-05 | 0.00017589 | 0.00030594 | 0.00047943 | 0.00070495 | 0.00097215 | 0.0012731 | 0.001584 | 0.0018301 | 0.0020774 | 0.0022998 | 0.002481 | 0.0025701 | 0.0026568 | 0.002705 | 0.002718 | 0.0027407 | 0.0027492 | 0.030469 | 0.030469 | 0.016899 | 0.0074712 | 0.0011069 | -2.2539 | Fixtures | 10.5207 | 1 |  |  |  | x | 10.5207 | 1 | 0 | -73.9724
LO3Slow | New | Fixtures | Residential | Lighting | 0.00048549 | 0.00046025 | 3.8794 | -73.9724 | <0 | <40 | Multifamily - Low Rise | WA-Floor/Table_1000 to 1999 lumens | 1.7477e-05 | 4.4465e-05 | 9.832e-05 | 0.00019349 | 0.00033655 | 0.00052739 | 0.00077547 | 0.0010694 | 0.0014004 | 0.0017424 | 0.0020132 | 0.0022852 | 0.0025299 | 0.0027292 | 0.0028273 | 0.0029226 | 0.0029756 | 0.0029899 | 0.0030149 | 0.0030243 | 0.033517 | 0.033517 | 0.01859 | 0.0082186 | 0.0012177 | -2.4794 | Fixtures | 10.5207 | 1 |  |  |  | x | 10.5207 | 1 | 0 | -73.9724
LO3Slow | New | Fixtures | Residential | Lighting | 0.00094094 | 0.00089202 | 7.5187 | -73.9724 | <0 | <40 | Multifamily - Low Rise | WA-Floor/Table_2000 to 3999 lumens | 4.8665e-06 | 1.2381e-05 | 2.7377e-05 | 5.3877e-05 | 9.3713e-05 | 0.00014685 | 0.00021593 | 0.00029778 | 0.00038995 | 0.00048519 | 0.00056057 | 0.00063632 | 0.00070445 | 0.00075994 | 0.00078726 | 0.0008138 | 0.00082858 | 0.00083254 | 0.0008395 | 0.00084212 | 0.009333 | 0.009333 | 0.0051765 | 0.0022885 | 0.00033907 | -0.69038 | Fixtures | 10.5207 | 1 |  |  |  | x | 10.5207 | 1 | 0 | -73.9724
LO3Slow | New | Fixtures | Residential | Lighting | 0.0017187 | 0.0016294 | 13.7338 | -73.9725 | <0 | <40 | Multifamily - Low Rise | WA-Floor/Table_4000 to 7999 lumens | 5.6035e-07 | 1.4256e-06 | 3.1523e-06 | 6.2036e-06 | 1.0791e-05 | 1.6909e-05 | 2.4863e-05 | 3.4287e-05 | 4.4901e-05 | 5.5866e-05 | 6.4547e-05 | 7.3268e-05 | 8.1113e-05 | 8.7503e-05 | 9.0648e-05 | 9.3704e-05 | 9.5406e-05 | 9.5862e-05 | 9.6663e-05 | 9.6965e-05 | 0.0010746 | 0.0010746 | 0.00059604 | 0.00026351 | 3.9042e-05 | -0.079494 | Fixtures | 10.5207 | 1 |  |  |  | x | 10.5207 | 1 | 0 | -73.9725
LO3Slow | New | Fixtures | Residential | Lighting | 0.00011143 | 0.00010541 | 0.88796 | -37.3815 | <0 | <40 | Multifamily - Low Rise | WA-Ceiling and Wall Flush Mount _0 to 249 lumens | 1.779e-07 | 4.5261e-07 | 1.0008e-06 | 1.9695e-06 | 3.4257e-06 | 5.3683e-06 | 7.8935e-06 | 1.0885e-05 | 1.4255e-05 | 1.7736e-05 | 2.0492e-05 | 2.3261e-05 | 2.5751e-05 | 2.778e-05 | 2.8779e-05 | 2.9749e-05 | 3.0289e-05 | 3.0434e-05 | 3.0688e-05 | 3.0784e-05 | 0.00034117 | 0.00034117 | 0.00018923 | 8.3657e-05 | 1.2395e-05 | -0.012754 | Fixtures | 3.6094 | 1 |  |  |  | x | 3.6094 | 1 | 0 | -37.3815
LO3Slow | New | Fixtures | Residential | Lighting | 0.00021828 | 0.0002065 | 1.7395 | -37.3815 | <0 | <40 | Multifamily - Low Rise | WA-Ceiling and Wall Flush Mount _250 to 499 lumens | 2.1721e-06 | 5.5264e-06 | 1.222e-05 | 2.4048e-05 | 4.1829e-05 | 6.5548e-05 | 9.6381e-05 | 0.00013291 | 0.00017406 | 0.00021656 | 0.00025021 | 0.00028402 | 0.00031443 | 0.0003392 | 0.00035139 | 0.00036324 | 0.00036983 | 0.0003716 | 0.00037471 | 0.00037588 | 0.0041658 | 0.0041658 | 0.0023105 | 0.0010215 | 0.00015134 | -0.15572 | Fixtures | 3.6094 | 1 |  |  |  | x | 3.6094 | 1 | 0 | -37.3815
LO3Slow | New | Fixtures | Residential | Lighting | 0.00041883 | 0.00039623 | 3.3377 | -37.3815 | <0 | <40 | Multifamily - Low Rise | WA-Ceiling and Wall Flush Mount _500 to 999 lumens | 2.0301e-05 | 5.1651e-05 | 0.00011421 | 0.00022476 | 0.00039094 | 0.00061263 | 0.0009008 | 0.0012422 | 0.0016268 | 0.002024 | 0.0023385 | 0.0026545 | 0.0029387 | 0.0031702 | 0.0032842 | 0.0033949 | 0.0034566 | 0.0034731 | 0.0035021 | 0.0035131 | 0.038934 | 0.038934 | 0.021595 | 0.0095469 | 0.0014145 | -1.4554 | Fixtures | 3.6094 | 1 |  |  |  | x | 3.6094 | 1 | 0 | -37.3815
LO3Slow | New | Fixtures | Residential | Lighting | 0.00076781 | 0.00072638 | 6.1187 | -37.3815 | <0 | <40 | Multifamily - Low Rise | WA-Ceiling and Wall Flush Mount _1000 to 1999 lumens | 2.5079e-05 | 6.3805e-05 | 0.00014108 | 0.00027764 | 0.00048293 | 0.00075678 | 0.0011128 | 0.0015345 | 0.0020096 | 0.0025003 | 0.0028888 | 0.0032791 | 0.0036302 | 0.0039162 | 0.004057 | 0.0041938 | 0.0042699 | 0.0042904 | 0.0043262 | 0.0043397 | 0.048096 | 0.048096 | 0.026676 | 0.011793 | 0.0017473 | -1.7979 | Fixtures | 3.6094 | 1 |  |  |  | x | 3.6094 | 1 | 0 | -37.3815
LO3Slow | New | Fixtures | Residential | Lighting | 0.0014881 | 0.0014078 | 11.8588 | -37.3815 | <0 | <40 | Multifamily - Low Rise | WA-Ceiling and Wall Flush Mount _2000 to 3999 lumens | 1.9834e-05 | 5.0462e-05 | 0.00011158 | 0.00021958 | 0.00038194 | 0.00059852 | 0.00088007 | 0.0012136 | 0.0015893 | 0.0019775 | 0.0022847 | 0.0025934 | 0.0028711 | 0.0030973 | 0.0032086 | 0.0033168 | 0.003377 | 0.0033932 | 0.0034215 | 0.0034322 | 0.038038 | 0.038038 | 0.021097 | 0.0093271 | 0.0013819 | -1.4219 | Fixtures | 3.6094 | 1 |  |  |  | x | 3.6094 | 1 | 0 | -37.3815
LO3Slow | New | Fixtures | Residential | Lighting | 0.0027182 | 0.0025715 | 21.6616 | -37.3815 | <0 | <40 | Multifamily - Low Rise | WA-Ceiling and Wall Flush Mount _4000 to 7999 lumens | 4.7282e-06 | 1.203e-05 | 2.66e-05 | 5.2346e-05 | 9.1051e-05 | 0.00014268 | 0.0002098 | 0.00028932 | 0.00037888 | 0.0004714 | 0.00054465 | 0.00061824 | 0.00068443 | 0.00073835 | 0.0007649 | 0.00079068 | 0.00080504 | 0.00080889 | 0.00081564 | 0.0008182 | 0.0090678 | 0.0090678 | 0.0050294 | 0.0022235 | 0.00032944 | -0.33897 | Fixtures | 3.6094 | 1 |  |  |  | x | 3.6094 | 1 | 0 | -37.3815
LO3Slow | New | Fixtures | Residential | Lighting | 7.9543e-05 | 7.5085e-05 | 0.63206 | -112.4296 | <0 | <40 | Multifamily - Low Rise | WA-Downlight Fixture_0 to 249 lumens | 5.7736e-09 | 1.4689e-08 | 3.248e-08 | 6.3919e-08 | 1.1118e-07 | 1.7423e-07 | 2.5618e-07 | 3.5328e-07 | 4.6264e-07 | 5.7562e-07 | 6.6506e-07 | 7.5492e-07 | 8.3575e-07 | 9.0159e-07 | 9.34e-07 | 9.6549e-07 | 9.8302e-07 | 9.8772e-07 | 9.9597e-07 | 9.9909e-07 | 1.1073e-05 | 1.1073e-05 | 6.1413e-06 | 2.7151e-06 | 4.0227e-07 | -0.0012449 | Fixtures | 9.5904 | 1 |  |  |  | x | 9.5904 | 1 | 0 | -112.4296
LO3Slow | New | Fixtures | Residential | Lighting | 0.00015582 | 0.00014709 | 1.2382 | -112.4296 | <0 | <40 | Multifamily - Low Rise | WA-Downlight Fixture_250 to 499 lumens | 9.5366e-07 | 2.4263e-06 | 5.365e-06 | 1.0558e-05 | 1.8365e-05 | 2.8778e-05 | 4.2315e-05 | 5.8354e-05 | 7.6418e-05 | 9.508e-05 | 0.00010985 | 0.0001247 | 0.00013805 | 0.00014892 | 0.00015428 | 0.00015948 | 0.00016237 | 0.00016315 | 0.00016451 | 0.00016503 | 0.001829 | 0.001829 | 0.0010144 | 0.00044847 | 6.6446e-05 | -0.20563 | Fixtures | 9.5904 | 1 |  |  |  | x | 9.5904 | 1 | 0 | -112.4296
LO3Slow | New | Fixtures | Residential | Lighting | 0.00029899 | 0.00028223 | 2.3758 | -112.4296 | <0 | <40 | Multifamily - Low Rise | WA-Downlight Fixture_500 to 999 lumens | 3.3492e-05 | 8.5211e-05 | 0.00018842 | 0.00037079 | 0.00064495 | 0.0010107 | 0.0014861 | 0.0020494 | 0.0026837 | 0.0033391 | 0.003858 | 0.0043793 | 0.0048481 | 0.0052301 | 0.0054181 | 0.0056007 | 0.0057024 | 0.0057297 | 0.0057776 | 0.0057956 | 0.064231 | 0.064231 | 0.035625 | 0.01575 | 0.0023335 | -7.2215 | Fixtures | 9.5904 | 1 |  |  |  | x | 9.5904 | 1 | 0 | -112.4296
LO3Slow | New | Fixtures | Residential | Lighting | 0.00054811 | 0.0005174 | 4.3554 | -112.4296 | <0 | <40 | Multifamily - Low Rise | WA-Downlight Fixture_1000 to 1999 lumens | 1.0224e-05 | 2.6013e-05 | 5.7519e-05 | 0.00011319 | 0.00019689 | 0.00030853 | 0.00045366 | 0.00062562 | 0.00081928 | 0.0010194 | 0.0011777 | 0.0013369 | 0.00148 | 0.0015966 | 0.001654 | 0.0017098 | 0.0017408 | 0.0017491 | 0.0017637 | 0.0017693 | 0.019608 | 0.019608 | 0.010876 | 0.004808 | 0.00071237 | -2.2045 | Fixtures | 9.5904 | 1 |  |  |  | x | 9.5904 | 1 | 0 | -112.4296
LO3Slow | New | Fixtures | Residential | Lighting | 0.0010623 | 0.0010028 | 8.4413 | -112.4296 | <0 | <40 | Multifamily - Low Rise | WA-Downlight Fixture_2000 to 3999 lumens | 3.0429e-06 | 7.7419e-06 | 1.7119e-05 | 3.3688e-05 | 5.8598e-05 | 9.1825e-05 | 0.00013502 | 0.0001862 | 0.00024383 | 0.00030338 | 0.00035052 | 0.00039788 | 0.00044048 | 0.00047518 | 0.00049226 | 0.00050886 | 0.0005181 | 0.00052058 | 0.00052492 | 0.00052657 | 0.0058358 | 0.0058358 | 0.0032368 | 0.001431 | 0.00021201 | -0.65612 | Fixtures | 9.5904 | 1 |  |  |  | x | 9.5904 | 1 | 0 | -112.4296
LO3Slow | New | Fixtures | Residential | Lighting | 0.0019404 | 0.0018317 | 15.4191 | -112.4296 | <0 | <40 | Multifamily - Low Rise | WA-Downlight Fixture_4000 to 7999 lumens | 9.5835e-07 | 2.4383e-06 | 5.3914e-06 | 1.061e-05 | 1.8455e-05 | 2.892e-05 | 4.2523e-05 | 5.8641e-05 | 7.6793e-05 | 9.5547e-05 | 0.00011039 | 0.00012531 | 0.00013873 | 0.00014965 | 0.00015504 | 0.00016026 | 0.00016317 | 0.00016395 | 0.00016532 | 0.00016584 | 0.0018379 | 0.0018379 | 0.0010194 | 0.00045067 | 6.6773e-05 | -0.20664 | Fixtures | 9.5904 | 1 |  |  |  | x | 9.5904 | 1 | 0 | -112.4296
LO3Slow | New | Fixtures | Residential | Lighting | 0.00014232 | 0.00016147 | 0.7969 | -73.9245 | <0 | <40 | Multifamily - Low Rise | WA-Exterior Porch_0 to 249 lumens | 8.9573e-11 | 2.2789e-10 | 5.0391e-10 | 9.9167e-10 | 1.7249e-09 | 2.703e-09 | 3.9745e-09 | 5.481e-09 | 7.1776e-09 | 8.9304e-09 | 1.0318e-08 | 1.1712e-08 | 1.2966e-08 | 1.3988e-08 | 1.4491e-08 | 1.4979e-08 | 1.5251e-08 | 1.5324e-08 | 1.5452e-08 | 1.55e-08 | 1.7179e-07 | 1.7179e-07 | 9.5279e-08 | 4.2123e-08 | 6.241e-09 | -1.2699e-05 | Fixtures | 12.2733 | 1 |  |  |  | x | 12.2733 | 1 | 0 | -73.9245
LO3Slow | New | Fixtures | Residential | Lighting | 0.0002788 | 0.00031631 | 1.5611 | -73.9245 | <0 | <40 | Multifamily - Low Rise | WA-Exterior Porch_250 to 499 lumens | 2.839e-08 | 7.2231e-08 | 1.5972e-07 | 3.1431e-07 | 5.4671e-07 | 8.5672e-07 | 1.2597e-06 | 1.7372e-06 | 2.2749e-06 | 2.8305e-06 | 3.2703e-06 | 3.7122e-06 | 4.1096e-06 | 4.4334e-06 | 4.5928e-06 | 4.7476e-06 | 4.8338e-06 | 4.857e-06 | 4.8975e-06 | 4.9128e-06 | 5.4448e-05 | 5.4448e-05 | 3.0199e-05 | 1.3351e-05 | 1.9781e-06 | -0.004025 | Fixtures | 12.2733 | 1 |  |  |  | x | 12.2733 | 1 | 0 | -73.9245
LO3Slow | New | Fixtures | Residential | Lighting | 0.00053494 | 0.00060693 | 2.9954 | -73.9245 | <0 | <40 | Multifamily - Low Rise | WA-Exterior Porch_500 to 999 lumens | 1.4193e-06 | 3.6111e-06 | 7.9847e-06 | 1.5713e-05 | 2.7332e-05 | 4.283e-05 | 6.2978e-05 | 8.6848e-05 | 0.00011373 | 0.00014151 | 0.00016349 | 0.00018559 | 0.00020545 | 0.00022164 | 0.00022961 | 0.00023735 | 0.00024166 | 0.00024281 | 0.00024484 | 0.00024561 | 0.002722 | 0.002722 | 0.0015097 | 0.00066745 | 9.8891e-05 | -0.20122 | Fixtures | 12.2733 | 1 |  |  |  | x | 12.2733 | 1 | 0 | -73.9245
LO3Slow | New | Fixtures | Residential | Lighting | 0.00098067 | 0.0011126 | 5.4913 | -73.9245 | <0 | <40 | Multifamily - Low Rise | WA-Exterior Porch_1000 to 1999 lumens | 2.7798e-06 | 7.0723e-06 | 1.5638e-05 | 3.0775e-05 | 5.3529e-05 | 8.3883e-05 | 0.00012334 | 0.00017009 | 0.00022274 | 0.00027714 | 0.0003202 | 0.00036347 | 0.00040238 | 0.00043408 | 0.00044969 | 0.00046485 | 0.00047329 | 0.00047555 | 0.00047952 | 0.00048102 | 0.005331 | 0.005331 | 0.0029568 | 0.0013072 | 0.00019368 | -0.39409 | Fixtures | 12.2733 | 1 |  |  |  | x | 12.2733 | 1 | 0 | -73.9245
LO3Slow | New | Fixtures | Residential | Lighting | 0.0019007 | 0.0021564 | 10.6428 | -73.9245 | <0 | <40 | Multifamily - Low Rise | WA-Exterior Porch_2000 to 3999 lumens | 2.63e-06 | 6.6912e-06 | 1.4795e-05 | 2.9116e-05 | 5.0645e-05 | 7.9363e-05 | 0.00011669 | 0.00016093 | 0.00021074 | 0.00026221 | 0.00030295 | 0.00034388 | 0.0003807 | 0.00041069 | 0.00042545 | 0.0004398 | 0.00044778 | 0.00044992 | 0.00045368 | 0.0004551 | 0.0050438 | 0.0050438 | 0.0027975 | 0.0012368 | 0.00018324 | -0.37286 | Fixtures | 12.2733 | 1 |  |  |  | x | 12.2733 | 1 | 0 | -73.9245
LO3Slow | New | Fixtures | Residential | Lighting | 0.0034718 | 0.003939 | 19.4403 | -73.9245 | <0 | <40 | Multifamily - Low Rise | WA-Exterior Porch_4000 to 7999 lumens | 1.1524e-07 | 2.932e-07 | 6.4831e-07 | 1.2758e-06 | 2.2192e-06 | 3.4776e-06 | 5.1134e-06 | 7.0515e-06 | 9.2343e-06 | 1.1489e-05 | 1.3275e-05 | 1.5068e-05 | 1.6682e-05 | 1.7996e-05 | 1.8643e-05 | 1.9271e-05 | 1.9621e-05 | 1.9715e-05 | 1.988e-05 | 1.9942e-05 | 0.00022101 | 0.00022101 | 0.00012258 | 5.4192e-05 | 8.0293e-06 | -0.016338 | Fixtures | 12.2733 | 1 |  |  |  | x | 12.2733 | 1 | 0 | -73.9245
LO3Slow | New | Fixtures | Residential | Lighting | 0.00011634 | 0.00013606 | 0.64697 | -109.2876 | <0 | <40 | Multifamily - Low Rise | WA-Chandelier/Pendant_0 to 249 lumens | 5.5282e-08 | 1.4065e-07 | 3.11e-07 | 6.1203e-07 | 1.0646e-06 | 1.6682e-06 | 2.4529e-06 | 3.3827e-06 | 4.4298e-06 | 5.5116e-06 | 6.3679e-06 | 7.2284e-06 | 8.0023e-06 | 8.6327e-06 | 8.9431e-06 | 9.2445e-06 | 9.4124e-06 | 9.4574e-06 | 9.5364e-06 | 9.5663e-06 | 0.00010602 | 0.00010602 | 5.8803e-05 | 2.5997e-05 | 3.8517e-06 | -0.011587 | Fixtures | 5.6742 | 1 |  |  |  | x | 5.6742 | 1 | 0 | -109.2876
LO3Slow | New | Fixtures | Residential | Lighting | 0.00022792 | 0.00026653 | 1.2674 | -109.2876 | <0 | <40 | Multifamily - Low Rise | WA-Chandelier/Pendant_250 to 499 lumens | 4.4686e-07 | 1.1369e-06 | 2.5139e-06 | 4.9472e-06 | 8.6051e-06 | 1.3485e-05 | 1.9828e-05 | 2.7343e-05 | 3.5807e-05 | 4.4552e-05 | 5.1474e-05 | 5.8429e-05 | 6.4685e-05 | 6.9781e-05 | 7.229e-05 | 7.4727e-05 | 7.6083e-05 | 7.6448e-05 | 7.7086e-05 | 7.7327e-05 | 0.000857 | 0.000857 | 0.00047532 | 0.00021014 | 3.1135e-05 | -0.093659 | Fixtures | 5.6742 | 1 |  |  |  | x | 5.6742 | 1 | 0 | -109.2876
LO3Slow | New | Fixtures | Residential | Lighting | 0.00043732 | 0.00051142 | 2.4318 | -109.2876 | <0 | <40 | Multifamily - Low Rise | WA-Chandelier/Pendant_500 to 999 lumens | 3.2851e-06 | 8.358e-06 | 1.8481e-05 | 3.6369e-05 | 6.326e-05 | 9.9132e-05 | 0.00014576 | 0.00020101 | 0.00026324 | 0.00032752 | 0.00037841 | 0.00042954 | 0.00047553 | 0.00051299 | 0.00053144 | 0.00054935 | 0.00055932 | 0.000562 | 0.0005667 | 0.00056847 | 0.0063002 | 0.0063002 | 0.0034943 | 0.0015448 | 0.00022889 | -0.68853 | Fixtures | 5.6742 | 1 |  |  |  | x | 5.6742 | 1 | 0 | -109.2876
LO3Slow | New | Fixtures | Residential | Lighting | 0.0008017 | 0.00093754 | 4.4581 | -109.2876 | <0 | <40 | Multifamily - Low Rise | WA-Chandelier/Pendant_1000 to 1999 lumens | 5.5651e-06 | 1.4159e-05 | 3.1308e-05 | 6.1612e-05 | 0.00010717 | 0.00016794 | 0.00024693 | 0.00034053 | 0.00044594 | 0.00055484 | 0.00064105 | 0.00072767 | 0.00080558 | 0.00086904 | 0.00090028 | 0.00093063 | 0.00094753 | 0.00095207 | 0.00096002 | 0.00096302 | 0.010673 | 0.010673 | 0.0059196 | 0.002617 | 0.00038775 | -1.1664 | Fixtures | 5.6742 | 1 |  |  |  | x | 5.6742 | 1 | 0 | -109.2876
LO3Slow | New | Fixtures | Residential | Lighting | 0.0015538 | 0.0018171 | 8.6404 | -109.2876 | <0 | <40 | Multifamily - Low Rise | WA-Chandelier/Pendant_2000 to 3999 lumens | 8.024e-06 | 2.0415e-05 | 4.5141e-05 | 8.8834e-05 | 0.00015452 | 0.00024214 | 0.00035603 | 0.00049098 | 0.00064297 | 0.00079999 | 0.00092429 | 0.0010492 | 0.0011615 | 0.001253 | 0.0012981 | 0.0013418 | 0.0013662 | 0.0013727 | 0.0013842 | 0.0013885 | 0.015388 | 0.015388 | 0.0085351 | 0.0037733 | 0.00055907 | -1.6818 | Fixtures | 5.6742 | 1 |  |  |  | x | 5.6742 | 1 | 0 | -109.2876
LO3Slow | New | Fixtures | Residential | Lighting | 0.0028382 | 0.0033191 | 15.7827 | -109.2876 | <0 | <40 | Multifamily - Low Rise | WA-Chandelier/Pendant_4000 to 7999 lumens | 4.8203e-06 | 1.2264e-05 | 2.7118e-05 | 5.3366e-05 | 9.2824e-05 | 0.00014546 | 0.00021388 | 0.00029495 | 0.00038625 | 0.00048058 | 0.00055525 | 0.00063028 | 0.00069776 | 0.00075273 | 0.00077979 | 0.00080608 | 0.00082071 | 0.00082464 | 0.00083153 | 0.00083413 | 0.0092444 | 0.0092444 | 0.0051273 | 0.0022668 | 0.00033585 | -1.0103 | Fixtures | 5.6742 | 1 |  |  |  | x | 5.6742 | 1 | 0 | -109.2876
LO3Slow | New | Fixtures | Residential | Lighting | 2.898e-05 | 2.7142e-05 | 0.22794 | 11.6324 | 10-20 | <40 | Multifamily - Low Rise | WA-Linear Flush Mount_0 to 249 lumens | 1.2775e-08 | 3.2503e-08 | 7.1871e-08 | 1.4144e-07 | 2.4601e-07 | 3.8552e-07 | 5.6686e-07 | 7.8172e-07 | 1.0237e-06 | 1.2737e-06 | 1.4716e-06 | 1.6705e-06 | 1.8493e-06 | 1.995e-06 | 2.0667e-06 | 2.1364e-06 | 2.1752e-06 | 2.1856e-06 | 2.2038e-06 | 2.2107e-06 | 2.4501e-05 | 2.4501e-05 | 1.3589e-05 | 6.0077e-06 | 8.9012e-07 | 0.000285 | Fixtures | 1.5691 | 1 |  |  |  | x | #REF! | #REF! | 18.252 | -6.6196
LO3Slow | New | Fixtures | Residential | Lighting | 5.6772e-05 | 5.3172e-05 | 0.44653 | 11.6324 | 10-20 | <40 | Multifamily - Low Rise | WA-Linear Flush Mount_250 to 499 lumens | 3.6452e-07 | 9.2742e-07 | 2.0507e-06 | 4.0356e-06 | 7.0196e-06 | 1.1e-05 | 1.6174e-05 | 2.2305e-05 | 2.9209e-05 | 3.6343e-05 | 4.199e-05 | 4.7663e-05 | 5.2766e-05 | 5.6923e-05 | 5.897e-05 | 6.0958e-05 | 6.2064e-05 | 6.2361e-05 | 6.2882e-05 | 6.3079e-05 | 0.00069909 | 0.00069909 | 0.00038774 | 0.00017142 | 2.5398e-05 | 0.008132 | Fixtures | 1.5691 | 1 |  |  |  | x | #REF! | #REF! | 18.252 | -6.6196
LO3Slow | New | Fixtures | Residential | Lighting | 0.00010893 | 0.00010202 | 0.85678 | 11.6324 | 10-20 | <40 | Multifamily - Low Rise | WA-Linear Flush Mount_500 to 999 lumens | 7.1218e-06 | 1.8119e-05 | 4.0065e-05 | 7.8845e-05 | 0.00013714 | 0.00021491 | 0.000316 | 0.00043578 | 0.00057067 | 0.00071004 | 0.00082036 | 0.00093121 | 0.0010309 | 0.0011121 | 0.0011521 | 0.0011909 | 0.0012126 | 0.0012184 | 0.0012285 | 0.0012324 | 0.013658 | 0.013658 | 0.0075754 | 0.0033491 | 0.0004962 | 0.15888 | Fixtures | 1.5691 | 1 |  |  |  | x | #REF! | #REF! | 18.2519 | -6.6196
LO3Slow | New | Fixtures | Residential | Lighting | 0.0001997 | 0.00018703 | 1.5707 | 11.6324 | 10-20 | <40 | Multifamily - Low Rise | WA-Linear Flush Mount_1000 to 1999 lumens | 1.1657e-05 | 2.9659e-05 | 6.5582e-05 | 0.00012906 | 0.00022449 | 0.00035178 | 0.00051726 | 0.00071332 | 0.00093412 | 0.0011622 | 0.0013428 | 0.0015243 | 0.0016875 | 0.0018204 | 0.0018859 | 0.0019494 | 0.0019848 | 0.0019943 | 0.002011 | 0.0020173 | 0.022357 | 0.022357 | 0.0124 | 0.005482 | 0.00081223 | 0.26006 | Fixtures | 1.5691 | 1 |  |  |  | x | #REF! | #REF! | 18.2519 | -6.6196
LO3Slow | New | Fixtures | Residential | Lighting | 0.00038704 | 0.00036249 | 3.0442 | 11.6324 | 10-20 | <40 | Multifamily - Low Rise | WA-Linear Flush Mount_2000 to 3999 lumens | 4.319e-06 | 1.0989e-05 | 2.4298e-05 | 4.7816e-05 | 8.3171e-05 | 0.00013033 | 0.00019164 | 0.00026428 | 0.00034609 | 0.00043061 | 0.00049751 | 0.00056474 | 0.0006252 | 0.00067445 | 0.0006987 | 0.00072225 | 0.00073537 | 0.00073889 | 0.00074506 | 0.00074739 | 0.0082831 | 0.0082831 | 0.0045941 | 0.0020311 | 0.00030093 | 0.096352 | Fixtures | 1.5691 | 1 |  |  |  | x | #REF! | #REF! | 18.252 | -6.6196
LO3Slow | New | Fixtures | Residential | Lighting | 0.00070697 | 0.00066213 | 5.5605 | 11.6324 | 10-20 | <40 | Multifamily - Low Rise | WA-Linear Flush Mount_4000 to 7999 lumens | 4.9885e-07 | 1.2692e-06 | 2.8064e-06 | 5.5228e-06 | 9.6063e-06 | 1.5054e-05 | 2.2135e-05 | 3.0524e-05 | 3.9973e-05 | 4.9735e-05 | 5.7463e-05 | 6.5227e-05 | 7.2211e-05 | 7.7899e-05 | 8.07e-05 | 8.342e-05 | 8.4935e-05 | 8.5342e-05 | 8.6054e-05 | 8.6323e-05 | 0.0009567 | 0.0009567 | 0.00053062 | 0.00023459 | 3.4757e-05 | 0.011129 | Fixtures | 1.5691 | 1 |  |  |  | x | #REF! | #REF! | 18.252 | -6.6196
LO3Slow | New | Fixtures | Residential | Lighting | 2.1873e-05 | 2.0242e-05 | 0.16937 | 20.5429 | 20-30 | <40 | Multifamily - Low Rise | WA-Linear Shop_0 to 249 lumens | 3.0093e-09 | 7.6564e-09 | 1.693e-08 | 3.3316e-08 | 5.795e-08 | 9.0811e-08 | 1.3353e-07 | 1.8414e-07 | 2.4114e-07 | 3.0003e-07 | 3.4665e-07 | 3.9348e-07 | 4.3561e-07 | 4.6993e-07 | 4.8683e-07 | 5.0324e-07 | 5.1237e-07 | 5.1483e-07 | 5.1913e-07 | 5.2075e-07 | 5.7713e-06 | 5.7713e-06 | 3.201e-06 | 1.4152e-06 | 2.0967e-07 | 0.00011856 | Fixtures | 1.2346 | 1 |  |  |  | x | #REF! | #REF! | 25.3629 | -4.82
LO3Slow | New | Fixtures | Residential | Lighting | 4.2848e-05 | 3.9655e-05 | 0.33179 | 20.5429 | 20-30 | <40 | Multifamily - Low Rise | WA-Linear Shop_250 to 499 lumens | 0 | 0 | 0 | 0 | 0 | 0 | 0 | 0 | 0 | 0 | 0 | 0 | 0 | 0 | 0 | 0 | 0 | 0 | 0 | 0 | 0 | 0 | 0 | 0 | 0 | 0 | Fixtures | 1.2346 | 1 |  |  |  | x | #REF! | #REF! | 25.3629 | -4.82
LO3Slow | New | Fixtures | Residential | Lighting | 8.2216e-05 | 7.6087e-05 | 0.63662 | 20.5429 | 20-30 | <40 | Multifamily - Low Rise | WA-Linear Shop_500 to 999 lumens | 4.7322e-09 | 1.204e-08 | 2.6622e-08 | 5.239e-08 | 9.1127e-08 | 1.428e-07 | 2.0997e-07 | 2.8956e-07 | 3.7919e-07 | 4.718e-07 | 5.451e-07 | 6.1876e-07 | 6.85e-07 | 7.3897e-07 | 7.6553e-07 | 7.9134e-07 | 8.0571e-07 | 8.0957e-07 | 8.1633e-07 | 8.1888e-07 | 9.0754e-06 | 9.0754e-06 | 5.0336e-06 | 2.2253e-06 | 3.2971e-07 | 0.00018644 | Fixtures | 1.2346 | 1 |  |  |  | x | #REF! | #REF! | 25.3629 | -4.82
LO3Slow | New | Fixtures | Residential | Lighting | 0.00015072 | 0.00013949 | 1.1671 | 20.5429 | 20-30 | <40 | Multifamily - Low Rise | WA-Linear Shop_1000 to 1999 lumens | 2.6539e-09 | 6.7522e-09 | 1.493e-08 | 2.9382e-08 | 5.1107e-08 | 8.0087e-08 | 1.1776e-07 | 1.6239e-07 | 2.1266e-07 | 2.646e-07 | 3.0571e-07 | 3.4702e-07 | 3.8417e-07 | 4.1443e-07 | 4.2933e-07 | 4.4381e-07 | 4.5186e-07 | 4.5403e-07 | 4.5782e-07 | 4.5925e-07 | 5.0898e-06 | 5.0898e-06 | 2.823e-06 | 1.248e-06 | 1.8491e-07 | 0.00010456 | Fixtures | 1.2346 | 1 |  |  |  | x | #REF! | #REF! | 25.3629 | -4.82
LO3Slow | New | Fixtures | Residential | Lighting | 0.00029211 | 0.00027034 | 2.2619 | 20.5429 | 20-30 | <40 | Multifamily - Low Rise | WA-Linear Shop_2000 to 3999 lumens | 0 | 0 | 0 | 0 | 0 | 0 | 0 | 0 | 0 | 0 | 0 | 0 | 0 | 0 | 0 | 0 | 0 | 0 | 0 | 0 | 0 | 0 | 0 | 0 | 0 | 0 | Fixtures | 1.2346 | 1 |  |  |  | x | #REF! | #REF! | 25.3629 | -4.82
LO3Slow | New | Fixtures | Residential | Lighting | 0.00053358 | 0.00049381 | 4.1317 | 20.5429 | 20-30 | <40 | Multifamily - Low Rise | WA-Linear Shop_4000 to 7999 lumens | 3.8365e-08 | 9.7609e-08 | 2.1583e-07 | 4.2474e-07 | 7.3879e-07 | 1.1577e-06 | 1.7023e-06 | 2.3475e-06 | 3.0742e-06 | 3.825e-06 | 4.4193e-06 | 5.0164e-06 | 5.5535e-06 | 5.991e-06 | 6.2064e-06 | 6.4156e-06 | 6.5321e-06 | 6.5634e-06 | 6.6182e-06 | 6.6389e-06 | 7.3577e-05 | 7.3577e-05 | 4.0809e-05 | 1.8041e-05 | 2.6731e-06 | 0.0015115 | Fixtures | 1.2346 | 1 |  |  |  | x | #REF! | #REF! | 25.3629 | -4.82
LO3Slow | New | Fixtures | Residential | Lighting | 0.00021426 | 0.00020326 | 1.7136 | -52.1552 | <0 | <40 | Multifamily - Low Rise | WA-Track_0 to 249 lumens | 1.4328e-09 | 3.6454e-09 | 8.0605e-09 | 1.5863e-08 | 2.7591e-08 | 4.3237e-08 | 6.3575e-08 | 8.7673e-08 | 1.1481e-07 | 1.4285e-07 | 1.6505e-07 | 1.8735e-07 | 2.074e-07 | 2.2374e-07 | 2.3179e-07 | 2.396e-07 | 2.4395e-07 | 2.4512e-07 | 2.4717e-07 | 2.4794e-07 | 2.7478e-06 | 2.7478e-06 | 1.5241e-06 | 6.7378e-07 | 9.983e-08 | -0.00014331 | Fixtures | 5.0418 | 1 |  |  |  | x | 5.0418 | 1 | 0 | -52.1552
LO3Slow | New | Fixtures | Residential | Lighting | 0.00041973 | 0.00039818 | 3.3569 | -52.1552 | <0 | <40 | Multifamily - Low Rise | WA-Track_250 to 499 lumens | 1.3069e-07 | 3.325e-07 | 7.3522e-07 | 1.4469e-06 | 2.5167e-06 | 3.9437e-06 | 5.7989e-06 | 7.9968e-06 | 1.0472e-05 | 1.303e-05 | 1.5054e-05 | 1.7088e-05 | 1.8918e-05 | 2.0408e-05 | 2.1142e-05 | 2.1855e-05 | 2.2251e-05 | 2.2358e-05 | 2.2545e-05 | 2.2615e-05 | 0.00025064 | 0.00025064 | 0.00013901 | 6.1457e-05 | 9.1057e-06 | -0.013072 | Fixtures | 5.0418 | 1 |  |  |  | x | 5.0418 | 1 | 0 | -52.1552
LO3Slow | New | Fixtures | Residential | Lighting | 0.00080537 | 0.00076401 | 6.4411 | -52.1552 | <0 | <40 | Multifamily - Low Rise | WA-Track_500 to 999 lumens | 2.0807e-06 | 5.2938e-06 | 1.1706e-05 | 2.3036e-05 | 4.0069e-05 | 6.2789e-05 | 9.2325e-05 | 0.00012732 | 0.00016673 | 0.00020745 | 0.00023968 | 0.00027207 | 0.0003012 | 0.00032492 | 0.00033661 | 0.00034795 | 0.00035427 | 0.00035597 | 0.00035894 | 0.00036006 | 0.0039905 | 0.0039905 | 0.0022133 | 0.00097848 | 0.00014497 | -0.20812 | Fixtures | 5.0418 | 1 |  |  |  | x | 5.0418 | 1 | 0 | -52.1552
LO3Slow | New | Fixtures | Residential | Lighting | 0.0014764 | 0.0014006 | 11.808 | -52.1552 | <0 | <40 | Multifamily - Low Rise | WA-Track_1000 to 1999 lumens | 3.0234e-06 | 7.6922e-06 | 1.7009e-05 | 3.3472e-05 | 5.8221e-05 | 9.1235e-05 | 0.00013415 | 0.000185 | 0.00024227 | 0.00030143 | 0.00034827 | 0.00039532 | 0.00043765 | 0.00047213 | 0.0004891 | 0.00050559 | 0.00051477 | 0.00051723 | 0.00052155 | 0.00052318 | 0.0057983 | 0.0057983 | 0.003216 | 0.0014218 | 0.00021065 | -0.30241 | Fixtures | 5.0418 | 1 |  |  |  | x | 5.0418 | 1 | 0 | -52.1552
LO3Slow | New | Fixtures | Residential | Lighting | 0.0028615 | 0.0027146 | 22.8853 | -52.1552 | <0 | <40 | Multifamily - Low Rise | WA-Track_2000 to 3999 lumens | 4.8284e-06 | 1.2285e-05 | 2.7163e-05 | 5.3456e-05 | 9.2981e-05 | 0.00014571 | 0.00021424 | 0.00029545 | 0.00038691 | 0.00048139 | 0.00055619 | 0.00063134 | 0.00069894 | 0.000754 | 0.00078111 | 0.00080744 | 0.0008221 | 0.00082604 | 0.00083293 | 0.00083554 | 0.0092601 | 0.0092601 | 0.005136 | 0.0022706 | 0.00033642 | -0.48296 | Fixtures | 5.0418 | 1 |  |  |  | x | 5.0418 | 1 | 0 | -52.1552
LO3Slow | New | Fixtures | Residential | Lighting | 0.0052269 | 0.0049585 | 41.8027 | -52.1552 | <0 | <40 | Multifamily - Low Rise | WA-Track_4000 to 7999 lumens | 1.9425e-06 | 4.9421e-06 | 1.0928e-05 | 2.1505e-05 | 3.7406e-05 | 5.8617e-05 | 8.619e-05 | 0.00011886 | 0.00015565 | 0.00019366 | 0.00022376 | 0.00025399 | 0.00028118 | 0.00030333 | 0.00031424 | 0.00032483 | 0.00033073 | 0.00033231 | 0.00033509 | 0.00033614 | 0.0037253 | 0.0037253 | 0.0020662 | 0.00091346 | 0.00013534 | -0.19429 | Fixtures | 5.0418 | 1 |  |  |  | x | 5.0418 | 1 | 0 | -52.1552
LO3Slow | New | Fixtures | Residential | Lighting | 9.9203e-05 | 9.4046e-05 | 0.7927 | -66.87 | <0 | <40 | Multifamily - High Rise | ID/MT/OR-Floor/Table_0 to 249 lumens | 9.7151e-08 | 2.4571e-07 | 5.4443e-07 | 1.0757e-06 | 1.8817e-06 | 2.9566e-06 | 4.363e-06 | 6.0516e-06 | 7.9524e-06 | 9.9119e-06 | 1.1429e-05 | 1.2951e-05 | 1.4342e-05 | 1.5454e-05 | 1.5984e-05 | 1.6503e-05 | 1.6789e-05 | 1.6805e-05 | 1.6851e-05 | 1.6835e-05 | 0.00018902 | 0.00018902 | 0.00010524 | 4.6509e-05 | 6.8013e-06 | -0.01264 | Fixtures | 8.6572 | 1 |  |  |  | x | 8.6572 | 1 | 0 | -66.87
LO3Slow | New | Fixtures | Residential | Lighting | 0.00019434 | 0.00018423 | 1.5529 | -66.87 | <0 | <40 | Multifamily - High Rise | ID/MT/OR-Floor/Table_250 to 499 lumens | 6.8045e-07 | 1.721e-06 | 3.8132e-06 | 7.5343e-06 | 1.318e-05 | 2.0708e-05 | 3.0558e-05 | 4.2386e-05 | 5.5699e-05 | 6.9423e-05 | 8.0046e-05 | 9.071e-05 | 0.00010045 | 0.00010824 | 0.00011195 | 0.00011559 | 0.00011759 | 0.0001177 | 0.00011802 | 0.00011791 | 0.0013239 | 0.0013239 | 0.00073711 | 0.00032575 | 4.7636e-05 | -0.088531 | Fixtures | 8.6572 | 1 |  |  |  | x | 8.6572 | 1 | 0 | -66.87
LO3Slow | New | Fixtures | Residential | Lighting | 0.00037289 | 0.0003535 | 2.9796 | -66.87 | <0 | <40 | Multifamily - High Rise | ID/MT/OR-Floor/Table_500 to 999 lumens | 5.7776e-06 | 1.4612e-05 | 3.2377e-05 | 6.3972e-05 | 0.00011191 | 0.00017583 | 0.00025947 | 0.00035989 | 0.00047293 | 0.00058946 | 0.00067966 | 0.0007702 | 0.00085294 | 0.00091904 | 0.00095058 | 0.00098144 | 0.00099846 | 0.0009994 | 0.0010021 | 0.0010012 | 0.011241 | 0.011241 | 0.0062587 | 0.0027659 | 0.00040447 | -0.7517 | Fixtures | 8.6572 | 1 |  |  |  | x | 8.6572 | 1 | 0 | -66.87
LO3Slow | New | Fixtures | Residential | Lighting | 0.00068359 | 0.00064805 | 5.4623 | -66.87 | <0 | <40 | Multifamily - High Rise | ID/MT/OR-Floor/Table_1000 to 1999 lumens | 6.3556e-06 | 1.6074e-05 | 3.5616e-05 | 7.0372e-05 | 0.0001231 | 0.00019342 | 0.00028542 | 0.00039589 | 0.00052025 | 0.00064843 | 0.00074765 | 0.00084725 | 0.00093827 | 0.001011 | 0.0010457 | 0.0010796 | 0.0010983 | 0.0010994 | 0.0011024 | 0.0011014 | 0.012366 | 0.012366 | 0.0068848 | 0.0030426 | 0.00044494 | -0.8269 | Fixtures | 8.6572 | 1 |  |  |  | x | 8.6572 | 1 | 0 | -66.87
LO3Slow | New | Fixtures | Residential | Lighting | 0.0013249 | 0.001256 | 10.5866 | -66.87 | <0 | <40 | Multifamily - High Rise | ID/MT/OR-Floor/Table_2000 to 3999 lumens | 1.7697e-06 | 4.4759e-06 | 9.9174e-06 | 1.9595e-05 | 3.4278e-05 | 5.3858e-05 | 7.9477e-05 | 0.00011024 | 0.00014486 | 0.00018056 | 0.00020819 | 0.00023592 | 0.00026126 | 0.00028151 | 0.00029117 | 0.00030063 | 0.00030584 | 0.00030613 | 0.00030696 | 0.00030668 | 0.0034433 | 0.0034433 | 0.0019171 | 0.00084722 | 0.00012389 | -0.23025 | Fixtures | 8.6572 | 1 |  |  |  | x | 8.6572 | 1 | 0 | -66.87
LO3Slow | New | Fixtures | Residential | Lighting | 0.0024201 | 0.0022942 | 19.3377 | -66.87 | <0 | <40 | Multifamily - High Rise | ID/MT/OR-Floor/Table_4000 to 7999 lumens | 2.0377e-07 | 5.1538e-07 | 1.1419e-06 | 2.2563e-06 | 3.9469e-06 | 6.2014e-06 | 9.1513e-06 | 1.2693e-05 | 1.668e-05 | 2.079e-05 | 2.3971e-05 | 2.7165e-05 | 3.0083e-05 | 3.2414e-05 | 3.3527e-05 | 3.4615e-05 | 3.5215e-05 | 3.5249e-05 | 3.5345e-05 | 3.5312e-05 | 0.00039648 | 0.00039648 | 0.00022074 | 9.7552e-05 | 1.4266e-05 | -0.026512 | Fixtures | 8.6572 | 1 |  |  |  | x | 8.6572 | 1 | 0 | -66.87
LO3Slow | New | Fixtures | Residential | Lighting | 0.00013061 | 0.00012357 | 1.0409 | -37.1249 | <0 | <40 | Multifamily - High Rise | ID/MT/OR-Ceiling and Wall Flush Mount _0 to 249 lumens | 5.3858e-08 | 1.3622e-07 | 3.0182e-07 | 5.9635e-07 | 1.0432e-06 | 1.6391e-06 | 2.4187e-06 | 3.3549e-06 | 4.4087e-06 | 5.495e-06 | 6.3358e-06 | 7.1798e-06 | 7.9511e-06 | 8.5673e-06 | 8.8612e-06 | 9.149e-06 | 9.3076e-06 | 9.3164e-06 | 9.3418e-06 | 9.3331e-06 | 0.00010479 | 0.00010479 | 5.8343e-05 | 2.5784e-05 | 3.7705e-06 | -0.0038904 | Fixtures | 3.7716 | 1 |  |  |  | x | 3.7716 | 1 | 0 | -37.1249
LO3Slow | New | Fixtures | Residential | Lighting | 0.00025587 | 0.00024207 | 2.0391 | -37.1249 | <0 | <40 | Multifamily - High Rise | ID/MT/OR-Ceiling and Wall Flush Mount _250 to 499 lumens | 6.5762e-07 | 1.6632e-06 | 3.6852e-06 | 7.2815e-06 | 1.2737e-05 | 2.0013e-05 | 2.9533e-05 | 4.0963e-05 | 5.383e-05 | 6.7094e-05 | 7.7361e-05 | 8.7666e-05 | 9.7084e-05 | 0.00010461 | 0.0001082 | 0.00011171 | 0.00011365 | 0.00011375 | 0.00011406 | 0.00011396 | 0.0012795 | 0.0012795 | 0.00071237 | 0.00031482 | 4.6038e-05 | -0.047502 | Fixtures | 3.7716 | 1 |  |  |  | x | 3.7716 | 1 | 0 | -37.1249
LO3Slow | New | Fixtures | Residential | Lighting | 0.00049096 | 0.00046447 | 3.9125 | -37.1249 | <0 | <40 | Multifamily - High Rise | ID/MT/OR-Ceiling and Wall Flush Mount _500 to 999 lumens | 6.1462e-06 | 1.5545e-05 | 3.4443e-05 | 6.8054e-05 | 0.00011905 | 0.00018705 | 0.00027602 | 0.00038285 | 0.00050311 | 0.00062708 | 0.00072303 | 0.00081935 | 0.00090737 | 0.00097769 | 0.0010112 | 0.0010441 | 0.0010622 | 0.0010632 | 0.0010661 | 0.0010651 | 0.011959 | 0.011959 | 0.006658 | 0.0029424 | 0.00043028 | -0.44396 | Fixtures | 3.7716 | 1 |  |  |  | x | 3.7716 | 1 | 0 | -37.1249
LO3Slow | New | Fixtures | Residential | Lighting | 0.00090004 | 0.00085147 | 7.1725 | -37.1249 | <0 | <40 | Multifamily - High Rise | ID/MT/OR-Ceiling and Wall Flush Mount _1000 to 1999 lumens | 7.5925e-06 | 1.9203e-05 | 4.2548e-05 | 8.4068e-05 | 0.00014706 | 0.00023106 | 0.00034097 | 0.00047294 | 0.0006215 | 0.00077463 | 0.00089317 | 0.0010122 | 0.0011209 | 0.0012077 | 0.0012492 | 0.0012897 | 0.0013121 | 0.0013133 | 0.0013169 | 0.0013157 | 0.014773 | 0.014773 | 0.0082247 | 0.0036348 | 0.00053153 | -0.54843 | Fixtures | 3.7716 | 1 |  |  |  | x | 3.7716 | 1 | 0 | -37.1249
LO3Slow | New | Fixtures | Residential | Lighting | 0.0017444 | 0.0016503 | 13.9011 | -37.1249 | <0 | <40 | Multifamily - High Rise | ID/MT/OR-Ceiling and Wall Flush Mount _2000 to 3999 lumens | 6.0048e-06 | 1.5187e-05 | 3.365e-05 | 6.6488e-05 | 0.00011631 | 0.00018274 | 0.00026967 | 0.00037404 | 0.00049153 | 0.00061264 | 0.00070639 | 0.00080049 | 0.00088648 | 0.00095518 | 0.00098796 | 0.00102 | 0.0010377 | 0.0010387 | 0.0010415 | 0.0010406 | 0.011683 | 0.011683 | 0.0065048 | 0.0028747 | 0.00042038 | -0.43374 | Fixtures | 3.7716 | 1 |  |  |  | x | 3.7716 | 1 | 0 | -37.1249
LO3Slow | New | Fixtures | Residential | Lighting | 0.0031863 | 0.0030144 | 25.3921 | -37.1249 | <0 | <40 | Multifamily - High Rise | ID/MT/OR-Ceiling and Wall Flush Mount _4000 to 7999 lumens | 1.8203e-06 | 4.6038e-06 | 1.0201e-05 | 2.0155e-05 | 3.5257e-05 | 5.5396e-05 | 8.1747e-05 | 0.00011339 | 0.000149 | 0.00018572 | 0.00021413 | 0.00024266 | 0.00026873 | 0.00028955 | 0.00029949 | 0.00030921 | 0.00031457 | 0.00031487 | 0.00031573 | 0.00031544 | 0.0035417 | 0.0035417 | 0.0019718 | 0.00087142 | 0.00012743 | -0.13148 | Fixtures | 3.7716 | 1 |  |  |  | x | 3.7716 | 1 | 0 | -37.1249
LO3Slow | New | Fixtures | Residential | Lighting | 0.00010381 | 9.7994e-05 | 0.82491 | -111.0448 | <0 | <40 | Multifamily - High Rise | ID/MT/OR-Downlight Fixture_0 to 249 lumens | 2.4747e-09 | 6.2589e-09 | 1.3868e-08 | 2.7401e-08 | 4.7933e-08 | 7.5311e-08 | 1.1114e-07 | 1.5415e-07 | 2.0257e-07 | 2.5248e-07 | 2.9112e-07 | 3.299e-07 | 3.6534e-07 | 3.9365e-07 | 4.0716e-07 | 4.2038e-07 | 4.2767e-07 | 4.2807e-07 | 4.2924e-07 | 4.2884e-07 | 4.8149e-06 | 4.8149e-06 | 2.6807e-06 | 1.1847e-06 | 1.7325e-07 | -0.00053467 | Fixtures | 10.4664 | 1 |  |  |  | x | 10.4664 | 1 | 0 | -111.0448
LO3Slow | New | Fixtures | Residential | Lighting | 0.00020337 | 0.00019197 | 1.616 | -111.0448 | <0 | <40 | Multifamily - High Rise | ID/MT/OR-Downlight Fixture_250 to 499 lumens | 4.0876e-07 | 1.0338e-06 | 2.2907e-06 | 4.526e-06 | 7.9174e-06 | 1.244e-05 | 1.8357e-05 | 2.5462e-05 | 3.346e-05 | 4.1705e-05 | 4.8086e-05 | 5.4492e-05 | 6.0346e-05 | 6.5022e-05 | 6.7253e-05 | 6.9437e-05 | 7.0641e-05 | 7.0708e-05 | 7.0901e-05 | 7.0834e-05 | 0.00079532 | 0.00079532 | 0.0004428 | 0.00019569 | 2.8617e-05 | -0.088316 | Fixtures | 10.4664 | 1 |  |  |  | x | 10.4664 | 1 | 0 | -111.0448
LO3Slow | New | Fixtures | Residential | Lighting | 0.00039021 | 0.00036834 | 3.1007 | -111.0448 | <0 | <40 | Multifamily - High Rise | ID/MT/OR-Downlight Fixture_500 to 999 lumens | 1.4355e-05 | 3.6307e-05 | 8.0447e-05 | 0.00015895 | 0.00027805 | 0.00043688 | 0.00064469 | 0.00089421 | 0.0011751 | 0.0014646 | 0.0016887 | 0.0019137 | 0.0021193 | 0.0022835 | 0.0023619 | 0.0024386 | 0.0024809 | 0.0024832 | 0.00249 | 0.0024877 | 0.027931 | 0.027931 | 0.015551 | 0.0068724 | 0.001005 | -3.1016 | Fixtures | 10.4664 | 1 |  |  |  | x | 10.4664 | 1 | 0 | -111.0448
LO3Slow | New | Fixtures | Residential | Lighting | 0.00071535 | 0.00067525 | 5.6843 | -111.0448 | <0 | <40 | Multifamily - High Rise | ID/MT/OR-Downlight Fixture_1000 to 1999 lumens | 4.3824e-06 | 1.1084e-05 | 2.4558e-05 | 4.8524e-05 | 8.4882e-05 | 0.00013337 | 0.00019681 | 0.00027298 | 0.00035873 | 0.00044711 | 0.00051553 | 0.00058421 | 0.00064697 | 0.00069711 | 0.00072102 | 0.00074443 | 0.00075734 | 0.00075806 | 0.00076012 | 0.00075942 | 0.0085266 | 0.0085266 | 0.0047473 | 0.002098 | 0.0003068 | -0.94684 | Fixtures | 10.4664 | 1 |  |  |  | x | 10.4664 | 1 | 0 | -111.0448
LO3Slow | New | Fixtures | Residential | Lighting | 0.0013864 | 0.0013087 | 11.0168 | -111.0448 | <0 | <40 | Multifamily - High Rise | ID/MT/OR-Downlight Fixture_2000 to 3999 lumens | 1.3043e-06 | 3.2987e-06 | 7.3091e-06 | 1.4442e-05 | 2.5263e-05 | 3.9693e-05 | 5.8574e-05 | 8.1245e-05 | 0.00010676 | 0.00013307 | 0.00015343 | 0.00017387 | 0.00019255 | 0.00020747 | 0.00021459 | 0.00022156 | 0.0002254 | 0.00022561 | 0.00022623 | 0.00022602 | 0.0025377 | 0.0025377 | 0.0014129 | 0.00062439 | 9.1309e-05 | -0.2818 | Fixtures | 10.4664 | 1 |  |  |  | x | 10.4664 | 1 | 0 | -111.0448
LO3Slow | New | Fixtures | Residential | Lighting | 0.0025325 | 0.0023905 | 20.1235 | -111.0448 | <0 | <40 | Multifamily - High Rise | ID/MT/OR-Downlight Fixture_4000 to 7999 lumens | 4.1077e-07 | 1.0389e-06 | 2.3019e-06 | 4.5483e-06 | 7.9563e-06 | 1.2501e-05 | 1.8448e-05 | 2.5587e-05 | 3.3625e-05 | 4.191e-05 | 4.8322e-05 | 5.476e-05 | 6.0642e-05 | 6.5342e-05 | 6.7584e-05 | 6.9778e-05 | 7.0988e-05 | 7.1055e-05 | 7.1249e-05 | 7.1183e-05 | 0.00079923 | 0.00079923 | 0.00044498 | 0.00019665 | 2.8757e-05 | -0.08875 | Fixtures | 10.4664 | 1 |  |  |  | x | 10.4664 | 1 | 0 | -111.0448
LO3Slow | New | Fixtures | Residential | Lighting | 0.00015581 | 0.00017678 | 0.87246 | -72.4583 | <0 | <40 | Multifamily - High Rise | ID/MT/OR-Exterior Porch_0 to 249 lumens | 3.2207e-11 | 8.1457e-11 | 1.8049e-10 | 3.5661e-10 | 6.2382e-10 | 9.8015e-10 | 1.4464e-09 | 2.0062e-09 | 2.6364e-09 | 3.286e-09 | 3.7888e-09 | 4.2935e-09 | 4.7547e-09 | 5.1232e-09 | 5.299e-09 | 5.471e-09 | 5.5659e-09 | 5.5712e-09 | 5.5863e-09 | 5.5811e-09 | 6.2664e-08 | 6.2664e-08 | 3.4889e-08 | 1.5418e-08 | 2.2547e-09 | -4.5406e-06 | Fixtures | 10.5821 | 1 |  |  |  | x | 10.5821 | 1 | 0 | -72.4583
LO3Slow | New | Fixtures | Residential | Lighting | 0.00030523 | 0.0003463 | 1.7091 | -72.4583 | <0 | <40 | Multifamily - High Rise | ID/MT/OR-Exterior Porch_250 to 499 lumens | 1.0208e-08 | 2.5818e-08 | 5.7205e-08 | 1.1303e-07 | 1.9772e-07 | 3.1066e-07 | 4.5844e-07 | 6.3587e-07 | 8.356e-07 | 1.0415e-06 | 1.2009e-06 | 1.3608e-06 | 1.507e-06 | 1.6238e-06 | 1.6795e-06 | 1.7341e-06 | 1.7641e-06 | 1.7658e-06 | 1.7706e-06 | 1.769e-06 | 1.9862e-05 | 1.9862e-05 | 1.1058e-05 | 4.8869e-06 | 7.1464e-07 | -0.0014391 | Fixtures | 10.5821 | 1 |  |  |  | x | 10.5821 | 1 | 0 | -72.4583
LO3Slow | New | Fixtures | Residential | Lighting | 0.00058566 | 0.00066447 | 3.2794 | -72.4583 | <0 | <40 | Multifamily - High Rise | ID/MT/OR-Exterior Porch_500 to 999 lumens | 5.1033e-07 | 1.2907e-06 | 2.8599e-06 | 5.6507e-06 | 9.8847e-06 | 1.5531e-05 | 2.2919e-05 | 3.1789e-05 | 4.1774e-05 | 5.2067e-05 | 6.0035e-05 | 6.8032e-05 | 7.5341e-05 | 8.1179e-05 | 8.3965e-05 | 8.6691e-05 | 8.8194e-05 | 8.8277e-05 | 8.8518e-05 | 8.8436e-05 | 0.00099295 | 0.00099295 | 0.00055283 | 0.00024431 | 3.5727e-05 | -0.071947 | Fixtures | 10.5821 | 1 |  |  |  | x | 10.5821 | 1 | 0 | -72.4583
LO3Slow | New | Fixtures | Residential | Lighting | 0.0010737 | 0.0012181 | 6.0119 | -72.4583 | <0 | <40 | Multifamily - High Rise | ID/MT/OR-Exterior Porch_1000 to 1999 lumens | 9.9949e-07 | 2.5279e-06 | 5.6011e-06 | 1.1067e-05 | 1.9359e-05 | 3.0417e-05 | 4.4886e-05 | 6.2259e-05 | 8.1815e-05 | 0.00010197 | 0.00011758 | 0.00013324 | 0.00014755 | 0.00015899 | 0.00016444 | 0.00016978 | 0.00017273 | 0.00017289 | 0.00017336 | 0.0001732 | 0.0019447 | 0.0019447 | 0.0010827 | 0.00047848 | 6.9972e-05 | -0.14091 | Fixtures | 10.5821 | 1 |  |  |  | x | 10.5821 | 1 | 0 | -72.4583
LO3Slow | New | Fixtures | Residential | Lighting | 0.0020809 | 0.0023609 | 11.6518 | -72.4583 | <0 | <40 | Multifamily - High Rise | ID/MT/OR-Exterior Porch_2000 to 3999 lumens | 9.4563e-07 | 2.3916e-06 | 5.2992e-06 | 1.047e-05 | 1.8316e-05 | 2.8778e-05 | 4.2467e-05 | 5.8904e-05 | 7.7406e-05 | 9.6478e-05 | 0.00011124 | 0.00012606 | 0.0001396 | 0.00015042 | 0.00015558 | 0.00016063 | 0.00016342 | 0.00016357 | 0.00016402 | 0.00016387 | 0.0018399 | 0.0018399 | 0.0010244 | 0.0004527 | 6.6201e-05 | -0.13331 | Fixtures | 10.5821 | 1 |  |  |  | x | 10.5821 | 1 | 0 | -72.4583
LO3Slow | New | Fixtures | Residential | Lighting | 0.003801 | 0.0043124 | 21.2835 | -72.4583 | <0 | <40 | Multifamily - High Rise | ID/MT/OR-Exterior Porch_4000 to 7999 lumens | 4.1436e-08 | 1.048e-07 | 2.322e-07 | 4.588e-07 | 8.0258e-07 | 1.261e-06 | 1.8609e-06 | 2.5811e-06 | 3.3918e-06 | 4.2275e-06 | 4.8744e-06 | 5.5238e-06 | 6.1172e-06 | 6.5912e-06 | 6.8174e-06 | 7.0387e-06 | 7.1608e-06 | 7.1675e-06 | 7.1871e-06 | 7.1804e-06 | 8.0621e-05 | 8.0621e-05 | 4.4886e-05 | 1.9836e-05 | 2.9008e-06 | -0.0058416 | Fixtures | 10.5821 | 1 |  |  |  | x | 10.5821 | 1 | 0 | -72.4583
LO3Slow | New | Fixtures | Residential | Lighting | 0.00017263 | 0.00020188 | 0.95994 | -89.0984 | <0 | <40 | Multifamily - High Rise | ID/MT/OR-Chandelier/Pendant_0 to 249 lumens | 2.6939e-08 | 6.8132e-08 | 1.5096e-07 | 2.9828e-07 | 5.2178e-07 | 8.1981e-07 | 1.2098e-06 | 1.678e-06 | 2.2051e-06 | 2.7484e-06 | 3.169e-06 | 3.5912e-06 | 3.9769e-06 | 4.2851e-06 | 4.4322e-06 | 4.5761e-06 | 4.6554e-06 | 4.6598e-06 | 4.6725e-06 | 4.6682e-06 | 5.2414e-05 | 5.2414e-05 | 2.9182e-05 | 1.2896e-05 | 1.8859e-06 | -0.00467 | Fixtures | 6.1235 | 1 |  |  |  | x | 6.1235 | 1 | 0 | -89.0984
LO3Slow | New | Fixtures | Residential | Lighting | 0.00033817 | 0.00039547 | 1.8805 | -89.0984 | <0 | <40 | Multifamily - High Rise | ID/MT/OR-Chandelier/Pendant_250 to 499 lumens | 2.1775e-07 | 5.5073e-07 | 1.2203e-06 | 2.4111e-06 | 4.2177e-06 | 6.6268e-06 | 9.7792e-06 | 1.3564e-05 | 1.7825e-05 | 2.2217e-05 | 2.5616e-05 | 2.9029e-05 | 3.2147e-05 | 3.4638e-05 | 3.5827e-05 | 3.699e-05 | 3.7631e-05 | 3.7667e-05 | 3.777e-05 | 3.7734e-05 | 0.00042368 | 0.00042368 | 0.00023589 | 0.00010424 | 1.5244e-05 | -0.037749 | Fixtures | 6.1235 | 1 |  |  |  | x | 6.1235 | 1 | 0 | -89.0984
LO3Slow | New | Fixtures | Residential | Lighting | 0.00064887 | 0.00075881 | 3.6083 | -89.0984 | <0 | <40 | Multifamily - High Rise | ID/MT/OR-Chandelier/Pendant_500 to 999 lumens | 1.6008e-06 | 4.0487e-06 | 8.9708e-06 | 1.7725e-05 | 3.1006e-05 | 4.8717e-05 | 7.1891e-05 | 9.9716e-05 | 0.00013104 | 0.00016332 | 0.00018832 | 0.0002134 | 0.00023633 | 0.00025464 | 0.00026338 | 0.00027193 | 0.00027665 | 0.00027691 | 0.00027766 | 0.0002774 | 0.0031146 | 0.0031146 | 0.0017341 | 0.00076635 | 0.00011207 | -0.27751 | Fixtures | 6.1235 | 1 |  |  |  | x | 6.1235 | 1 | 0 | -89.0984
LO3Slow | New | Fixtures | Residential | Lighting | 0.0011895 | 0.0013911 | 6.6148 | -89.0984 | <0 | <40 | Multifamily - High Rise | ID/MT/OR-Chandelier/Pendant_1000 to 1999 lumens | 2.7119e-06 | 6.8588e-06 | 1.5197e-05 | 3.0027e-05 | 5.2527e-05 | 8.2529e-05 | 0.00012179 | 0.00016892 | 0.00022198 | 0.00027668 | 0.00031902 | 0.00036152 | 0.00040035 | 0.00043138 | 0.00044618 | 0.00046067 | 0.00046866 | 0.0004691 | 0.00047038 | 0.00046994 | 0.0052764 | 0.0052764 | 0.0029377 | 0.0012982 | 0.00018985 | -0.47012 | Fixtures | 6.1235 | 1 |  |  |  | x | 6.1235 | 1 | 0 | -89.0984
LO3Slow | New | Fixtures | Residential | Lighting | 0.0023054 | 0.0026961 | 12.8202 | -89.0984 | <0 | <40 | Multifamily - High Rise | ID/MT/OR-Chandelier/Pendant_2000 to 3999 lumens | 3.9101e-06 | 9.8892e-06 | 2.1912e-05 | 4.3294e-05 | 7.5734e-05 | 0.00011899 | 0.0001756 | 0.00024356 | 0.00032006 | 0.00039893 | 0.00045997 | 0.00052125 | 0.00057724 | 0.00062198 | 0.00064332 | 0.0006642 | 0.00067572 | 0.00067636 | 0.0006782 | 0.00067757 | 0.0076077 | 0.0076077 | 0.0042356 | 0.0018719 | 0.00027373 | -0.67783 | Fixtures | 6.1235 | 1 |  |  |  | x | 6.1235 | 1 | 0 | -89.0984
LO3Slow | New | Fixtures | Residential | Lighting | 0.0042112 | 0.0049247 | 23.4176 | -89.0984 | <0 | <40 | Multifamily - High Rise | ID/MT/OR-Chandelier/Pendant_4000 to 7999 lumens | 2.3489e-06 | 5.9408e-06 | 1.3163e-05 | 2.6008e-05 | 4.5496e-05 | 7.1484e-05 | 0.00010549 | 0.00014632 | 0.00019227 | 0.00023965 | 0.00027632 | 0.00031313 | 0.00034677 | 0.00037364 | 0.00038646 | 0.00039901 | 0.00040593 | 0.00040631 | 0.00040742 | 0.00040704 | 0.0045702 | 0.0045702 | 0.0025445 | 0.0011245 | 0.00016444 | -0.4072 | Fixtures | 6.1235 | 1 |  |  |  | x | 6.1235 | 1 | 0 | -89.0984
LO3Slow | New | Fixtures | Residential | Lighting | 2.898e-05 | 2.7142e-05 | 0.22794 | 11.6324 | 10-20 | <40 | Multifamily - High Rise | ID/MT/OR-Linear Flush Mount_0 to 249 lumens | 4.1957e-09 | 1.0612e-08 | 2.3513e-08 | 4.6457e-08 | 8.1268e-08 | 1.2769e-07 | 1.8843e-07 | 2.6136e-07 | 3.4345e-07 | 4.2807e-07 | 4.9358e-07 | 5.5933e-07 | 6.1941e-07 | 6.6742e-07 | 6.9032e-07 | 7.1273e-07 | 7.2509e-07 | 7.2577e-07 | 7.2775e-07 | 7.2707e-07 | 8.1635e-06 | 8.1635e-06 | 4.5451e-06 | 2.0086e-06 | 2.9373e-07 | 9.4961e-05 | Fixtures | 1.5691 | 1 |  |  |  | x | #REF! | #REF! | 18.2519 | -6.6196
LO3Slow | New | Fixtures | Residential | Lighting | 5.6772e-05 | 5.3172e-05 | 0.44653 | 11.6324 | 10-20 | <40 | Multifamily - High Rise | ID/MT/OR-Linear Flush Mount_250 to 499 lumens | 1.1972e-07 | 3.0278e-07 | 6.7089e-07 | 1.3256e-06 | 2.3188e-06 | 3.6433e-06 | 5.3764e-06 | 7.4573e-06 | 9.7996e-06 | 1.2214e-05 | 1.4083e-05 | 1.5959e-05 | 1.7674e-05 | 1.9043e-05 | 1.9697e-05 | 2.0336e-05 | 2.0689e-05 | 2.0709e-05 | 2.0765e-05 | 2.0746e-05 | 0.00023293 | 0.00023293 | 0.00012969 | 5.7312e-05 | 8.3811e-06 | 0.0027095 | Fixtures | 1.5691 | 1 |  |  |  | x | #REF! | #REF! | 18.252 | -6.6196
LO3Slow | New | Fixtures | Residential | Lighting | 0.00010893 | 0.00010202 | 0.85678 | 11.6324 | 10-20 | <40 | Multifamily - High Rise | ID/MT/OR-Linear Flush Mount_500 to 999 lumens | 2.3389e-06 | 5.9156e-06 | 1.3107e-05 | 2.5898e-05 | 4.5303e-05 | 7.118e-05 | 0.00010504 | 0.00014569 | 0.00019146 | 0.00023863 | 0.00027515 | 0.0003118 | 0.0003453 | 0.00037206 | 0.00038482 | 0.00039732 | 0.00040421 | 0.00040459 | 0.00040569 | 0.00040531 | 0.0045508 | 0.0045508 | 0.0025337 | 0.0011197 | 0.00016374 | 0.052937 | Fixtures | 1.5691 | 1 |  |  |  | x | #REF! | #REF! | 18.252 | -6.6196
LO3Slow | New | Fixtures | Residential | Lighting | 0.0001997 | 0.00018703 | 1.5707 | 11.6324 | 10-20 | <40 | Multifamily - High Rise | ID/MT/OR-Linear Flush Mount_1000 to 1999 lumens | 3.8286e-06 | 9.6831e-06 | 2.1455e-05 | 4.2392e-05 | 7.4156e-05 | 0.00011651 | 0.00017194 | 0.00023848 | 0.00031339 | 0.00039061 | 0.00045038 | 0.00051038 | 0.00056521 | 0.00060901 | 0.00062991 | 0.00065036 | 0.00066164 | 0.00066226 | 0.00066407 | 0.00066345 | 0.0074491 | 0.0074491 | 0.0041474 | 0.0018328 | 0.00026803 | 0.086651 | Fixtures | 1.5691 | 1 |  |  |  | x | #REF! | #REF! | 18.252 | -6.6196
LO3Slow | New | Fixtures | Residential | Lighting | 0.00038704 | 0.00036249 | 3.0442 | 11.6324 | 10-20 | <40 | Multifamily - High Rise | ID/MT/OR-Linear Flush Mount_2000 to 3999 lumens | 1.4185e-06 | 3.5875e-06 | 7.949e-06 | 1.5706e-05 | 2.7474e-05 | 4.3168e-05 | 6.3702e-05 | 8.8357e-05 | 0.00011611 | 0.00014472 | 0.00016686 | 0.00018909 | 0.00020941 | 0.00022564 | 0.00023338 | 0.00024096 | 0.00024513 | 0.00024536 | 0.00024603 | 0.0002458 | 0.0027599 | 0.0027599 | 0.0015366 | 0.00067906 | 9.9303e-05 | 0.032104 | Fixtures | 1.5691 | 1 |  |  |  | x | #REF! | #REF! | 18.252 | -6.6196
LO3Slow | New | Fixtures | Residential | Lighting | 0.00070697 | 0.00066213 | 5.5605 | 11.6324 | 10-20 | <40 | Multifamily - High Rise | ID/MT/OR-Linear Flush Mount_4000 to 7999 lumens | 1.6383e-07 | 4.1436e-07 | 9.1811e-07 | 1.814e-06 | 3.1733e-06 | 4.9859e-06 | 7.3576e-06 | 1.0205e-05 | 1.3411e-05 | 1.6715e-05 | 1.9273e-05 | 2.184e-05 | 2.4187e-05 | 2.6061e-05 | 2.6955e-05 | 2.783e-05 | 2.8313e-05 | 2.834e-05 | 2.8417e-05 | 2.839e-05 | 0.00031876 | 0.00031876 | 0.00017747 | 7.8431e-05 | 1.147e-05 | 0.003708 | Fixtures | 1.5691 | 1 |  |  |  | x | #REF! | #REF! | 18.2519 | -6.6196
LO3Slow | New | Fixtures | Residential | Lighting | 2.1873e-05 | 2.0242e-05 | 0.16937 | 20.5429 | 20-30 | <40 | Multifamily - High Rise | ID/MT/OR-Linear Shop_0 to 249 lumens | 9.8833e-10 | 2.4996e-09 | 5.5385e-09 | 1.0943e-08 | 1.9143e-08 | 3.0077e-08 | 4.4385e-08 | 6.1564e-08 | 8.0901e-08 | 1.0083e-07 | 1.1626e-07 | 1.3175e-07 | 1.4591e-07 | 1.5721e-07 | 1.6261e-07 | 1.6789e-07 | 1.708e-07 | 1.7096e-07 | 1.7143e-07 | 1.7127e-07 | 1.923e-06 | 1.923e-06 | 1.0706e-06 | 4.7314e-07 | 6.919e-08 | 3.9503e-05 | Fixtures | 1.2346 | 1 |  |  |  | x | #REF! | #REF! | 25.3629 | -4.82
LO3Slow | New | Fixtures | Residential | Lighting | 4.2848e-05 | 3.9655e-05 | 0.33179 | 20.5429 | 20-30 | <40 | Multifamily - High Rise | ID/MT/OR-Linear Shop_250 to 499 lumens | 0 | 0 | 0 | 0 | 0 | 0 | 0 | 0 | 0 | 0 | 0 | 0 | 0 | 0 | 0 | 0 | 0 | 0 | 0 | 0 | 0 | 0 | 0 | 0 | 0 | 0 | Fixtures | 1.2346 | 1 |  |  |  | x | #REF! | #REF! | 25.3629 | -4.82
LO3Slow | New | Fixtures | Residential | Lighting | 8.2216e-05 | 7.6087e-05 | 0.63662 | 20.5429 | 20-30 | <40 | Multifamily - High Rise | ID/MT/OR-Linear Shop_500 to 999 lumens | 1.5541e-09 | 3.9307e-09 | 8.7093e-09 | 1.7208e-08 | 3.0102e-08 | 4.7297e-08 | 6.9796e-08 | 9.6809e-08 | 1.2722e-07 | 1.5856e-07 | 1.8283e-07 | 2.0718e-07 | 2.2944e-07 | 2.4722e-07 | 2.557e-07 | 2.64e-07 | 2.6858e-07 | 2.6884e-07 | 2.6957e-07 | 2.6932e-07 | 3.0239e-06 | 3.0239e-06 | 1.6836e-06 | 7.4401e-07 | 1.088e-07 | 6.2119e-05 | Fixtures | 1.2346 | 1 |  |  |  | x | #REF! | #REF! | 25.3629 | -4.82
LO3Slow | New | Fixtures | Residential | Lighting | 0.00015072 | 0.00013949 | 1.1671 | 20.5429 | 20-30 | <40 | Multifamily - High Rise | ID/MT/OR-Linear Shop_1000 to 1999 lumens | 8.7161e-10 | 2.2044e-09 | 4.8844e-09 | 9.6509e-09 | 1.6882e-08 | 2.6525e-08 | 3.9143e-08 | 5.4293e-08 | 7.1347e-08 | 8.8927e-08 | 1.0253e-07 | 1.1619e-07 | 1.2868e-07 | 1.3865e-07 | 1.434e-07 | 1.4806e-07 | 1.5063e-07 | 1.5077e-07 | 1.5118e-07 | 1.5104e-07 | 1.6959e-06 | 1.6959e-06 | 9.4419e-07 | 4.1726e-07 | 6.1019e-08 | 3.4838e-05 | Fixtures | 1.2346 | 1 |  |  |  | x | #REF! | #REF! | 25.3629 | -4.82
LO3Slow | New | Fixtures | Residential | Lighting | 0.00029211 | 0.00027034 | 2.2619 | 20.5429 | 20-30 | <40 | Multifamily - High Rise | ID/MT/OR-Linear Shop_2000 to 3999 lumens | 0 | 0 | 0 | 0 | 0 | 0 | 0 | 0 | 0 | 0 | 0 | 0 | 0 | 0 | 0 | 0 | 0 | 0 | 0 | 0 | 0 | 0 | 0 | 0 | 0 | 0 | Fixtures | 1.2346 | 1 |  |  |  | x | #REF! | #REF! | 25.3629 | -4.82
LO3Slow | New | Fixtures | Residential | Lighting | 0.00053358 | 0.00049381 | 4.1317 | 20.5429 | 20-30 | <40 | Multifamily - High Rise | ID/MT/OR-Linear Shop_4000 to 7999 lumens | 1.26e-08 | 3.1867e-08 | 7.0609e-08 | 1.3951e-07 | 2.4405e-07 | 3.8345e-07 | 5.6585e-07 | 7.8486e-07 | 1.0314e-06 | 1.2855e-06 | 1.4822e-06 | 1.6797e-06 | 1.8601e-06 | 2.0043e-06 | 2.073e-06 | 2.1404e-06 | 2.1775e-06 | 2.1795e-06 | 2.1855e-06 | 2.1834e-06 | 2.4515e-05 | 2.4515e-05 | 1.3649e-05 | 6.0319e-06 | 8.8209e-07 | 0.00050361 | Fixtures | 1.2346 | 1 |  |  |  | x | #REF! | #REF! | 25.3629 | -4.82
LO3Slow | New | Fixtures | Residential | Lighting | 0.00025527 | 0.00024217 | 2.0416 | -46.277 | <0 | <40 | Multifamily - High Rise | ID/MT/OR-Track_0 to 249 lumens | 5.6064e-10 | 1.4179e-09 | 3.1418e-09 | 6.2077e-09 | 1.0859e-08 | 1.7062e-08 | 2.5178e-08 | 3.4923e-08 | 4.5892e-08 | 5.72e-08 | 6.5952e-08 | 7.4738e-08 | 8.2767e-08 | 8.9181e-08 | 9.2241e-08 | 9.5236e-08 | 9.6887e-08 | 9.6978e-08 | 9.7243e-08 | 9.7152e-08 | 1.0908e-06 | 1.0908e-06 | 6.0732e-07 | 2.6839e-07 | 3.9249e-08 | -5.048e-05 | Fixtures | 3.6929 | 1 |  |  |  | x | 3.6929 | 1 | 0 | -46.277
LO3Slow | New | Fixtures | Residential | Lighting | 0.00050008 | 0.0004744 | 3.9995 | -46.2769 | <0 | <40 | Multifamily - High Rise | ID/MT/OR-Track_250 to 499 lumens | 5.1137e-08 | 1.2933e-07 | 2.8657e-07 | 5.6621e-07 | 9.9048e-07 | 1.5562e-06 | 2.2965e-06 | 3.1854e-06 | 4.1859e-06 | 5.2173e-06 | 6.0156e-06 | 6.817e-06 | 7.5493e-06 | 8.1344e-06 | 8.4135e-06 | 8.6867e-06 | 8.8373e-06 | 8.8456e-06 | 8.8698e-06 | 8.8615e-06 | 9.9496e-05 | 9.9496e-05 | 5.5395e-05 | 2.4481e-05 | 3.58e-06 | -0.0046044 | Fixtures | 3.6929 | 1 |  |  |  | x | 3.6929 | 1 | 0 | -46.2769
LO3Slow | New | Fixtures | Residential | Lighting | 0.00095953 | 0.00091026 | 7.674 | -46.2769 | <0 | <40 | Multifamily - High Rise | ID/MT/OR-Track_500 to 999 lumens | 8.1416e-07 | 2.0592e-06 | 4.5625e-06 | 9.0148e-06 | 1.577e-05 | 2.4777e-05 | 3.6564e-05 | 5.0715e-05 | 6.6645e-05 | 8.3066e-05 | 9.5777e-05 | 0.00010854 | 0.00012019 | 0.00012951 | 0.00013395 | 0.0001383 | 0.0001407 | 0.00014083 | 0.00014122 | 0.00014109 | 0.0015841 | 0.0015841 | 0.00088196 | 0.00038976 | 5.6998e-05 | -0.073307 | Fixtures | 3.6929 | 1 |  |  |  | x | 3.6929 | 1 | 0 | -46.2769
LO3Slow | New | Fixtures | Residential | Lighting | 0.001759 | 0.0016687 | 14.0682 | -46.2769 | <0 | <40 | Multifamily - High Rise | ID/MT/OR-Track_1000 to 1999 lumens | 1.183e-06 | 2.992e-06 | 6.6295e-06 | 1.3099e-05 | 2.2914e-05 | 3.6002e-05 | 5.3128e-05 | 7.3691e-05 | 9.6838e-05 | 0.0001207 | 0.00013917 | 0.00015771 | 0.00017465 | 0.00018818 | 0.00019464 | 0.00020096 | 0.00020444 | 0.00020464 | 0.00020519 | 0.000205 | 0.0023018 | 0.0023018 | 0.0012815 | 0.00056634 | 8.282e-05 | -0.10652 | Fixtures | 3.6929 | 1 |  |  |  | x | 3.6929 | 1 | 0 | -46.2769
LO3Slow | New | Fixtures | Residential | Lighting | 0.0034092 | 0.0032342 | 27.2659 | -46.2769 | <0 | <40 | Multifamily - High Rise | ID/MT/OR-Track_2000 to 3999 lumens | 1.8893e-06 | 4.7784e-06 | 1.0588e-05 | 2.0919e-05 | 3.6594e-05 | 5.7497e-05 | 8.4847e-05 | 0.00011769 | 0.00015465 | 0.00019276 | 0.00022225 | 0.00025186 | 0.00027892 | 0.00030053 | 0.00031084 | 0.00032094 | 0.0003265 | 0.00032681 | 0.0003277 | 0.0003274 | 0.003676 | 0.003676 | 0.0020466 | 0.00090446 | 0.00013227 | -0.17011 | Fixtures | 3.6929 | 1 |  |  |  | x | 3.6929 | 1 | 0 | -46.2769
LO3Slow | New | Fixtures | Residential | Lighting | 0.0062274 | 0.0059076 | 49.8044 | -46.2769 | <0 | <40 | Multifamily - High Rise | ID/MT/OR-Track_4000 to 7999 lumens | 7.6007e-07 | 1.9223e-06 | 4.2594e-06 | 8.4158e-06 | 1.4722e-05 | 2.3131e-05 | 3.4134e-05 | 4.7345e-05 | 6.2216e-05 | 7.7546e-05 | 8.9412e-05 | 0.00010132 | 0.00011221 | 0.0001209 | 0.00012505 | 0.00012911 | 0.00013135 | 0.00013148 | 0.00013183 | 0.00013171 | 0.0014788 | 0.0014788 | 0.00082335 | 0.00036386 | 5.321e-05 | -0.068436 | Fixtures | 3.6929 | 1 |  |  |  | x | 3.6929 | 1 | 0 | -46.2769
LO3Slow | New | Fixtures | Residential | Lighting | 7.0455e-05 | 6.6792e-05 | 0.56298 | -73.9724 | <0 | <40 | Multifamily - High Rise | WA-Floor/Table_0 to 249 lumens | 7.7805e-08 | 1.9678e-07 | 4.3601e-07 | 8.615e-07 | 1.507e-06 | 2.3678e-06 | 3.4942e-06 | 4.8465e-06 | 6.3689e-06 | 7.9381e-06 | 9.1528e-06 | 1.0372e-05 | 1.1486e-05 | 1.2376e-05 | 1.2801e-05 | 1.3217e-05 | 1.3446e-05 | 1.3459e-05 | 1.3495e-05 | 1.3483e-05 | 0.00015138 | 0.00015138 | 8.4283e-05 | 3.7247e-05 | 5.4469e-06 | -0.011198 | Fixtures | 10.5207 | 1 |  |  |  | x | 10.5207 | 1 | 0 | -73.9724
LO3Slow | New | Fixtures | Residential | Lighting | 0.00013802 | 0.00013084 | 1.1029 | -73.9724 | <0 | <40 | Multifamily - High Rise | WA-Floor/Table_250 to 499 lumens | 5.4495e-07 | 1.3783e-06 | 3.0539e-06 | 6.034e-06 | 1.0555e-05 | 1.6584e-05 | 2.4473e-05 | 3.3945e-05 | 4.4608e-05 | 5.5599e-05 | 6.4107e-05 | 7.2647e-05 | 8.0451e-05 | 8.6686e-05 | 8.966e-05 | 9.2571e-05 | 9.4176e-05 | 9.4265e-05 | 9.4522e-05 | 9.4434e-05 | 0.0010603 | 0.0010603 | 0.00059033 | 0.00026088 | 3.8151e-05 | -0.078433 | Fixtures | 10.5207 | 1 |  |  |  | x | 10.5207 | 1 | 0 | -73.9724
LO3Slow | New | Fixtures | Residential | Lighting | 0.00026483 | 0.00025106 | 2.1161 | -73.9725 | <0 | <40 | Multifamily - High Rise | WA-Floor/Table_500 to 999 lumens | 4.6271e-06 | 1.1703e-05 | 2.593e-05 | 5.1233e-05 | 8.9623e-05 | 0.00014081 | 0.0002078 | 0.00028822 | 0.00037876 | 0.00047208 | 0.00054432 | 0.00061683 | 0.0006831 | 0.00073603 | 0.00076129 | 0.00078601 | 0.00079964 | 0.00080039 | 0.00080257 | 0.00080183 | 0.0090028 | 0.0090028 | 0.0050124 | 0.0022151 | 0.00032393 | -0.66596 | Fixtures | 10.5207 | 1 |  |  |  | x | 10.5207 | 1 | 0 | -73.9725
LO3Slow | New | Fixtures | Residential | Lighting | 0.00048549 | 0.00046025 | 3.8794 | -73.9725 | <0 | <40 | Multifamily - High Rise | WA-Floor/Table_1000 to 1999 lumens | 5.09e-06 | 1.2873e-05 | 2.8524e-05 | 5.6359e-05 | 9.8588e-05 | 0.0001549 | 0.00022859 | 0.00031706 | 0.00041665 | 0.00051931 | 0.00059877 | 0.00067854 | 0.00075143 | 0.00080967 | 0.00083745 | 0.00086464 | 0.00087963 | 0.00088046 | 0.00088286 | 0.00088204 | 0.0099034 | 0.0099034 | 0.0055138 | 0.0024367 | 0.00035634 | -0.73258 | Fixtures | 10.5207 | 1 |  |  |  | x | 10.5207 | 1 | 0 | -73.9725
LO3Slow | New | Fixtures | Residential | Lighting | 0.00094094 | 0.00089202 | 7.5187 | -73.9724 | <0 | <40 | Multifamily - High Rise | WA-Floor/Table_2000 to 3999 lumens | 1.4173e-06 | 3.5846e-06 | 7.9426e-06 | 1.5693e-05 | 2.7452e-05 | 4.3133e-05 | 6.3651e-05 | 8.8286e-05 | 0.00011602 | 0.0001446 | 0.00016673 | 0.00018894 | 0.00020924 | 0.00022545 | 0.00023319 | 0.00024076 | 0.00024494 | 0.00024517 | 0.00024584 | 0.00024561 | 0.0027576 | 0.0027576 | 0.0015353 | 0.00067851 | 9.9223e-05 | -0.20399 | Fixtures | 10.5207 | 1 |  |  |  | x | 10.5207 | 1 | 0 | -73.9724
LO3Slow | New | Fixtures | Residential | Lighting | 0.0017187 | 0.0016294 | 13.7338 | -73.9724 | <0 | <40 | Multifamily - High Rise | WA-Floor/Table_4000 to 7999 lumens | 1.632e-07 | 4.1275e-07 | 9.1454e-07 | 1.807e-06 | 3.161e-06 | 4.9665e-06 | 7.329e-06 | 1.0166e-05 | 1.3359e-05 | 1.665e-05 | 1.9198e-05 | 2.1755e-05 | 2.4093e-05 | 2.596e-05 | 2.685e-05 | 2.7722e-05 | 2.8203e-05 | 2.823e-05 | 2.8307e-05 | 2.828e-05 | 0.00031753 | 0.00031753 | 0.00017678 | 7.8126e-05 | 1.1425e-05 | -0.023488 | Fixtures | 10.5207 | 1 |  |  |  | x | 10.5207 | 1 | 0 | -73.9724
LO3Slow | New | Fixtures | Residential | Lighting | 0.00011143 | 0.00010541 | 0.88796 | -37.3815 | <0 | <40 | Multifamily - High Rise | WA-Ceiling and Wall Flush Mount _0 to 249 lumens | 5.1811e-08 | 1.3104e-07 | 2.9035e-07 | 5.7368e-07 | 1.0035e-06 | 1.5768e-06 | 2.3268e-06 | 3.2274e-06 | 4.2411e-06 | 5.2861e-06 | 6.0949e-06 | 6.9069e-06 | 7.6489e-06 | 8.2416e-06 | 8.5244e-06 | 8.8012e-06 | 8.9538e-06 | 8.9622e-06 | 8.9867e-06 | 8.9783e-06 | 0.00010081 | 0.00010081 | 5.6125e-05 | 2.4803e-05 | 3.6272e-06 | -0.0037683 | Fixtures | 3.6094 | 1 |  |  |  | x | 3.6094 | 1 | 0 | -37.3815
LO3Slow | New | Fixtures | Residential | Lighting | 0.00021828 | 0.0002065 | 1.7395 | -37.3815 | <0 | <40 | Multifamily - High Rise | WA-Ceiling and Wall Flush Mount _250 to 499 lumens | 6.3262e-07 | 1.6e-06 | 3.5452e-06 | 7.0047e-06 | 1.2253e-05 | 1.9252e-05 | 2.841e-05 | 3.9406e-05 | 5.1784e-05 | 6.4544e-05 | 7.442e-05 | 8.4334e-05 | 9.3393e-05 | 0.00010063 | 0.00010408 | 0.00010746 | 0.00010933 | 0.00010943 | 0.00010973 | 0.00010963 | 0.0012309 | 0.0012309 | 0.00068529 | 0.00030285 | 4.4288e-05 | -0.046012 | Fixtures | 3.6094 | 1 |  |  |  | x | 3.6094 | 1 | 0 | -37.3815
LO3Slow | New | Fixtures | Residential | Lighting | 0.00041883 | 0.00039623 | 3.3377 | -37.3815 | <0 | <40 | Multifamily - High Rise | WA-Ceiling and Wall Flush Mount _500 to 999 lumens | 5.9126e-06 | 1.4954e-05 | 3.3134e-05 | 6.5467e-05 | 0.00011452 | 0.00017994 | 0.00026553 | 0.0003683 | 0.00048399 | 0.00060324 | 0.00069555 | 0.00078821 | 0.00087288 | 0.00094052 | 0.00097279 | 0.0010044 | 0.0010218 | 0.0010228 | 0.0010255 | 0.0010246 | 0.011504 | 0.011504 | 0.0064049 | 0.0028305 | 0.00041393 | -0.43004 | Fixtures | 3.6094 | 1 |  |  |  | x | 3.6094 | 1 | 0 | -37.3815
LO3Slow | New | Fixtures | Residential | Lighting | 0.00076781 | 0.00072638 | 6.1187 | -37.3815 | <0 | <40 | Multifamily - High Rise | WA-Ceiling and Wall Flush Mount _1000 to 1999 lumens | 7.3039e-06 | 1.8473e-05 | 4.0931e-05 | 8.0873e-05 | 0.00014147 | 0.00022228 | 0.00032801 | 0.00045497 | 0.00059787 | 0.00074519 | 0.00085922 | 0.00097368 | 0.0010783 | 0.0011618 | 0.0012017 | 0.0012407 | 0.0012622 | 0.0012634 | 0.0012669 | 0.0012657 | 0.014211 | 0.014211 | 0.0079121 | 0.0034966 | 0.00051133 | -0.53123 | Fixtures | 3.6094 | 1 |  |  |  | x | 3.6094 | 1 | 0 | -37.3815
LO3Slow | New | Fixtures | Residential | Lighting | 0.0014881 | 0.0014078 | 11.8588 | -37.3815 | <0 | <40 | Multifamily - High Rise | WA-Ceiling and Wall Flush Mount _2000 to 3999 lumens | 5.7765e-06 | 1.461e-05 | 3.2371e-05 | 6.3961e-05 | 0.00011189 | 0.00017579 | 0.00025942 | 0.00035982 | 0.00047285 | 0.00058935 | 0.00067954 | 0.00077006 | 0.00085278 | 0.00091887 | 0.0009504 | 0.00098126 | 0.00099828 | 0.00099922 | 0.0010019 | 0.001001 | 0.011239 | 0.011239 | 0.0062575 | 0.0027654 | 0.0004044 | -0.42014 | Fixtures | 3.6094 | 1 |  |  |  | x | 3.6094 | 1 | 0 | -37.3815
LO3Slow | New | Fixtures | Residential | Lighting | 0.0027182 | 0.0025715 | 21.6616 | -37.3815 | <0 | <40 | Multifamily - High Rise | WA-Ceiling and Wall Flush Mount _4000 to 7999 lumens | 1.3771e-06 | 3.4828e-06 | 7.7169e-06 | 1.5247e-05 | 2.6672e-05 | 4.1907e-05 | 6.1843e-05 | 8.5778e-05 | 0.00011272 | 0.0001405 | 0.00016199 | 0.00018357 | 0.00020329 | 0.00021905 | 0.00022656 | 0.00023392 | 0.00023798 | 0.0002382 | 0.00023885 | 0.00023863 | 0.0026793 | 0.0026793 | 0.0014917 | 0.00065923 | 9.6404e-05 | -0.10016 | Fixtures | 3.6094 | 1 |  |  |  | x | 3.6094 | 1 | 0 | -37.3815
LO3Slow | New | Fixtures | Residential | Lighting | 7.9543e-05 | 7.5085e-05 | 0.63206 | -112.4296 | <0 | <40 | Multifamily - High Rise | WA-Downlight Fixture_0 to 249 lumens | 1.6815e-09 | 4.2528e-09 | 9.423e-09 | 1.8618e-08 | 3.2569e-08 | 5.1173e-08 | 7.5515e-08 | 1.0474e-07 | 1.3764e-07 | 1.7156e-07 | 1.9781e-07 | 2.2416e-07 | 2.4824e-07 | 2.6748e-07 | 2.7666e-07 | 2.8564e-07 | 2.9059e-07 | 2.9087e-07 | 2.9166e-07 | 2.9139e-07 | 3.2717e-06 | 3.2717e-06 | 1.8215e-06 | 8.0498e-07 | 1.1772e-07 | -0.00036783 | Fixtures | 9.5904 | 1 |  |  |  | x | 9.5904 | 1 | 0 | -112.4296
LO3Slow | New | Fixtures | Residential | Lighting | 0.00015582 | 0.00014709 | 1.2382 | -112.4296 | <0 | <40 | Multifamily - High Rise | WA-Downlight Fixture_250 to 499 lumens | 2.7775e-07 | 7.0247e-07 | 1.5565e-06 | 3.0754e-06 | 5.3797e-06 | 8.4526e-06 | 1.2473e-05 | 1.7301e-05 | 2.2735e-05 | 2.8337e-05 | 3.2674e-05 | 3.7026e-05 | 4.1004e-05 | 4.4181e-05 | 4.5697e-05 | 4.7181e-05 | 4.7999e-05 | 4.8044e-05 | 4.8176e-05 | 4.8131e-05 | 0.00054041 | 0.00054041 | 0.00030087 | 0.00013297 | 1.9444e-05 | -0.060758 | Fixtures | 9.5904 | 1 |  |  |  | x | 9.5904 | 1 | 0 | -112.4296
LO3Slow | New | Fixtures | Residential | Lighting | 0.00029899 | 0.00028223 | 2.3758 | -112.4296 | <0 | <40 | Multifamily - High Rise | WA-Downlight Fixture_500 to 999 lumens | 9.7543e-06 | 2.467e-05 | 5.4662e-05 | 0.000108 | 0.00018893 | 0.00029685 | 0.00043806 | 0.0006076 | 0.00079845 | 0.00099519 | 0.0011475 | 0.0013003 | 0.00144 | 0.0015516 | 0.0016049 | 0.001657 | 0.0016857 | 0.0016873 | 0.0016919 | 0.0016903 | 0.018979 | 0.018979 | 0.010566 | 0.0046696 | 0.00068287 | -2.1338 | Fixtures | 9.5904 | 1 |  |  |  | x | 9.5904 | 1 | 0 | -112.4296
LO3Slow | New | Fixtures | Residential | Lighting | 0.00054811 | 0.0005174 | 4.3554 | -112.4296 | <0 | <40 | Multifamily - High Rise | WA-Downlight Fixture_1000 to 1999 lumens | 2.9777e-06 | 7.5312e-06 | 1.6687e-05 | 3.2971e-05 | 5.7676e-05 | 9.062e-05 | 0.00013373 | 0.00018549 | 0.00024375 | 0.00030381 | 0.00035029 | 0.00039696 | 0.0004396 | 0.00047367 | 0.00048992 | 0.00050583 | 0.0005146 | 0.00051508 | 0.00051649 | 0.00051601 | 0.0057937 | 0.0057937 | 0.0032257 | 0.0014255 | 0.00020846 | -0.65138 | Fixtures | 9.5904 | 1 |  |  |  | x | 9.5904 | 1 | 0 | -112.4296
LO3Slow | New | Fixtures | Residential | Lighting | 0.0010623 | 0.0010028 | 8.4413 | -112.4296 | <0 | <40 | Multifamily - High Rise | WA-Downlight Fixture_2000 to 3999 lumens | 8.8623e-07 | 2.2414e-06 | 4.9664e-06 | 9.8128e-06 | 1.7166e-05 | 2.697e-05 | 3.98e-05 | 5.5204e-05 | 7.2544e-05 | 9.0419e-05 | 0.00010425 | 0.00011814 | 0.00013083 | 0.00014097 | 0.00014581 | 0.00015054 | 0.00015316 | 0.0001533 | 0.00015372 | 0.00015357 | 0.0017243 | 0.0017243 | 0.00096002 | 0.00042426 | 6.2043e-05 | -0.19386 | Fixtures | 9.5904 | 1 |  |  |  | x | 9.5904 | 1 | 0 | -112.4296
LO3Slow | New | Fixtures | Residential | Lighting | 0.0019404 | 0.0018317 | 15.4191 | -112.4296 | <0 | <40 | Multifamily - High Rise | WA-Downlight Fixture_4000 to 7999 lumens | 2.7911e-07 | 7.0592e-07 | 1.5641e-06 | 3.0905e-06 | 5.4062e-06 | 8.4941e-06 | 1.2535e-05 | 1.7386e-05 | 2.2847e-05 | 2.8477e-05 | 3.2834e-05 | 3.7208e-05 | 4.1205e-05 | 4.4399e-05 | 4.5922e-05 | 4.7413e-05 | 4.8235e-05 | 4.8281e-05 | 4.8412e-05 | 4.8367e-05 | 0.00054306 | 0.00054306 | 0.00030235 | 0.00013362 | 1.954e-05 | -0.061056 | Fixtures | 9.5904 | 1 |  |  |  | x | 9.5904 | 1 | 0 | -112.4296
LO3Slow | New | Fixtures | Residential | Lighting | 0.00014232 | 0.00016147 | 0.7969 | -73.9245 | <0 | <40 | Multifamily - High Rise | WA-Exterior Porch_0 to 249 lumens | 2.6088e-11 | 6.598e-11 | 1.4619e-10 | 2.8885e-10 | 5.0529e-10 | 7.9391e-10 | 1.1716e-09 | 1.625e-09 | 2.1354e-09 | 2.6616e-09 | 3.0689e-09 | 3.4777e-09 | 3.8513e-09 | 4.1498e-09 | 4.2921e-09 | 4.4315e-09 | 4.5084e-09 | 4.5126e-09 | 4.5249e-09 | 4.5207e-09 | 5.0758e-08 | 5.0758e-08 | 2.826e-08 | 1.2489e-08 | 1.8263e-09 | -3.7522e-06 | Fixtures | 12.2733 | 1 |  |  |  | x | 12.2733 | 1 | 0 | -73.9245
LO3Slow | New | Fixtures | Residential | Lighting | 0.0002788 | 0.00031631 | 1.5611 | -73.9245 | <0 | <40 | Multifamily - High Rise | WA-Exterior Porch_250 to 499 lumens | 8.2685e-09 | 2.0912e-08 | 4.6336e-08 | 9.1553e-08 | 1.6015e-07 | 2.5163e-07 | 3.7133e-07 | 5.1505e-07 | 6.7683e-07 | 8.436e-07 | 9.7269e-07 | 1.1023e-06 | 1.2207e-06 | 1.3153e-06 | 1.3604e-06 | 1.4046e-06 | 1.4289e-06 | 1.4303e-06 | 1.4342e-06 | 1.4328e-06 | 1.6088e-05 | 1.6088e-05 | 8.957e-06 | 3.9584e-06 | 5.7886e-07 | -0.0011893 | Fixtures | 12.2733 | 1 |  |  |  | x | 12.2733 | 1 | 0 | -73.9245
LO3Slow | New | Fixtures | Residential | Lighting | 0.00053494 | 0.00060693 | 2.9954 | -73.9245 | <0 | <40 | Multifamily - High Rise | WA-Exterior Porch_500 to 999 lumens | 4.1337e-07 | 1.0455e-06 | 2.3165e-06 | 4.577e-06 | 8.0066e-06 | 1.258e-05 | 1.8564e-05 | 2.5749e-05 | 3.3837e-05 | 4.2174e-05 | 4.8628e-05 | 5.5106e-05 | 6.1025e-05 | 6.5755e-05 | 6.8011e-05 | 7.0219e-05 | 7.1437e-05 | 7.1504e-05 | 7.1699e-05 | 7.1632e-05 | 0.00080428 | 0.00080428 | 0.00044779 | 0.00019789 | 2.8939e-05 | -0.059456 | Fixtures | 12.2733 | 1 |  |  |  | x | 12.2733 | 1 | 0 | -73.9245
LO3Slow | New | Fixtures | Residential | Lighting | 0.00098067 | 0.0011126 | 5.4913 | -73.9245 | <0 | <40 | Multifamily - High Rise | WA-Exterior Porch_1000 to 1999 lumens | 8.0958e-07 | 2.0476e-06 | 4.5368e-06 | 8.9641e-06 | 1.5681e-05 | 2.4638e-05 | 3.6358e-05 | 5.0429e-05 | 6.627e-05 | 8.2598e-05 | 9.5237e-05 | 0.00010792 | 0.00011952 | 0.00012878 | 0.0001332 | 0.00013752 | 0.00013991 | 0.00014004 | 0.00014042 | 0.00014029 | 0.0015752 | 0.0015752 | 0.00087699 | 0.00038757 | 5.6677e-05 | -0.11644 | Fixtures | 12.2733 | 1 |  |  |  | x | 12.2733 | 1 | 0 | -73.9245
LO3Slow | New | Fixtures | Residential | Lighting | 0.0019007 | 0.0021564 | 10.6428 | -73.9245 | <0 | <40 | Multifamily - High Rise | WA-Exterior Porch_2000 to 3999 lumens | 7.6595e-07 | 1.9372e-06 | 4.2923e-06 | 8.481e-06 | 1.4836e-05 | 2.331e-05 | 3.4398e-05 | 4.7712e-05 | 6.2698e-05 | 7.8147e-05 | 9.0105e-05 | 0.00010211 | 0.00011308 | 0.00012184 | 0.00012602 | 0.00013011 | 0.00013237 | 0.00013249 | 0.00013286 | 0.00013273 | 0.0014903 | 0.0014903 | 0.00082973 | 0.00036668 | 5.3622e-05 | -0.11017 | Fixtures | 12.2733 | 1 |  |  |  | x | 12.2733 | 1 | 0 | -73.9245
LO3Slow | New | Fixtures | Residential | Lighting | 0.0034718 | 0.003939 | 19.4403 | -73.9245 | <0 | <40 | Multifamily - High Rise | WA-Exterior Porch_4000 to 7999 lumens | 3.3563e-08 | 8.4886e-08 | 1.8808e-07 | 3.7162e-07 | 6.5008e-07 | 1.0214e-06 | 1.5073e-06 | 2.0907e-06 | 2.7473e-06 | 3.4243e-06 | 3.9483e-06 | 4.4742e-06 | 4.9549e-06 | 5.3389e-06 | 5.522e-06 | 5.7013e-06 | 5.8002e-06 | 5.8057e-06 | 5.8215e-06 | 5.8161e-06 | 6.5302e-05 | 6.5302e-05 | 3.6357e-05 | 1.6067e-05 | 2.3496e-06 | -0.0048274 | Fixtures | 12.2733 | 1 |  |  |  | x | 12.2733 | 1 | 0 | -73.9245
LO3Slow | New | Fixtures | Residential | Lighting | 0.00011634 | 0.00013606 | 0.64697 | -109.2876 | <0 | <40 | Multifamily - High Rise | WA-Chandelier/Pendant_0 to 249 lumens | 1.61e-08 | 4.072e-08 | 9.0225e-08 | 1.7827e-07 | 3.1185e-07 | 4.8998e-07 | 7.2306e-07 | 1.0029e-06 | 1.3179e-06 | 1.6427e-06 | 1.894e-06 | 2.1463e-06 | 2.3769e-06 | 2.5611e-06 | 2.649e-06 | 2.735e-06 | 2.7824e-06 | 2.785e-06 | 2.7926e-06 | 2.79e-06 | 3.1326e-05 | 3.1326e-05 | 1.7441e-05 | 7.7077e-06 | 1.1271e-06 | -0.0034235 | Fixtures | 5.6742 | 1 |  |  |  | x | 5.6742 | 1 | 0 | -109.2876
LO3Slow | New | Fixtures | Residential | Lighting | 0.00022792 | 0.00026653 | 1.2674 | -109.2876 | <0 | <40 | Multifamily - High Rise | WA-Chandelier/Pendant_250 to 499 lumens | 1.3014e-07 | 3.2916e-07 | 7.2932e-07 | 1.441e-06 | 2.5208e-06 | 3.9606e-06 | 5.8447e-06 | 8.1068e-06 | 1.0653e-05 | 1.3278e-05 | 1.531e-05 | 1.7349e-05 | 1.9213e-05 | 2.0702e-05 | 2.1412e-05 | 2.2108e-05 | 2.2491e-05 | 2.2512e-05 | 2.2574e-05 | 2.2553e-05 | 0.00025322 | 0.00025322 | 0.00014098 | 6.2304e-05 | 9.1111e-06 | -0.027674 | Fixtures | 5.6742 | 1 |  |  |  | x | 5.6742 | 1 | 0 | -109.2876
LO3Slow | New | Fixtures | Residential | Lighting | 0.00043732 | 0.00051142 | 2.4318 | -109.2876 | <0 | <40 | Multifamily - High Rise | WA-Chandelier/Pendant_500 to 999 lumens | 9.5675e-07 | 2.4198e-06 | 5.3616e-06 | 1.0594e-05 | 1.8531e-05 | 2.9117e-05 | 4.2967e-05 | 5.9597e-05 | 7.8317e-05 | 9.7614e-05 | 0.00011255 | 0.00012754 | 0.00014125 | 0.00015219 | 0.00015741 | 0.00016252 | 0.00016534 | 0.0001655 | 0.00016595 | 0.0001658 | 0.0018615 | 0.0018615 | 0.0010364 | 0.00045802 | 6.698e-05 | -0.20344 | Fixtures | 5.6742 | 1 |  |  |  | x | 5.6742 | 1 | 0 | -109.2876
LO3Slow | New | Fixtures | Residential | Lighting | 0.0008017 | 0.00093754 | 4.4581 | -109.2876 | <0 | <40 | Multifamily - High Rise | WA-Chandelier/Pendant_1000 to 1999 lumens | 1.6208e-06 | 4.0993e-06 | 9.0829e-06 | 1.7946e-05 | 3.1393e-05 | 4.9325e-05 | 7.2789e-05 | 0.00010096 | 0.00013267 | 0.00016536 | 0.00019067 | 0.00021607 | 0.00023928 | 0.00025782 | 0.00026667 | 0.00027533 | 0.0002801 | 0.00028036 | 0.00028113 | 0.00028087 | 0.0031535 | 0.0031535 | 0.0017558 | 0.00077592 | 0.00011347 | -0.34464 | Fixtures | 5.6742 | 1 |  |  |  | x | 5.6742 | 1 | 0 | -109.2876
LO3Slow | New | Fixtures | Residential | Lighting | 0.0015538 | 0.0018171 | 8.6404 | -109.2876 | <0 | <40 | Multifamily - High Rise | WA-Chandelier/Pendant_2000 to 3999 lumens | 2.3369e-06 | 5.9104e-06 | 1.3096e-05 | 2.5876e-05 | 4.5264e-05 | 7.1119e-05 | 0.00010495 | 0.00014557 | 0.00019129 | 0.00023843 | 0.00027491 | 0.00031153 | 0.000345 | 0.00037174 | 0.00038449 | 0.00039697 | 0.00040386 | 0.00040424 | 0.00040534 | 0.00040496 | 0.0045469 | 0.0045469 | 0.0025315 | 0.0011187 | 0.0001636 | -0.49692 | Fixtures | 5.6742 | 1 |  |  |  | x | 5.6742 | 1 | 0 | -109.2876
LO3Slow | New | Fixtures | Residential | Lighting | 0.0028382 | 0.0033191 | 15.7827 | -109.2876 | <0 | <40 | Multifamily - High Rise | WA-Chandelier/Pendant_4000 to 7999 lumens | 1.4039e-06 | 3.5506e-06 | 7.8672e-06 | 1.5544e-05 | 2.7192e-05 | 4.2724e-05 | 6.3047e-05 | 8.7448e-05 | 0.00011492 | 0.00014323 | 0.00016515 | 0.00018715 | 0.00020725 | 0.00022331 | 0.00023098 | 0.00023848 | 0.00024261 | 0.00024284 | 0.0002435 | 0.00024328 | 0.0027315 | 0.0027315 | 0.0015208 | 0.00067207 | 9.8281e-05 | -0.29852 | Fixtures | 5.6742 | 1 |  |  |  | x | 5.6742 | 1 | 0 | -109.2876
LO3Slow | New | Fixtures | Residential | Lighting | 2.898e-05 | 2.7142e-05 | 0.22794 | 11.6324 | 10-20 | <40 | Multifamily - High Rise | WA-Linear Flush Mount_0 to 249 lumens | 3.7207e-09 | 9.4103e-09 | 2.0851e-08 | 4.1198e-08 | 7.2067e-08 | 1.1323e-07 | 1.671e-07 | 2.3177e-07 | 3.0457e-07 | 3.7961e-07 | 4.377e-07 | 4.9601e-07 | 5.4929e-07 | 5.9186e-07 | 6.1217e-07 | 6.3204e-07 | 6.4301e-07 | 6.4361e-07 | 6.4537e-07 | 6.4476e-07 | 7.2393e-06 | 7.2393e-06 | 4.0305e-06 | 1.7812e-06 | 2.6048e-07 | 8.4211e-05 | Fixtures | 1.5691 | 1 |  |  |  | x | #REF! | #REF! | 18.2519 | -6.6196
LO3Slow | New | Fixtures | Residential | Lighting | 5.6772e-05 | 5.3172e-05 | 0.44653 | 11.6324 | 10-20 | <40 | Multifamily - High Rise | WA-Linear Flush Mount_250 to 499 lumens | 1.0616e-07 | 2.6851e-07 | 5.9494e-07 | 1.1755e-06 | 2.0563e-06 | 3.2309e-06 | 4.7678e-06 | 6.613e-06 | 8.6903e-06 | 1.0832e-05 | 1.2489e-05 | 1.4153e-05 | 1.5673e-05 | 1.6888e-05 | 1.7467e-05 | 1.8034e-05 | 1.8347e-05 | 1.8364e-05 | 1.8414e-05 | 1.8397e-05 | 0.00020656 | 0.00020656 | 0.000115 | 5.0824e-05 | 7.4323e-06 | 0.0024028 | Fixtures | 1.5691 | 1 |  |  |  | x | #REF! | #REF! | 18.2519 | -6.6196
LO3Slow | New | Fixtures | Residential | Lighting | 0.00010893 | 0.00010202 | 0.85678 | 11.6324 | 10-20 | <40 | Multifamily - High Rise | WA-Linear Flush Mount_500 to 999 lumens | 2.0742e-06 | 5.2459e-06 | 1.1623e-05 | 2.2966e-05 | 4.0175e-05 | 6.3122e-05 | 9.3149e-05 | 0.0001292 | 0.00016978 | 0.00021162 | 0.000244 | 0.0002765 | 0.00030621 | 0.00032994 | 0.00034126 | 0.00035234 | 0.00035845 | 0.00035879 | 0.00035976 | 0.00035943 | 0.0040356 | 0.0040356 | 0.0022469 | 0.00099296 | 0.00014521 | 0.046944 | Fixtures | 1.5691 | 1 |  |  |  | x | #REF! | #REF! | 18.252 | -6.6196
LO3Slow | New | Fixtures | Residential | Lighting | 0.0001997 | 0.00018703 | 1.5707 | 11.6324 | 10-20 | <40 | Multifamily - High Rise | WA-Linear Flush Mount_1000 to 1999 lumens | 3.3951e-06 | 8.5869e-06 | 1.9026e-05 | 3.7593e-05 | 6.5761e-05 | 0.00010332 | 0.00015247 | 0.00021149 | 0.00027792 | 0.00034639 | 0.0003994 | 0.0004526 | 0.00050122 | 0.00054007 | 0.0005586 | 0.00057673 | 0.00058674 | 0.00058729 | 0.00058889 | 0.00058834 | 0.0066058 | 0.0066058 | 0.0036778 | 0.0016253 | 0.00023768 | 0.076842 | Fixtures | 1.5691 | 1 |  |  |  | x | #REF! | #REF! | 18.2519 | -6.6196
LO3Slow | New | Fixtures | Residential | Lighting | 0.00038704 | 0.00036249 | 3.0442 | 11.6324 | 10-20 | <40 | Multifamily - High Rise | WA-Linear Flush Mount_2000 to 3999 lumens | 1.2579e-06 | 3.1814e-06 | 7.0491e-06 | 1.3928e-05 | 2.4364e-05 | 3.8281e-05 | 5.6491e-05 | 7.8354e-05 | 0.00010297 | 0.00012834 | 0.00014797 | 0.00016769 | 0.0001857 | 0.00020009 | 0.00020696 | 0.00021368 | 0.00021738 | 0.00021759 | 0.00021818 | 0.00021798 | 0.0024474 | 0.0024474 | 0.0013626 | 0.00060218 | 8.8061e-05 | 0.028469 | Fixtures | 1.5691 | 1 |  |  |  | x | #REF! | #REF! | 18.2519 | -6.6196
LO3Slow | New | Fixtures | Residential | Lighting | 0.00070697 | 0.00066213 | 5.5605 | 11.6324 | 10-20 | <40 | Multifamily - High Rise | WA-Linear Flush Mount_4000 to 7999 lumens | 1.4529e-07 | 3.6745e-07 | 8.1417e-07 | 1.6087e-06 | 2.8141e-06 | 4.4214e-06 | 6.5247e-06 | 9.05e-06 | 1.1893e-05 | 1.4823e-05 | 1.7091e-05 | 1.9368e-05 | 2.1448e-05 | 2.3111e-05 | 2.3904e-05 | 2.468e-05 | 2.5108e-05 | 2.5131e-05 | 2.52e-05 | 2.5176e-05 | 0.00028268 | 0.00028268 | 0.00015738 | 6.9552e-05 | 1.0171e-05 | 0.0032882 | Fixtures | 1.5691 | 1 |  |  |  | x | #REF! | #REF! | 18.252 | -6.6196
LO3Slow | New | Fixtures | Residential | Lighting | 2.1873e-05 | 2.0242e-05 | 0.16937 | 20.5429 | 20-30 | <40 | Multifamily - High Rise | WA-Linear Shop_0 to 249 lumens | 8.7644e-10 | 2.2167e-09 | 4.9115e-09 | 9.7044e-09 | 1.6976e-08 | 2.6672e-08 | 3.936e-08 | 5.4594e-08 | 7.1743e-08 | 8.942e-08 | 1.031e-07 | 1.1684e-07 | 1.2939e-07 | 1.3942e-07 | 1.442e-07 | 1.4888e-07 | 1.5146e-07 | 1.5161e-07 | 1.5202e-07 | 1.5188e-07 | 1.7053e-06 | 1.7053e-06 | 9.4942e-07 | 4.1958e-07 | 6.1357e-08 | 3.5031e-05 | Fixtures | 1.2346 | 1 |  |  |  | x | #REF! | #REF! | 25.3629 | -4.82
LO3Slow | New | Fixtures | Residential | Lighting | 4.2848e-05 | 3.9655e-05 | 0.33179 | 20.5429 | 20-30 | <40 | Multifamily - High Rise | WA-Linear Shop_250 to 499 lumens | 0 | 0 | 0 | 0 | 0 | 0 | 0 | 0 | 0 | 0 | 0 | 0 | 0 | 0 | 0 | 0 | 0 | 0 | 0 | 0 | 0 | 0 | 0 | 0 | 0 | 0 | Fixtures | 1.2346 | 1 |  |  |  | x | #REF! | #REF! | 25.3629 | -4.82
LO3Slow | New | Fixtures | Residential | Lighting | 8.2216e-05 | 7.6087e-05 | 0.63662 | 20.5429 | 20-30 | <40 | Multifamily - High Rise | WA-Linear Shop_500 to 999 lumens | 1.3782e-09 | 3.4857e-09 | 7.7234e-09 | 1.526e-08 | 2.6695e-08 | 4.1943e-08 | 6.1894e-08 | 8.585e-08 | 1.1282e-07 | 1.4061e-07 | 1.6213e-07 | 1.8373e-07 | 2.0346e-07 | 2.1923e-07 | 2.2675e-07 | 2.3412e-07 | 2.3818e-07 | 2.384e-07 | 2.3905e-07 | 2.3883e-07 | 2.6815e-06 | 2.6815e-06 | 1.493e-06 | 6.5979e-07 | 9.6485e-08 | 5.5087e-05 | Fixtures | 1.2346 | 1 |  |  |  | x | #REF! | #REF! | 25.3629 | -4.82
LO3Slow | New | Fixtures | Residential | Lighting | 0.00015072 | 0.00013949 | 1.1671 | 20.5429 | 20-30 | <40 | Multifamily - High Rise | WA-Linear Shop_1000 to 1999 lumens | 7.7294e-10 | 1.9549e-09 | 4.3315e-09 | 8.5584e-09 | 1.4971e-08 | 2.3523e-08 | 3.4712e-08 | 4.8147e-08 | 6.327e-08 | 7.886e-08 | 9.0927e-08 | 1.0304e-07 | 1.1411e-07 | 1.2295e-07 | 1.2717e-07 | 1.313e-07 | 1.3358e-07 | 1.337e-07 | 1.3407e-07 | 1.3394e-07 | 1.5039e-06 | 1.5039e-06 | 8.373e-07 | 3.7003e-07 | 5.4111e-08 | 3.0894e-05 | Fixtures | 1.2346 | 1 |  |  |  | x | #REF! | #REF! | 25.3629 | -4.82
LO3Slow | New | Fixtures | Residential | Lighting | 0.00029211 | 0.00027034 | 2.2619 | 20.5429 | 20-30 | <40 | Multifamily - High Rise | WA-Linear Shop_2000 to 3999 lumens | 0 | 0 | 0 | 0 | 0 | 0 | 0 | 0 | 0 | 0 | 0 | 0 | 0 | 0 | 0 | 0 | 0 | 0 | 0 | 0 | 0 | 0 | 0 | 0 | 0 | 0 | Fixtures | 1.2346 | 1 |  |  |  | x | #REF! | #REF! | 25.3629 | -4.82
LO3Slow | New | Fixtures | Residential | Lighting | 0.00053358 | 0.00049381 | 4.1317 | 20.5429 | 20-30 | <40 | Multifamily - High Rise | WA-Linear Shop_4000 to 7999 lumens | 1.1173e-08 | 2.826e-08 | 6.2616e-08 | 1.2372e-07 | 2.1642e-07 | 3.4004e-07 | 5.0179e-07 | 6.9601e-07 | 9.1463e-07 | 1.14e-06 | 1.3144e-06 | 1.4895e-06 | 1.6495e-06 | 1.7774e-06 | 1.8384e-06 | 1.898e-06 | 1.931e-06 | 1.9328e-06 | 1.9381e-06 | 1.9362e-06 | 2.174e-05 | 2.174e-05 | 1.2104e-05 | 5.3491e-06 | 7.8223e-07 | 0.0004466 | Fixtures | 1.2346 | 1 |  |  |  | x | #REF! | #REF! | 25.3629 | -4.82
LO3Slow | New | Fixtures | Residential | Lighting | 0.00021426 | 0.00020326 | 1.7136 | -52.1552 | <0 | <40 | Multifamily - High Rise | WA-Track_0 to 249 lumens | 4.1729e-10 | 1.0554e-09 | 2.3385e-09 | 4.6205e-09 | 8.0826e-09 | 1.2699e-08 | 1.874e-08 | 2.5993e-08 | 3.4158e-08 | 4.2575e-08 | 4.9089e-08 | 5.5629e-08 | 6.1605e-08 | 6.6379e-08 | 6.8656e-08 | 7.0886e-08 | 7.2115e-08 | 7.2183e-08 | 7.238e-08 | 7.2312e-08 | 8.1191e-07 | 8.1191e-07 | 4.5204e-07 | 1.9977e-07 | 2.9214e-08 | -4.2346e-05 | Fixtures | 5.0418 | 1 |  |  |  | x | 5.0418 | 1 | 0 | -52.1552
LO3Slow | New | Fixtures | Residential | Lighting | 0.00041973 | 0.00039818 | 3.3569 | -52.1552 | <0 | <40 | Multifamily - High Rise | WA-Track_250 to 499 lumens | 3.8062e-08 | 9.6265e-08 | 2.133e-07 | 4.2144e-07 | 7.3723e-07 | 1.1583e-06 | 1.7093e-06 | 2.3709e-06 | 3.1156e-06 | 3.8833e-06 | 4.4775e-06 | 5.074e-06 | 5.6191e-06 | 6.0546e-06 | 6.2623e-06 | 6.4656e-06 | 6.5778e-06 | 6.584e-06 | 6.6019e-06 | 6.5958e-06 | 7.4056e-05 | 7.4056e-05 | 4.1231e-05 | 1.8221e-05 | 2.6646e-06 | -0.0038624 | Fixtures | 5.0418 | 1 |  |  |  | x | 5.0418 | 1 | 0 | -52.1552
LO3Slow | New | Fixtures | Residential | Lighting | 0.00080537 | 0.00076401 | 6.4411 | -52.1552 | <0 | <40 | Multifamily - High Rise | WA-Track_500 to 999 lumens | 6.06e-07 | 1.5327e-06 | 3.396e-06 | 6.7099e-06 | 1.1738e-05 | 1.8442e-05 | 2.7215e-05 | 3.7748e-05 | 4.9605e-05 | 6.1827e-05 | 7.1288e-05 | 8.0785e-05 | 8.9463e-05 | 9.6396e-05 | 9.9704e-05 | 0.00010294 | 0.00010473 | 0.00010482 | 0.00010511 | 0.00010501 | 0.0011791 | 0.0011791 | 0.00065646 | 0.00029011 | 4.2424e-05 | -0.061495 | Fixtures | 5.0418 | 1 |  |  |  | x | 5.0418 | 1 | 0 | -52.1552
LO3Slow | New | Fixtures | Residential | Lighting | 0.0014764 | 0.0014006 | 11.808 | -52.1552 | <0 | <40 | Multifamily - High Rise | WA-Track_1000 to 1999 lumens | 8.8054e-07 | 2.227e-06 | 4.9345e-06 | 9.7498e-06 | 1.7055e-05 | 2.6797e-05 | 3.9544e-05 | 5.4849e-05 | 7.2078e-05 | 8.9838e-05 | 0.00010358 | 0.00011738 | 0.00012999 | 0.00014007 | 0.00014487 | 0.00014958 | 0.00015217 | 0.00015231 | 0.00015273 | 0.00015259 | 0.0017132 | 0.0017132 | 0.00095386 | 0.00042154 | 6.1644e-05 | -0.089354 | Fixtures | 5.0418 | 1 |  |  |  | x | 5.0418 | 1 | 0 | -52.1552
LO3Slow | New | Fixtures | Residential | Lighting | 0.0028615 | 0.0027146 | 22.8853 | -52.1552 | <0 | <40 | Multifamily - High Rise | WA-Track_2000 to 3999 lumens | 1.4062e-06 | 3.5566e-06 | 7.8805e-06 | 1.5571e-05 | 2.7238e-05 | 4.2796e-05 | 6.3153e-05 | 8.7596e-05 | 0.00011511 | 0.00014347 | 0.00016543 | 0.00018747 | 0.0002076 | 0.00022369 | 0.00023137 | 0.00023888 | 0.00024302 | 0.00024325 | 0.00024391 | 0.00024369 | 0.0027361 | 0.0027361 | 0.0015233 | 0.00067321 | 9.8448e-05 | -0.1427 | Fixtures | 5.0418 | 1 |  |  |  | x | 5.0418 | 1 | 0 | -52.1552
LO3Slow | New | Fixtures | Residential | Lighting | 0.0052269 | 0.0049585 | 41.8027 | -52.1552 | <0 | <40 | Multifamily - High Rise | WA-Track_4000 to 7999 lumens | 5.6573e-07 | 1.4308e-06 | 3.1703e-06 | 6.2641e-06 | 1.0958e-05 | 1.7217e-05 | 2.5407e-05 | 3.524e-05 | 4.6309e-05 | 5.7719e-05 | 6.6551e-05 | 7.5417e-05 | 8.3519e-05 | 8.9991e-05 | 9.3079e-05 | 9.6101e-05 | 9.7768e-05 | 9.786e-05 | 9.8127e-05 | 9.8035e-05 | 0.0011007 | 0.0011007 | 0.00061284 | 0.00027083 | 3.9605e-05 | -0.057409 | Fixtures | 5.0418 | 1 |  |  |  | x | 5.0418 | 1 | 0 | -52.1552
LO3Slow | New | Fixtures | Residential | Lighting | 9.9203e-05 | 9.4046e-05 | 0.7927 | -66.87 | <0 | <40 | Manufactured | ID/MT/OR-Floor/Table_0 to 249 lumens | 1.1976e-07 | 3.1341e-07 | 7.1229e-07 | 1.4395e-06 | 2.5693e-06 | 4.124e-06 | 6.2095e-06 | 8.7694e-06 | 1.1748e-05 | 1.4935e-05 | 1.7603e-05 | 2.0378e-05 | 2.2999e-05 | 2.5261e-05 | 2.6627e-05 | 2.7987e-05 | 2.8984e-05 | 2.9577e-05 | 3.028e-05 | 3.0818e-05 | 0.00031146 | 0.00031146 | 0.00016381 | 6.8544e-05 | 9.2782e-06 | -0.020827 | Fixtures | 8.6572 | 1 |  |  |  | x | 8.6572 | 1 | 0 | -66.87
LO3Slow | New | Fixtures | Residential | Lighting | 0.00019434 | 0.00018423 | 1.5529 | -66.87 | <0 | <40 | Manufactured | ID/MT/OR-Floor/Table_250 to 499 lumens | 8.3884e-07 | 2.1951e-06 | 4.9889e-06 | 1.0082e-05 | 1.7995e-05 | 2.8885e-05 | 4.3492e-05 | 6.1421e-05 | 8.2283e-05 | 0.00010461 | 0.0001233 | 0.00014273 | 0.00016109 | 0.00017693 | 0.0001865 | 0.00019603 | 0.00020301 | 0.00020716 | 0.00021208 | 0.00021585 | 0.0021814 | 0.0021814 | 0.0011473 | 0.00048008 | 6.4985e-05 | -0.14587 | Fixtures | 8.6572 | 1 |  |  |  | x | 8.6572 | 1 | 0 | -66.87
LO3Slow | New | Fixtures | Residential | Lighting | 0.00037289 | 0.0003535 | 2.9796 | -66.87 | <0 | <40 | Manufactured | ID/MT/OR-Floor/Table_500 to 999 lumens | 7.1224e-06 | 1.8638e-05 | 4.236e-05 | 8.5606e-05 | 0.0001528 | 0.00024525 | 0.00036928 | 0.00052152 | 0.00069865 | 0.0008882 | 0.0010469 | 0.0012119 | 0.0013678 | 0.0015023 | 0.0015835 | 0.0016644 | 0.0017237 | 0.001759 | 0.0018008 | 0.0018328 | 0.018522 | 0.018522 | 0.0097417 | 0.0040763 | 0.00055178 | -1.2386 | Fixtures | 8.6572 | 1 |  |  |  | x | 8.6572 | 1 | 0 | -66.87
LO3Slow | New | Fixtures | Residential | Lighting | 0.00068359 | 0.00064805 | 5.4623 | -66.87 | <0 | <40 | Manufactured | ID/MT/OR-Floor/Table_1000 to 1999 lumens | 7.835e-06 | 2.0503e-05 | 4.6598e-05 | 9.417e-05 | 0.00016808 | 0.00026979 | 0.00040622 | 0.00057369 | 0.00076855 | 0.00097706 | 0.0011516 | 0.0013331 | 0.0015046 | 0.0016525 | 0.0017419 | 0.0018309 | 0.0018961 | 0.0019349 | 0.0019809 | 0.0020161 | 0.020375 | 0.020375 | 0.010716 | 0.0044841 | 0.00060698 | -1.3625 | Fixtures | 8.6572 | 1 |  |  |  | x | 8.6572 | 1 | 0 | -66.87
LO3Slow | New | Fixtures | Residential | Lighting | 0.0013249 | 0.001256 | 10.5866 | -66.87 | <0 | <40 | Manufactured | ID/MT/OR-Floor/Table_2000 to 3999 lumens | 2.1817e-06 | 5.7091e-06 | 1.2975e-05 | 2.6222e-05 | 4.6803e-05 | 7.5124e-05 | 0.00011311 | 0.00015975 | 0.000214 | 0.00027206 | 0.00032067 | 0.00037121 | 0.00041896 | 0.00046016 | 0.00048505 | 0.00050983 | 0.00052799 | 0.00053879 | 0.00055159 | 0.00056139 | 0.0056736 | 0.0056736 | 0.002984 | 0.0012486 | 0.00016901 | -0.37939 | Fixtures | 8.6572 | 1 |  |  |  | x | 8.6572 | 1 | 0 | -66.87
LO3Slow | New | Fixtures | Residential | Lighting | 0.0024201 | 0.0022942 | 19.3377 | -66.87 | <0 | <40 | Manufactured | ID/MT/OR-Floor/Table_4000 to 7999 lumens | 2.5121e-07 | 6.5737e-07 | 1.494e-06 | 3.0193e-06 | 5.389e-06 | 8.6501e-06 | 1.3024e-05 | 1.8394e-05 | 2.4641e-05 | 3.1327e-05 | 3.6923e-05 | 4.2742e-05 | 4.8241e-05 | 5.2984e-05 | 5.585e-05 | 5.8704e-05 | 6.0795e-05 | 6.2038e-05 | 6.3513e-05 | 6.4641e-05 | 0.00065328 | 0.00065328 | 0.00034359 | 0.00014377 | 1.9461e-05 | -0.043685 | Fixtures | 8.6572 | 1 |  |  |  | x | 8.6572 | 1 | 0 | -66.87
LO3Slow | New | Fixtures | Residential | Lighting | 0.00013061 | 0.00012357 | 1.0409 | -37.1249 | <0 | <40 | Manufactured | ID/MT/OR-Ceiling and Wall Flush Mount _0 to 249 lumens | 6.6395e-08 | 1.7375e-07 | 3.9488e-07 | 7.9801e-07 | 1.4244e-06 | 2.2863e-06 | 3.4424e-06 | 4.8616e-06 | 6.5128e-06 | 8.2798e-06 | 9.759e-06 | 1.1297e-05 | 1.275e-05 | 1.4004e-05 | 1.4761e-05 | 1.5516e-05 | 1.6068e-05 | 1.6397e-05 | 1.6787e-05 | 1.7085e-05 | 0.00017266 | 0.00017266 | 9.0812e-05 | 3.7999e-05 | 5.1436e-06 | -0.0064102 | Fixtures | 3.7716 | 1 |  |  |  | x | 3.7716 | 1 | 0 | -37.1249
LO3Slow | New | Fixtures | Residential | Lighting | 0.00025587 | 0.00024207 | 2.0391 | -37.1249 | <0 | <40 | Manufactured | ID/MT/OR-Ceiling and Wall Flush Mount _250 to 499 lumens | 8.1069e-07 | 2.1215e-06 | 4.8215e-06 | 9.7438e-06 | 1.7391e-05 | 2.7915e-05 | 4.2032e-05 | 5.9361e-05 | 7.9522e-05 | 0.0001011 | 0.00011916 | 0.00013794 | 0.00015568 | 0.00017099 | 0.00018024 | 0.00018945 | 0.0001962 | 0.00020021 | 0.00020497 | 0.00020861 | 0.0021083 | 0.0021083 | 0.0011088 | 0.00046397 | 6.2804e-05 | -0.078269 | Fixtures | 3.7716 | 1 |  |  |  | x | 3.7716 | 1 | 0 | -37.1249
LO3Slow | New | Fixtures | Residential | Lighting | 0.00049096 | 0.00046447 | 3.9125 | -37.1249 | <0 | <40 | Manufactured | ID/MT/OR-Ceiling and Wall Flush Mount _500 to 999 lumens | 7.5769e-06 | 1.9828e-05 | 4.5063e-05 | 9.1068e-05 | 0.00016255 | 0.0002609 | 0.00039285 | 0.0005548 | 0.00074324 | 0.00094488 | 0.0011137 | 0.0012892 | 0.0014551 | 0.0015981 | 0.0016846 | 0.0017706 | 0.0018337 | 0.0018712 | 0.0019157 | 0.0019497 | 0.019704 | 0.019704 | 0.010363 | 0.0043364 | 0.00058699 | -0.73152 | Fixtures | 3.7716 | 1 |  |  |  | x | 3.7716 | 1 | 0 | -37.1249
LO3Slow | New | Fixtures | Residential | Lighting | 0.00090004 | 0.00085147 | 7.1725 | -37.1249 | <0 | <40 | Manufactured | ID/MT/OR-Ceiling and Wall Flush Mount _1000 to 1999 lumens | 9.3598e-06 | 2.4493e-05 | 5.5667e-05 | 0.0001125 | 0.00020079 | 0.0003223 | 0.00048529 | 0.00068535 | 0.00091813 | 0.0011672 | 0.0013757 | 0.0015926 | 0.0017974 | 0.0019742 | 0.002081 | 0.0021873 | 0.0022652 | 0.0023115 | 0.0023665 | 0.0024085 | 0.024341 | 0.024341 | 0.012802 | 0.0053568 | 0.00072511 | -0.90365 | Fixtures | 3.7716 | 1 |  |  |  | x | 3.7716 | 1 | 0 | -37.1249
LO3Slow | New | Fixtures | Residential | Lighting | 0.0017444 | 0.0016503 | 13.9011 | -37.1249 | <0 | <40 | Manufactured | ID/MT/OR-Ceiling and Wall Flush Mount _2000 to 3999 lumens | 7.4025e-06 | 1.9371e-05 | 4.4026e-05 | 8.8972e-05 | 0.0001588 | 0.0002549 | 0.0003838 | 0.00054203 | 0.00072613 | 0.00092313 | 0.001088 | 0.0012595 | 0.0014216 | 0.0015613 | 0.0016458 | 0.0017299 | 0.0017915 | 0.0018281 | 0.0018716 | 0.0019048 | 0.019251 | 0.019251 | 0.010125 | 0.0042366 | 0.00057347 | -0.71468 | Fixtures | 3.7716 | 1 |  |  |  | x | 3.7716 | 1 | 0 | -37.1249
LO3Slow | New | Fixtures | Residential | Lighting | 0.0031863 | 0.0030144 | 25.3921 | -37.1249 | <0 | <40 | Manufactured | ID/MT/OR-Ceiling and Wall Flush Mount _4000 to 7999 lumens | 2.244e-06 | 5.8722e-06 | 1.3346e-05 | 2.6971e-05 | 4.8139e-05 | 7.727e-05 | 0.00011635 | 0.00016431 | 0.00022012 | 0.00027984 | 0.00032983 | 0.00038181 | 0.00043093 | 0.0004733 | 0.0004989 | 0.00052439 | 0.00054307 | 0.00055418 | 0.00056735 | 0.00057743 | 0.0058356 | 0.0058356 | 0.0030692 | 0.0012843 | 0.00017384 | -0.21665 | Fixtures | 3.7716 | 1 |  |  |  | x | 3.7716 | 1 | 0 | -37.1249
LO3Slow | New | Fixtures | Residential | Lighting | 0.00010381 | 9.7994e-05 | 0.82491 | -111.0448 | <0 | <40 | Manufactured | ID/MT/OR-Downlight Fixture_0 to 249 lumens | 3.0507e-09 | 7.9833e-09 | 1.8144e-08 | 3.6667e-08 | 6.5446e-08 | 1.0505e-07 | 1.5817e-07 | 2.2338e-07 | 2.9925e-07 | 3.8044e-07 | 4.4841e-07 | 5.1908e-07 | 5.8586e-07 | 6.4346e-07 | 6.7826e-07 | 7.1292e-07 | 7.3831e-07 | 7.5341e-07 | 7.7132e-07 | 7.8502e-07 | 7.9336e-06 | 7.9336e-06 | 4.1726e-06 | 1.746e-06 | 2.3634e-07 | -0.00088099 | Fixtures | 10.4664 | 1 |  |  |  | x | 10.4664 | 1 | 0 | -111.0448
LO3Slow | New | Fixtures | Residential | Lighting | 0.00020337 | 0.00019197 | 1.616 | -111.0448 | <0 | <40 | Manufactured | ID/MT/OR-Downlight Fixture_250 to 499 lumens | 5.0391e-07 | 1.3187e-06 | 2.997e-06 | 6.0566e-06 | 1.081e-05 | 1.7352e-05 | 2.6127e-05 | 3.6898e-05 | 4.943e-05 | 6.284e-05 | 7.4067e-05 | 8.574e-05 | 9.677e-05 | 0.00010629 | 0.00011203 | 0.00011776 | 0.00012195 | 0.00012445 | 0.0001274 | 0.00012967 | 0.0013105 | 0.0013105 | 0.00068923 | 0.0002884 | 3.9038e-05 | -0.14552 | Fixtures | 10.4664 | 1 |  |  |  | x | 10.4664 | 1 | 0 | -111.0448
LO3Slow | New | Fixtures | Residential | Lighting | 0.00039021 | 0.00036834 | 3.1007 | -111.0448 | <0 | <40 | Manufactured | ID/MT/OR-Downlight Fixture_500 to 999 lumens | 1.7697e-05 | 4.6311e-05 | 0.00010525 | 0.0002127 | 0.00037965 | 0.00060938 | 0.00091755 | 0.0012958 | 0.0017359 | 0.0022069 | 0.0026012 | 0.0030111 | 0.0033985 | 0.0037327 | 0.0039345 | 0.0041356 | 0.0042829 | 0.0043705 | 0.0044744 | 0.0045538 | 0.046022 | 0.046022 | 0.024205 | 0.010128 | 0.001371 | -5.1105 | Fixtures | 10.4664 | 1 |  |  |  | x | 10.4664 | 1 | 0 | -111.0448
LO3Slow | New | Fixtures | Residential | Lighting | 0.00071535 | 0.00067525 | 5.6843 | -111.0448 | <0 | <40 | Manufactured | ID/MT/OR-Downlight Fixture_1000 to 1999 lumens | 5.4024e-06 | 1.4137e-05 | 3.2131e-05 | 6.4933e-05 | 0.0001159 | 0.00018603 | 0.0002801 | 0.00039558 | 0.00052994 | 0.00067371 | 0.00079407 | 0.00091922 | 0.0010375 | 0.0011395 | 0.0012011 | 0.0012625 | 0.0013075 | 0.0013342 | 0.0013659 | 0.0013902 | 0.014049 | 0.014049 | 0.0073892 | 0.0030919 | 0.00041853 | -1.5601 | Fixtures | 10.4664 | 1 |  |  |  | x | 10.4664 | 1 | 0 | -111.0448
LO3Slow | New | Fixtures | Residential | Lighting | 0.0013864 | 0.0013087 | 11.0168 | -111.0448 | <0 | <40 | Manufactured | ID/MT/OR-Downlight Fixture_2000 to 3999 lumens | 1.6079e-06 | 4.2076e-06 | 9.5627e-06 | 1.9325e-05 | 3.4493e-05 | 5.5366e-05 | 8.3365e-05 | 0.00011773 | 0.00015772 | 0.00020051 | 0.00023633 | 0.00027358 | 0.00030877 | 0.00033913 | 0.00035748 | 0.00037574 | 0.00038912 | 0.00039708 | 0.00040652 | 0.00041374 | 0.0041814 | 0.0041814 | 0.0021992 | 0.00092022 | 0.00012456 | -0.46432 | Fixtures | 10.4664 | 1 |  |  |  | x | 10.4664 | 1 | 0 | -111.0448
LO3Slow | New | Fixtures | Residential | Lighting | 0.0025325 | 0.0023905 | 20.1235 | -111.0448 | <0 | <40 | Manufactured | ID/MT/OR-Downlight Fixture_4000 to 7999 lumens | 5.0639e-07 | 1.3251e-06 | 3.0117e-06 | 6.0864e-06 | 1.0863e-05 | 1.7437e-05 | 2.6255e-05 | 3.7079e-05 | 4.9673e-05 | 6.3149e-05 | 7.4431e-05 | 8.6162e-05 | 9.7246e-05 | 0.00010681 | 0.00011258 | 0.00011834 | 0.00012255 | 0.00012506 | 0.00012803 | 0.0001303 | 0.0013169 | 0.0013169 | 0.00069262 | 0.00028982 | 3.923e-05 | -0.14623 | Fixtures | 10.4664 | 1 |  |  |  | x | 10.4664 | 1 | 0 | -111.0448
LO3Slow | New | Fixtures | Residential | Lighting | 0.00015581 | 0.00017678 | 0.87246 | -72.4583 | <0 | <40 | Manufactured | ID/MT/OR-Exterior Porch_0 to 249 lumens | 3.9704e-11 | 1.039e-10 | 2.3614e-10 | 4.7721e-10 | 8.5176e-10 | 1.3672e-09 | 2.0586e-09 | 2.9072e-09 | 3.8946e-09 | 4.9513e-09 | 5.8358e-09 | 6.7556e-09 | 7.6247e-09 | 8.3744e-09 | 8.8273e-09 | 9.2783e-09 | 9.6088e-09 | 9.8053e-09 | 1.0038e-08 | 1.0217e-08 | 1.0325e-07 | 1.0325e-07 | 5.4305e-08 | 2.2723e-08 | 3.0759e-09 | -7.4815e-06 | Fixtures | 10.5821 | 1 |  |  |  | x | 10.5821 | 1 | 0 | -72.4583
LO3Slow | New | Fixtures | Residential | Lighting | 0.00030523 | 0.0003463 | 1.7091 | -72.4583 | <0 | <40 | Manufactured | ID/MT/OR-Exterior Porch_250 to 499 lumens | 1.2584e-08 | 3.2931e-08 | 7.4844e-08 | 1.5125e-07 | 2.6997e-07 | 4.3333e-07 | 6.5246e-07 | 9.2144e-07 | 1.2344e-06 | 1.5693e-06 | 1.8497e-06 | 2.1412e-06 | 2.4167e-06 | 2.6543e-06 | 2.7978e-06 | 2.9408e-06 | 3.0455e-06 | 3.1078e-06 | 3.1817e-06 | 3.2382e-06 | 3.2726e-05 | 3.2726e-05 | 1.7212e-05 | 7.2022e-06 | 9.749e-07 | -0.0023713 | Fixtures | 10.5821 | 1 |  |  |  | x | 10.5821 | 1 | 0 | -72.4583
LO3Slow | New | Fixtures | Residential | Lighting | 0.00058566 | 0.00066447 | 3.2794 | -72.4583 | <0 | <40 | Manufactured | ID/MT/OR-Exterior Porch_500 to 999 lumens | 6.2913e-07 | 1.6463e-06 | 3.7417e-06 | 7.5616e-06 | 1.3496e-05 | 2.1663e-05 | 3.2619e-05 | 4.6066e-05 | 6.1712e-05 | 7.8455e-05 | 9.2471e-05 | 0.00010705 | 0.00012082 | 0.0001327 | 0.00013987 | 0.00014702 | 0.00015226 | 0.00015537 | 0.00015906 | 0.00016189 | 0.0016361 | 0.0016361 | 0.00086049 | 0.00036006 | 4.8739e-05 | -0.11855 | Fixtures | 10.5821 | 1 |  |  |  | x | 10.5821 | 1 | 0 | -72.4583
LO3Slow | New | Fixtures | Residential | Lighting | 0.0010737 | 0.0012181 | 6.0119 | -72.4583 | <0 | <40 | Manufactured | ID/MT/OR-Exterior Porch_1000 to 1999 lumens | 1.2321e-06 | 3.2243e-06 | 7.3281e-06 | 1.4809e-05 | 2.6433e-05 | 4.2428e-05 | 6.3884e-05 | 9.022e-05 | 0.00012086 | 0.00015365 | 0.0001811 | 0.00020965 | 0.00023662 | 0.00025988 | 0.00027394 | 0.00028794 | 0.00029819 | 0.00030429 | 0.00031152 | 0.00031706 | 0.0032043 | 0.0032043 | 0.0016853 | 0.00070518 | 9.5454e-05 | -0.23218 | Fixtures | 10.5821 | 1 |  |  |  | x | 10.5821 | 1 | 0 | -72.4583
LO3Slow | New | Fixtures | Residential | Lighting | 0.0020809 | 0.0023609 | 11.6518 | -72.4583 | <0 | <40 | Manufactured | ID/MT/OR-Exterior Porch_2000 to 3999 lumens | 1.1657e-06 | 3.0506e-06 | 6.9332e-06 | 1.4011e-05 | 2.5008e-05 | 4.0141e-05 | 6.0441e-05 | 8.5358e-05 | 0.00011435 | 0.00014537 | 0.00017134 | 0.00019835 | 0.00022387 | 0.00024588 | 0.00025918 | 0.00027242 | 0.00028212 | 0.00028789 | 0.00029474 | 0.00029997 | 0.0030316 | 0.0030316 | 0.0015944 | 0.00066718 | 9.031e-05 | -0.21966 | Fixtures | 10.5821 | 1 |  |  |  | x | 10.5821 | 1 | 0 | -72.4583
LO3Slow | New | Fixtures | Residential | Lighting | 0.003801 | 0.0043124 | 21.2835 | -72.4583 | <0 | <40 | Manufactured | ID/MT/OR-Exterior Porch_4000 to 7999 lumens | 5.1081e-08 | 1.3367e-07 | 3.038e-07 | 6.1395e-07 | 1.0958e-06 | 1.7589e-06 | 2.6484e-06 | 3.7403e-06 | 5.0106e-06 | 6.37e-06 | 7.508e-06 | 8.6914e-06 | 9.8095e-06 | 1.0774e-05 | 1.1357e-05 | 1.1937e-05 | 1.2362e-05 | 1.2615e-05 | 1.2915e-05 | 1.3144e-05 | 0.00013284 | 0.00013284 | 6.9866e-05 | 2.9235e-05 | 3.9572e-06 | -0.0096253 | Fixtures | 10.5821 | 1 |  |  |  | x | 10.5821 | 1 | 0 | -72.4583
LO3Slow | New | Fixtures | Residential | Lighting | 0.00017263 | 0.00020188 | 0.95994 | -89.0984 | <0 | <40 | Manufactured | ID/MT/OR-Chandelier/Pendant_0 to 249 lumens | 3.3209e-08 | 8.6904e-08 | 1.9751e-07 | 3.9915e-07 | 7.1242e-07 | 1.1435e-06 | 1.7218e-06 | 2.4316e-06 | 3.2576e-06 | 4.1413e-06 | 4.8812e-06 | 5.6505e-06 | 6.3774e-06 | 7.0045e-06 | 7.3833e-06 | 7.7606e-06 | 8.037e-06 | 8.2013e-06 | 8.3963e-06 | 8.5454e-06 | 8.6363e-05 | 8.6363e-05 | 4.5422e-05 | 1.9006e-05 | 2.5727e-06 | -0.0076948 | Fixtures | 6.1235 | 1 |  |  |  | x | 6.1235 | 1 | 0 | -89.0984
LO3Slow | New | Fixtures | Residential | Lighting | 0.00033817 | 0.00039547 | 1.8805 | -89.0984 | <0 | <40 | Manufactured | ID/MT/OR-Chandelier/Pendant_250 to 499 lumens | 2.6844e-07 | 7.0247e-07 | 1.5965e-06 | 3.2264e-06 | 5.7588e-06 | 9.2435e-06 | 1.3918e-05 | 1.9656e-05 | 2.6332e-05 | 3.3476e-05 | 3.9456e-05 | 4.5675e-05 | 5.1551e-05 | 5.6619e-05 | 5.9682e-05 | 6.2731e-05 | 6.4966e-05 | 6.6294e-05 | 6.787e-05 | 6.9075e-05 | 0.0006981 | 0.0006981 | 0.00036716 | 0.00015363 | 2.0796e-05 | -0.062199 | Fixtures | 6.1235 | 1 |  |  |  | x | 6.1235 | 1 | 0 | -89.0984
LO3Slow | New | Fixtures | Residential | Lighting | 0.00064887 | 0.00075881 | 3.6083 | -89.0984 | <0 | <40 | Manufactured | ID/MT/OR-Chandelier/Pendant_500 to 999 lumens | 1.9734e-06 | 5.1642e-06 | 1.1737e-05 | 2.3719e-05 | 4.2335e-05 | 6.7953e-05 | 0.00010232 | 0.0001445 | 0.00019358 | 0.0002461 | 0.00029006 | 0.00033578 | 0.00037897 | 0.00041624 | 0.00043875 | 0.00046117 | 0.00047759 | 0.00048736 | 0.00049894 | 0.00050781 | 0.005132 | 0.005132 | 0.0026992 | 0.0011294 | 0.00015288 | -0.45726 | Fixtures | 6.1235 | 1 |  |  |  | x | 6.1235 | 1 | 0 | -89.0984
LO3Slow | New | Fixtures | Residential | Lighting | 0.0011895 | 0.0013911 | 6.6148 | -89.0984 | <0 | <40 | Manufactured | ID/MT/OR-Chandelier/Pendant_1000 to 1999 lumens | 3.3431e-06 | 8.7485e-06 | 1.9883e-05 | 4.0181e-05 | 7.1719e-05 | 0.00011512 | 0.00017333 | 0.00024479 | 0.00032793 | 0.0004169 | 0.00049138 | 0.00056883 | 0.00064201 | 0.00070513 | 0.00074327 | 0.00078124 | 0.00080907 | 0.00082562 | 0.00084524 | 0.00086025 | 0.008694 | 0.008694 | 0.0045726 | 0.0019133 | 0.00025899 | -0.77462 | Fixtures | 6.1235 | 1 |  |  |  | x | 6.1235 | 1 | 0 | -89.0984
LO3Slow | New | Fixtures | Residential | Lighting | 0.0023054 | 0.0026961 | 12.8202 | -89.0984 | <0 | <40 | Manufactured | ID/MT/OR-Chandelier/Pendant_2000 to 3999 lumens | 4.8202e-06 | 1.2614e-05 | 2.8668e-05 | 5.7935e-05 | 0.00010341 | 0.00016598 | 0.00024992 | 0.00035295 | 0.00047282 | 0.0006011 | 0.00070849 | 0.00082015 | 0.00092566 | 0.0010167 | 0.0010717 | 0.0011264 | 0.0011665 | 0.0011904 | 0.0012187 | 0.0012403 | 0.012535 | 0.012535 | 0.0065929 | 0.0027587 | 0.00037342 | -1.1169 | Fixtures | 6.1235 | 1 |  |  |  | x | 6.1235 | 1 | 0 | -89.0984
LO3Slow | New | Fixtures | Residential | Lighting | 0.0042112 | 0.0049247 | 23.4176 | -89.0984 | <0 | <40 | Manufactured | ID/MT/OR-Chandelier/Pendant_4000 to 7999 lumens | 2.8957e-06 | 7.5776e-06 | 1.7222e-05 | 3.4804e-05 | 6.212e-05 | 9.971e-05 | 0.00015013 | 0.00021203 | 0.00028404 | 0.0003611 | 0.00042562 | 0.00049269 | 0.00055608 | 0.00061075 | 0.00064379 | 0.00067668 | 0.00070079 | 0.00071512 | 0.00073212 | 0.00074512 | 0.0075304 | 0.0075304 | 0.0039606 | 0.0016573 | 0.00022433 | -0.67095 | Fixtures | 6.1235 | 1 |  |  |  | x | 6.1235 | 1 | 0 | -89.0984
LO3Slow | New | Fixtures | Residential | Lighting | 2.898e-05 | 2.7142e-05 | 0.22794 | 11.6324 | 10-20 | <40 | Manufactured | ID/MT/OR-Linear Flush Mount_0 to 249 lumens | 5.1724e-09 | 1.3535e-08 | 3.0762e-08 | 6.2168e-08 | 1.1096e-07 | 1.7811e-07 | 2.6818e-07 | 3.7873e-07 | 5.0737e-07 | 6.4502e-07 | 7.6025e-07 | 8.8007e-07 | 9.9329e-07 | 1.091e-06 | 1.15e-06 | 1.2087e-06 | 1.2518e-06 | 1.2774e-06 | 1.3077e-06 | 1.331e-06 | 1.3451e-05 | 1.3451e-05 | 7.0745e-06 | 2.9603e-06 | 4.007e-07 | 0.00015647 | Fixtures | 1.5691 | 1 |  |  |  | x | #REF! | #REF! | 18.252 | -6.6196
LO3Slow | New | Fixtures | Residential | Lighting | 5.6772e-05 | 5.3172e-05 | 0.44653 | 11.6324 | 10-20 | <40 | Manufactured | ID/MT/OR-Linear Flush Mount_250 to 499 lumens | 1.4758e-07 | 3.8621e-07 | 8.7774e-07 | 1.7738e-06 | 3.1661e-06 | 5.0819e-06 | 7.6519e-06 | 1.0806e-05 | 1.4477e-05 | 1.8404e-05 | 2.1692e-05 | 2.5111e-05 | 2.8342e-05 | 3.1128e-05 | 3.2812e-05 | 3.4488e-05 | 3.5717e-05 | 3.6447e-05 | 3.7314e-05 | 3.7976e-05 | 0.0003838 | 0.0003838 | 0.00020186 | 8.4465e-05 | 1.1433e-05 | 0.0044645 | Fixtures | 1.5691 | 1 |  |  |  | x | #REF! | #REF! | 18.252 | -6.6196
LO3Slow | New | Fixtures | Residential | Lighting | 0.00010893 | 0.00010202 | 0.85678 | 11.6324 | 10-20 | <40 | Manufactured | ID/MT/OR-Linear Flush Mount_500 to 999 lumens | 2.8834e-06 | 7.5454e-06 | 1.7149e-05 | 3.4656e-05 | 6.1856e-05 | 9.9287e-05 | 0.0001495 | 0.00021113 | 0.00028284 | 0.00035957 | 0.00042381 | 0.0004906 | 0.00055372 | 0.00060816 | 0.00064106 | 0.00067381 | 0.00069781 | 0.00071208 | 0.00072901 | 0.00074196 | 0.0074984 | 0.0074984 | 0.0039438 | 0.0016502 | 0.00022338 | 0.087225 | Fixtures | 1.5691 | 1 |  |  |  | x | #REF! | #REF! | 18.252 | -6.6196
LO3Slow | New | Fixtures | Residential | Lighting | 0.0001997 | 0.00018703 | 1.5707 | 11.6324 | 10-20 | <40 | Manufactured | ID/MT/OR-Linear Flush Mount_1000 to 1999 lumens | 4.7197e-06 | 1.2351e-05 | 2.807e-05 | 5.6727e-05 | 0.00010125 | 0.00016252 | 0.00024471 | 0.00034559 | 0.00046297 | 0.00058857 | 0.00069372 | 0.00080306 | 0.00090637 | 0.00099549 | 0.0010493 | 0.0011029 | 0.0011422 | 0.0011656 | 0.0011933 | 0.0012145 | 0.012274 | 0.012274 | 0.0064554 | 0.0027012 | 0.00036564 | 0.14278 | Fixtures | 1.5691 | 1 |  |  |  | x | #REF! | #REF! | 18.2519 | -6.6196
LO3Slow | New | Fixtures | Residential | Lighting | 0.00038704 | 0.00036249 | 3.0442 | 11.6324 | 10-20 | <40 | Manufactured | ID/MT/OR-Linear Flush Mount_2000 to 3999 lumens | 1.7486e-06 | 4.5759e-06 | 1.04e-05 | 2.1017e-05 | 3.7513e-05 | 6.0213e-05 | 9.0663e-05 | 0.00012804 | 0.00017153 | 0.00021806 | 0.00025702 | 0.00029753 | 0.00033581 | 0.00036882 | 0.00038877 | 0.00040863 | 0.00042319 | 0.00043184 | 0.00044211 | 0.00044996 | 0.0045475 | 0.0045475 | 0.0023917 | 0.0010008 | 0.00013547 | 0.052898 | Fixtures | 1.5691 | 1 |  |  |  | x | #REF! | #REF! | 18.2519 | -6.6196
LO3Slow | New | Fixtures | Residential | Lighting | 0.00070697 | 0.00066213 | 5.5605 | 11.6324 | 10-20 | <40 | Manufactured | ID/MT/OR-Linear Flush Mount_4000 to 7999 lumens | 2.0197e-07 | 5.2852e-07 | 1.2012e-06 | 2.4275e-06 | 4.3328e-06 | 6.9546e-06 | 1.0472e-05 | 1.4789e-05 | 1.9811e-05 | 2.5186e-05 | 2.9686e-05 | 3.4365e-05 | 3.8786e-05 | 4.2599e-05 | 4.4903e-05 | 4.7197e-05 | 4.8879e-05 | 4.9878e-05 | 5.1064e-05 | 5.1971e-05 | 0.00052523 | 0.00052523 | 0.00027624 | 0.00011559 | 1.5647e-05 | 0.0061097 | Fixtures | 1.5691 | 1 |  |  |  | x | #REF! | #REF! | 18.2519 | -6.6196
LO3Slow | New | Fixtures | Residential | Lighting | 2.1873e-05 | 2.0242e-05 | 0.16937 | 20.5429 | 20-30 | <40 | Manufactured | ID/MT/OR-Linear Shop_0 to 249 lumens | 1.2184e-09 | 3.1883e-09 | 7.2462e-09 | 1.4644e-08 | 2.6138e-08 | 4.1954e-08 | 6.317e-08 | 8.9212e-08 | 1.1951e-07 | 1.5194e-07 | 1.7908e-07 | 2.0731e-07 | 2.3398e-07 | 2.5698e-07 | 2.7088e-07 | 2.8472e-07 | 2.9486e-07 | 3.0089e-07 | 3.0804e-07 | 3.1352e-07 | 3.1685e-06 | 3.1685e-06 | 1.6664e-06 | 6.973e-07 | 9.4388e-08 | 6.509e-05 | Fixtures | 1.2346 | 1 |  |  |  | x | #REF! | #REF! | 25.3629 | -4.82
LO3Slow | New | Fixtures | Residential | Lighting | 4.2848e-05 | 3.9655e-05 | 0.33179 | 20.5429 | 20-30 | <40 | Manufactured | ID/MT/OR-Linear Shop_250 to 499 lumens | 0 | 0 | 0 | 0 | 0 | 0 | 0 | 0 | 0 | 0 | 0 | 0 | 0 | 0 | 0 | 0 | 0 | 0 | 0 | 0 | 0 | 0 | 0 | 0 | 0 | 0 | Fixtures | 1.2346 | 1 |  |  |  | x | #REF! | #REF! | 25.3629 | -4.82
LO3Slow | New | Fixtures | Residential | Lighting | 8.2216e-05 | 7.6087e-05 | 0.63662 | 20.5429 | 20-30 | <40 | Manufactured | ID/MT/OR-Linear Shop_500 to 999 lumens | 1.9159e-09 | 5.0137e-09 | 1.1395e-08 | 2.3028e-08 | 4.1101e-08 | 6.5973e-08 | 9.9335e-08 | 1.4029e-07 | 1.8794e-07 | 2.3892e-07 | 2.8161e-07 | 3.2599e-07 | 3.6793e-07 | 4.041e-07 | 4.2596e-07 | 4.4772e-07 | 4.6367e-07 | 4.7315e-07 | 4.844e-07 | 4.93e-07 | 4.9824e-06 | 4.9824e-06 | 2.6205e-06 | 1.0965e-06 | 1.4843e-07 | 0.00010235 | Fixtures | 1.2346 | 1 |  |  |  | x | #REF! | #REF! | 25.3629 | -4.82
LO3Slow | New | Fixtures | Residential | Lighting | 0.00015072 | 0.00013949 | 1.1671 | 20.5429 | 20-30 | <40 | Manufactured | ID/MT/OR-Linear Shop_1000 to 1999 lumens | 1.0745e-09 | 2.8118e-09 | 6.3905e-09 | 1.2915e-08 | 2.3051e-08 | 3.6999e-08 | 5.571e-08 | 7.8677e-08 | 1.054e-07 | 1.3399e-07 | 1.5793e-07 | 1.8282e-07 | 2.0634e-07 | 2.2663e-07 | 2.3889e-07 | 2.511e-07 | 2.6004e-07 | 2.6536e-07 | 2.7167e-07 | 2.7649e-07 | 2.7943e-06 | 2.7943e-06 | 1.4696e-06 | 6.1496e-07 | 8.3241e-08 | 5.7403e-05 | Fixtures | 1.2346 | 1 |  |  |  | x | #REF! | #REF! | 25.3629 | -4.82
LO3Slow | New | Fixtures | Residential | Lighting | 0.00029211 | 0.00027034 | 2.2619 | 20.5429 | 20-30 | <40 | Manufactured | ID/MT/OR-Linear Shop_2000 to 3999 lumens | 0 | 0 | 0 | 0 | 0 | 0 | 0 | 0 | 0 | 0 | 0 | 0 | 0 | 0 | 0 | 0 | 0 | 0 | 0 | 0 | 0 | 0 | 0 | 0 | 0 | 0 | Fixtures | 1.2346 | 1 |  |  |  | x | #REF! | #REF! | 25.3629 | -4.82
LO3Slow | New | Fixtures | Residential | Lighting | 0.00053358 | 0.00049381 | 4.1317 | 20.5429 | 20-30 | <40 | Manufactured | ID/MT/OR-Linear Shop_4000 to 7999 lumens | 1.5533e-08 | 4.0647e-08 | 9.238e-08 | 1.8669e-07 | 3.3322e-07 | 5.3486e-07 | 8.0534e-07 | 1.1373e-06 | 1.5236e-06 | 1.937e-06 | 2.2831e-06 | 2.6429e-06 | 2.9829e-06 | 3.2762e-06 | 3.4534e-06 | 3.6298e-06 | 3.7591e-06 | 3.836e-06 | 3.9272e-06 | 3.9969e-06 | 4.0394e-05 | 4.0394e-05 | 2.1245e-05 | 8.8897e-06 | 1.2033e-06 | 0.00082981 | Fixtures | 1.2346 | 1 |  |  |  | x | #REF! | #REF! | 25.3629 | -4.82
LO3Slow | New | Fixtures | Residential | Lighting | 0.00025527 | 0.00024217 | 2.0416 | -46.2769 | <0 | <40 | Manufactured | ID/MT/OR-Track_0 to 249 lumens | 6.9114e-10 | 1.8086e-09 | 4.1105e-09 | 8.3069e-09 | 1.4827e-08 | 2.3799e-08 | 3.5834e-08 | 5.0607e-08 | 6.7795e-08 | 8.6188e-08 | 1.0159e-07 | 1.176e-07 | 1.3272e-07 | 1.4577e-07 | 1.5366e-07 | 1.6151e-07 | 1.6726e-07 | 1.7068e-07 | 1.7474e-07 | 1.7784e-07 | 1.7973e-06 | 1.7973e-06 | 9.4531e-07 | 3.9555e-07 | 5.3543e-08 | -8.3176e-05 | Fixtures | 3.6929 | 1 |  |  |  | x | 3.6929 | 1 | 0 | -46.2769
LO3Slow | New | Fixtures | Residential | Lighting | 0.00050008 | 0.0004744 | 3.9995 | -46.2769 | <0 | <40 | Manufactured | ID/MT/OR-Track_250 to 499 lumens | 6.304e-08 | 1.6497e-07 | 3.7493e-07 | 7.5769e-07 | 1.3524e-06 | 2.1707e-06 | 3.2685e-06 | 4.6159e-06 | 6.1837e-06 | 7.8614e-06 | 9.2659e-06 | 1.0726e-05 | 1.2106e-05 | 1.3296e-05 | 1.4016e-05 | 1.4732e-05 | 1.5256e-05 | 1.5568e-05 | 1.5939e-05 | 1.6222e-05 | 0.00016394 | 0.00016394 | 8.6223e-05 | 3.6079e-05 | 4.8837e-06 | -0.0075866 | Fixtures | 3.6929 | 1 |  |  |  | x | 3.6929 | 1 | 0 | -46.2769
LO3Slow | New | Fixtures | Residential | Lighting | 0.00095953 | 0.00091026 | 7.674 | -46.2769 | <0 | <40 | Manufactured | ID/MT/OR-Track_500 to 999 lumens | 1.0037e-06 | 2.6265e-06 | 5.9693e-06 | 1.2063e-05 | 2.1532e-05 | 3.4561e-05 | 5.2038e-05 | 7.3492e-05 | 9.8453e-05 | 0.00012516 | 0.00014752 | 0.00017077 | 0.00019274 | 0.0002117 | 0.00022315 | 0.00023455 | 0.0002429 | 0.00024787 | 0.00025376 | 0.00025827 | 0.0026101 | 0.0026101 | 0.0013728 | 0.00057443 | 7.7755e-05 | -0.12079 | Fixtures | 3.6929 | 1 |  |  |  | x | 3.6929 | 1 | 0 | -46.2769
LO3Slow | New | Fixtures | Residential | Lighting | 0.001759 | 0.0016687 | 14.0682 | -46.2769 | <0 | <40 | Manufactured | ID/MT/OR-Track_1000 to 1999 lumens | 1.4584e-06 | 3.8164e-06 | 8.6736e-06 | 1.7529e-05 | 3.1286e-05 | 5.0218e-05 | 7.5614e-05 | 0.00010679 | 0.00014306 | 0.00018187 | 0.00021436 | 0.00024814 | 0.00028007 | 0.0003076 | 0.00032424 | 0.00034081 | 0.00035295 | 0.00036016 | 0.00036872 | 0.00037527 | 0.0037926 | 0.0037926 | 0.0019947 | 0.00083466 | 0.00011298 | -0.17551 | Fixtures | 3.6929 | 1 |  |  |  | x | 3.6929 | 1 | 0 | -46.2769
LO3Slow | New | Fixtures | Residential | Lighting | 0.0034092 | 0.0032342 | 27.2659 | -46.277 | <0 | <40 | Manufactured | ID/MT/OR-Track_2000 to 3999 lumens | 2.3291e-06 | 6.0949e-06 | 1.3852e-05 | 2.7994e-05 | 4.9965e-05 | 8.02e-05 | 0.00012076 | 0.00017054 | 0.00022846 | 0.00029045 | 0.00034234 | 0.00039629 | 0.00044727 | 0.00049125 | 0.00051782 | 0.00054428 | 0.00056366 | 0.00057519 | 0.00058886 | 0.00059932 | 0.0060569 | 0.0060569 | 0.0031856 | 0.001333 | 0.00018043 | -0.2803 | Fixtures | 3.6929 | 1 |  |  |  | x | 3.6929 | 1 | 0 | -46.277
LO3Slow | New | Fixtures | Residential | Lighting | 0.0062274 | 0.0059076 | 49.8044 | -46.2769 | <0 | <40 | Manufactured | ID/MT/OR-Track_4000 to 7999 lumens | 9.3699e-07 | 2.452e-06 | 5.5727e-06 | 1.1262e-05 | 2.0101e-05 | 3.2264e-05 | 4.8581e-05 | 6.8608e-05 | 9.1911e-05 | 0.00011685 | 0.00013772 | 0.00015943 | 0.00017994 | 0.00019763 | 0.00020832 | 0.00021896 | 0.00022676 | 0.0002314 | 0.0002369 | 0.00024111 | 0.0024367 | 0.0024367 | 0.0012816 | 0.00053626 | 7.2589e-05 | -0.11276 | Fixtures | 3.6929 | 1 |  |  |  | x | 3.6929 | 1 | 0 | -46.2769
LO3Slow | New | Fixtures | Residential | Lighting | 7.0455e-05 | 6.6792e-05 | 0.56298 | -73.9725 | <0 | <40 | Manufactured | WA-Floor/Table_0 to 249 lumens | 9.5916e-08 | 2.51e-07 | 5.7045e-07 | 1.1528e-06 | 2.0576e-06 | 3.3028e-06 | 4.973e-06 | 7.0232e-06 | 9.4086e-06 | 1.1961e-05 | 1.4098e-05 | 1.632e-05 | 1.8419e-05 | 2.0231e-05 | 2.1325e-05 | 2.2414e-05 | 2.3213e-05 | 2.3687e-05 | 2.425e-05 | 2.4681e-05 | 0.00024944 | 0.00024944 | 0.00013119 | 5.4895e-05 | 7.4306e-06 | -0.018451 | Fixtures | 10.5207 | 1 |  |  |  | x | 10.5207 | 1 | 0 | -73.9725
LO3Slow | New | Fixtures | Residential | Lighting | 0.00013802 | 0.00013084 | 1.1029 | -73.9724 | <0 | <40 | Manufactured | WA-Floor/Table_250 to 499 lumens | 6.718e-07 | 1.758e-06 | 3.9955e-06 | 8.0744e-06 | 1.4412e-05 | 2.3133e-05 | 3.4831e-05 | 4.9191e-05 | 6.5898e-05 | 8.3776e-05 | 9.8743e-05 | 0.00011431 | 0.00012901 | 0.0001417 | 0.00014936 | 0.00015699 | 0.00016258 | 0.00016591 | 0.00016985 | 0.00017287 | 0.0017471 | 0.0017471 | 0.00091886 | 0.00038448 | 5.2044e-05 | -0.12923 | Fixtures | 10.5207 | 1 |  |  |  | x | 10.5207 | 1 | 0 | -73.9724
LO3Slow | New | Fixtures | Residential | Lighting | 0.00026483 | 0.00025106 | 2.1161 | -73.9725 | <0 | <40 | Manufactured | WA-Floor/Table_500 to 999 lumens | 5.7041e-06 | 1.4927e-05 | 3.3925e-05 | 6.8559e-05 | 0.00012237 | 0.00019642 | 0.00029575 | 0.00041767 | 0.00055953 | 0.00071133 | 0.00083841 | 0.00097055 | 0.0010954 | 0.0012031 | 0.0012682 | 0.001333 | 0.0013805 | 0.0014087 | 0.0014422 | 0.0014678 | 0.014834 | 0.014834 | 0.0078019 | 0.0032646 | 0.0004419 | -1.0973 | Fixtures | 10.5207 | 1 |  |  |  | x | 10.5207 | 1 | 0 | -73.9725
LO3Slow | New | Fixtures | Residential | Lighting | 0.00048549 | 0.00046025 | 3.8794 | -73.9724 | <0 | <40 | Manufactured | WA-Floor/Table_1000 to 1999 lumens | 6.2748e-06 | 1.642e-05 | 3.7319e-05 | 7.5418e-05 | 0.00013461 | 0.00021607 | 0.00032533 | 0.00045945 | 0.00061551 | 0.00078249 | 0.00092229 | 0.0010676 | 0.001205 | 0.0013235 | 0.0013951 | 0.0014663 | 0.0015186 | 0.0015496 | 0.0015865 | 0.0016146 | 0.016318 | 0.016318 | 0.0085824 | 0.0035912 | 0.00048611 | -1.2071 | Fixtures | 10.5207 | 1 |  |  |  | x | 10.5207 | 1 | 0 | -73.9724
LO3Slow | New | Fixtures | Residential | Lighting | 0.00094094 | 0.00089202 | 7.5187 | -73.9725 | <0 | <40 | Manufactured | WA-Floor/Table_2000 to 3999 lumens | 1.7472e-06 | 4.5723e-06 | 1.0392e-05 | 2.1e-05 | 3.7483e-05 | 6.0164e-05 | 9.059e-05 | 0.00012794 | 0.00017139 | 0.00021789 | 0.00025681 | 0.00029729 | 0.00033554 | 0.00036853 | 0.00038846 | 0.00040831 | 0.00042285 | 0.0004315 | 0.00044176 | 0.0004496 | 0.0045438 | 0.0045438 | 0.0023898 | 0.00099998 | 0.00013536 | -0.33612 | Fixtures | 10.5207 | 1 |  |  |  | x | 10.5207 | 1 | 0 | -73.9725
LO3Slow | New | Fixtures | Residential | Lighting | 0.0017187 | 0.0016294 | 13.7338 | -73.9724 | <0 | <40 | Manufactured | WA-Floor/Table_4000 to 7999 lumens | 2.0118e-07 | 5.2647e-07 | 1.1965e-06 | 2.4181e-06 | 4.3159e-06 | 6.9276e-06 | 1.0431e-05 | 1.4731e-05 | 1.9734e-05 | 2.5088e-05 | 2.9571e-05 | 3.4231e-05 | 3.8635e-05 | 4.2434e-05 | 4.4729e-05 | 4.7014e-05 | 4.8689e-05 | 4.9684e-05 | 5.0865e-05 | 5.1769e-05 | 0.00052319 | 0.00052319 | 0.00027517 | 0.00011514 | 1.5586e-05 | -0.038702 | Fixtures | 10.5207 | 1 |  |  |  | x | 10.5207 | 1 | 0 | -73.9724
LO3Slow | New | Fixtures | Residential | Lighting | 0.00011143 | 0.00010541 | 0.88796 | -37.3815 | <0 | <40 | Manufactured | WA-Ceiling and Wall Flush Mount _0 to 249 lumens | 6.3871e-08 | 1.6714e-07 | 3.7987e-07 | 7.6768e-07 | 1.3702e-06 | 2.1993e-06 | 3.3116e-06 | 4.6768e-06 | 6.2653e-06 | 7.965e-06 | 9.388e-06 | 1.0868e-05 | 1.2266e-05 | 1.3472e-05 | 1.42e-05 | 1.4926e-05 | 1.5458e-05 | 1.5774e-05 | 1.6149e-05 | 1.6435e-05 | 0.0001661 | 0.0001661 | 8.736e-05 | 3.6555e-05 | 4.9481e-06 | -0.0062091 | Fixtures | 3.6094 | 1 |  |  |  | x | 3.6094 | 1 | 0 | -37.3815
LO3Slow | New | Fixtures | Residential | Lighting | 0.00021828 | 0.0002065 | 1.7395 | -37.3815 | <0 | <40 | Manufactured | WA-Ceiling and Wall Flush Mount _250 to 499 lumens | 7.7987e-07 | 2.0408e-06 | 4.6383e-06 | 9.3734e-06 | 1.673e-05 | 2.6854e-05 | 4.0435e-05 | 5.7104e-05 | 7.6499e-05 | 9.7254e-05 | 0.00011463 | 0.00013269 | 0.00014977 | 0.00016449 | 0.00017339 | 0.00018225 | 0.00018874 | 0.0001926 | 0.00019718 | 0.00020068 | 0.0020281 | 0.0020281 | 0.0010667 | 0.00044634 | 6.0417e-05 | -0.075814 | Fixtures | 3.6094 | 1 |  |  |  | x | 3.6094 | 1 | 0 | -37.3815
LO3Slow | New | Fixtures | Residential | Lighting | 0.00041883 | 0.00039623 | 3.3377 | -37.3815 | <0 | <40 | Manufactured | WA-Ceiling and Wall Flush Mount _500 to 999 lumens | 7.2889e-06 | 1.9074e-05 | 4.335e-05 | 8.7606e-05 | 0.00015637 | 0.00025099 | 0.00037791 | 0.00053371 | 0.00071498 | 0.00090896 | 0.0010713 | 0.0012402 | 0.0013997 | 0.0015374 | 0.0016205 | 0.0017033 | 0.001764 | 0.0018001 | 0.0018429 | 0.0018756 | 0.018955 | 0.018955 | 0.0099694 | 0.0041716 | 0.00056467 | -0.70858 | Fixtures | 3.6094 | 1 |  |  |  | x | 3.6094 | 1 | 0 | -37.3815
LO3Slow | New | Fixtures | Residential | Lighting | 0.00076781 | 0.00072638 | 6.1187 | -37.3815 | <0 | <40 | Manufactured | WA-Ceiling and Wall Flush Mount _1000 to 1999 lumens | 9.0041e-06 | 2.3562e-05 | 5.3551e-05 | 0.00010822 | 0.00019316 | 0.00031005 | 0.00046684 | 0.0006593 | 0.00088323 | 0.0011228 | 0.0013234 | 0.001532 | 0.0017291 | 0.0018991 | 0.0020019 | 0.0021041 | 0.0021791 | 0.0022236 | 0.0022765 | 0.0023169 | 0.023416 | 0.023416 | 0.012315 | 0.0051532 | 0.00069755 | -0.87531 | Fixtures | 3.6094 | 1 |  |  |  | x | 3.6094 | 1 | 0 | -37.3815
LO3Slow | New | Fixtures | Residential | Lighting | 0.0014881 | 0.0014078 | 11.8588 | -37.3815 | <0 | <40 | Manufactured | WA-Ceiling and Wall Flush Mount _2000 to 3999 lumens | 7.1211e-06 | 1.8635e-05 | 4.2352e-05 | 8.559e-05 | 0.00015277 | 0.00024521 | 0.00036921 | 0.00052142 | 0.00069853 | 0.00088804 | 0.0010467 | 0.0012117 | 0.0013675 | 0.001502 | 0.0015832 | 0.0016641 | 0.0017234 | 0.0017586 | 0.0018004 | 0.0018324 | 0.018519 | 0.018519 | 0.0097399 | 0.0040756 | 0.00055167 | -0.69227 | Fixtures | 3.6094 | 1 |  |  |  | x | 3.6094 | 1 | 0 | -37.3815
LO3Slow | New | Fixtures | Residential | Lighting | 0.0027182 | 0.0025715 | 21.6616 | -37.3815 | <0 | <40 | Manufactured | WA-Ceiling and Wall Flush Mount _4000 to 7999 lumens | 1.6976e-06 | 4.4424e-06 | 1.0096e-05 | 2.0404e-05 | 3.6418e-05 | 5.8455e-05 | 8.8016e-05 | 0.0001243 | 0.00016652 | 0.0002117 | 0.00024952 | 0.00028884 | 0.000326 | 0.00035806 | 0.00037742 | 0.00039671 | 0.00041084 | 0.00041924 | 0.0004292 | 0.00043683 | 0.0044147 | 0.0044147 | 0.0023219 | 0.00097157 | 0.00013151 | -0.16503 | Fixtures | 3.6094 | 1 |  |  |  | x | 3.6094 | 1 | 0 | -37.3815
LO3Slow | New | Fixtures | Residential | Lighting | 7.9543e-05 | 7.5085e-05 | 0.63206 | -112.4296 | <0 | <40 | Manufactured | WA-Downlight Fixture_0 to 249 lumens | 2.0729e-09 | 5.4245e-09 | 1.2328e-08 | 2.4915e-08 | 4.4469e-08 | 7.1379e-08 | 1.0748e-07 | 1.5178e-07 | 2.0334e-07 | 2.585e-07 | 3.0468e-07 | 3.527e-07 | 3.9808e-07 | 4.3722e-07 | 4.6087e-07 | 4.8441e-07 | 5.0167e-07 | 5.1193e-07 | 5.241e-07 | 5.334e-07 | 5.3907e-06 | 5.3907e-06 | 2.8352e-06 | 1.1864e-06 | 1.6059e-07 | -0.00060608 | Fixtures | 9.5904 | 1 |  |  |  | x | 9.5904 | 1 | 0 | -112.4296
LO3Slow | New | Fixtures | Residential | Lighting | 0.00015582 | 0.00014709 | 1.2382 | -112.4296 | <0 | <40 | Manufactured | WA-Downlight Fixture_250 to 499 lumens | 3.424e-07 | 8.9601e-07 | 2.0364e-06 | 4.1153e-06 | 7.3454e-06 | 1.179e-05 | 1.7753e-05 | 2.5071e-05 | 3.3587e-05 | 4.2699e-05 | 5.0327e-05 | 5.8259e-05 | 6.5754e-05 | 7.2219e-05 | 7.6125e-05 | 8.0014e-05 | 8.2864e-05 | 8.4559e-05 | 8.6569e-05 | 8.8106e-05 | 0.00089043 | 0.00089043 | 0.00046832 | 0.00019596 | 2.6526e-05 | -0.10011 | Fixtures | 9.5904 | 1 |  |  |  | x | 9.5904 | 1 | 0 | -112.4296
LO3Slow | New | Fixtures | Residential | Lighting | 0.00029899 | 0.00028223 | 2.3758 | -112.4296 | <0 | <40 | Manufactured | WA-Downlight Fixture_500 to 999 lumens | 1.2025e-05 | 3.1467e-05 | 7.1517e-05 | 0.00014453 | 0.00025796 | 0.00041406 | 0.00062346 | 0.00088048 | 0.0011795 | 0.0014995 | 0.0017674 | 0.002046 | 0.0023092 | 0.0025363 | 0.0026734 | 0.00281 | 0.0029101 | 0.0029696 | 0.0030402 | 0.0030942 | 0.031271 | 0.031271 | 0.016447 | 0.006882 | 0.00093156 | -3.5158 | Fixtures | 9.5904 | 1 |  |  |  | x | 9.5904 | 1 | 0 | -112.4296
LO3Slow | New | Fixtures | Residential | Lighting | 0.00054811 | 0.0005174 | 4.3554 | -112.4296 | <0 | <40 | Manufactured | WA-Downlight Fixture_1000 to 1999 lumens | 3.6709e-06 | 9.6061e-06 | 2.1832e-05 | 4.4121e-05 | 7.875e-05 | 0.0001264 | 0.00019033 | 0.00026879 | 0.00036008 | 0.00045777 | 0.00053956 | 0.00062459 | 0.00070494 | 0.00077426 | 0.00081613 | 0.00085783 | 0.00088839 | 0.00090656 | 0.00092811 | 0.00094459 | 0.0095463 | 0.0095463 | 0.0050208 | 0.0021009 | 0.00028438 | -1.0733 | Fixtures | 9.5904 | 1 |  |  |  | x | 9.5904 | 1 | 0 | -112.4296
LO3Slow | New | Fixtures | Residential | Lighting | 0.0010623 | 0.0010028 | 8.4413 | -112.4296 | <0 | <40 | Manufactured | WA-Downlight Fixture_2000 to 3999 lumens | 1.0925e-06 | 2.859e-06 | 6.4977e-06 | 1.3131e-05 | 2.3437e-05 | 3.762e-05 | 5.6645e-05 | 7.9997e-05 | 0.00010717 | 0.00013624 | 0.00016058 | 0.00018589 | 0.00020981 | 0.00023043 | 0.0002429 | 0.00025531 | 0.0002644 | 0.00026981 | 0.00027622 | 0.00028113 | 0.0028412 | 0.0028412 | 0.0014943 | 0.00062527 | 8.4638e-05 | -0.31943 | Fixtures | 9.5904 | 1 |  |  |  | x | 9.5904 | 1 | 0 | -112.4296
LO3Slow | New | Fixtures | Residential | Lighting | 0.0019404 | 0.0018317 | 15.4191 | -112.4296 | <0 | <40 | Manufactured | WA-Downlight Fixture_4000 to 7999 lumens | 3.4408e-07 | 9.0041e-07 | 2.0464e-06 | 4.1356e-06 | 7.3815e-06 | 1.1848e-05 | 1.784e-05 | 2.5194e-05 | 3.3752e-05 | 4.2909e-05 | 5.0574e-05 | 5.8545e-05 | 6.6077e-05 | 7.2574e-05 | 7.6499e-05 | 8.0408e-05 | 8.3272e-05 | 8.4975e-05 | 8.6995e-05 | 8.854e-05 | 0.00089481 | 0.00089481 | 0.00047062 | 0.00019692 | 2.6656e-05 | -0.1006 | Fixtures | 9.5904 | 1 |  |  |  | x | 9.5904 | 1 | 0 | -112.4296
LO3Slow | New | Fixtures | Residential | Lighting | 0.00014232 | 0.00016147 | 0.7969 | -73.9245 | <0 | <40 | Manufactured | WA-Exterior Porch_0 to 249 lumens | 3.216e-11 | 8.4158e-11 | 1.9127e-10 | 3.8654e-10 | 6.8992e-10 | 1.1074e-09 | 1.6674e-09 | 2.3548e-09 | 3.1546e-09 | 4.0105e-09 | 4.727e-09 | 5.472e-09 | 6.1759e-09 | 6.7832e-09 | 7.15e-09 | 7.5154e-09 | 7.7831e-09 | 7.9422e-09 | 8.131e-09 | 8.2754e-09 | 8.3634e-08 | 8.3634e-08 | 4.3987e-08 | 1.8406e-08 | 2.4914e-09 | -6.1826e-06 | Fixtures | 12.2733 | 1 |  |  |  | x | 12.2733 | 1 | 0 | -73.9245
LO3Slow | New | Fixtures | Residential | Lighting | 0.0002788 | 0.00031631 | 1.5611 | -73.9245 | <0 | <40 | Manufactured | WA-Exterior Porch_250 to 499 lumens | 1.0193e-08 | 2.6674e-08 | 6.0623e-08 | 1.2251e-07 | 2.1867e-07 | 3.5099e-07 | 5.2849e-07 | 7.4636e-07 | 9.9987e-07 | 1.2711e-06 | 1.4982e-06 | 1.7344e-06 | 1.9575e-06 | 2.1499e-06 | 2.2662e-06 | 2.382e-06 | 2.4669e-06 | 2.5173e-06 | 2.5771e-06 | 2.6229e-06 | 2.6508e-05 | 2.6508e-05 | 1.3942e-05 | 5.8337e-06 | 7.8967e-07 | -0.0019596 | Fixtures | 12.2733 | 1 |  |  |  | x | 12.2733 | 1 | 0 | -73.9245
LO3Slow | New | Fixtures | Residential | Lighting | 0.00053494 | 0.00060693 | 2.9954 | -73.9245 | <0 | <40 | Manufactured | WA-Exterior Porch_500 to 999 lumens | 5.0959e-07 | 1.3335e-06 | 3.0307e-06 | 6.1248e-06 | 1.0932e-05 | 1.7547e-05 | 2.6421e-05 | 3.7313e-05 | 4.9987e-05 | 6.3548e-05 | 7.4901e-05 | 8.6706e-05 | 9.7861e-05 | 0.00010748 | 0.0001133 | 0.00011908 | 0.00012333 | 0.00012585 | 0.00012884 | 0.00013113 | 0.0013252 | 0.0013252 | 0.00069699 | 0.00029165 | 3.9478e-05 | -0.097966 | Fixtures | 12.2733 | 1 |  |  |  | x | 12.2733 | 1 | 0 | -73.9245
LO3Slow | New | Fixtures | Residential | Lighting | 0.00098067 | 0.0011126 | 5.4913 | -73.9245 | <0 | <40 | Manufactured | WA-Exterior Porch_1000 to 1999 lumens | 9.9803e-07 | 2.6117e-06 | 5.9357e-06 | 1.1995e-05 | 2.141e-05 | 3.4366e-05 | 5.1745e-05 | 7.3078e-05 | 9.7898e-05 | 0.00012446 | 0.00014669 | 0.00016981 | 0.00019166 | 0.0002105 | 0.00022189 | 0.00023323 | 0.00024153 | 0.00024647 | 0.00025233 | 0.00025681 | 0.0025954 | 0.0025954 | 0.0013651 | 0.00057119 | 7.7317e-05 | -0.19187 | Fixtures | 12.2733 | 1 |  |  |  | x | 12.2733 | 1 | 0 | -73.9245
LO3Slow | New | Fixtures | Residential | Lighting | 0.0019007 | 0.0021564 | 10.6428 | -73.9245 | <0 | <40 | Manufactured | WA-Exterior Porch_2000 to 3999 lumens | 9.4424e-07 | 2.471e-06 | 5.6158e-06 | 1.1349e-05 | 2.0257e-05 | 3.2514e-05 | 4.8957e-05 | 6.914e-05 | 9.2623e-05 | 0.00011775 | 0.00013879 | 0.00016066 | 0.00018133 | 0.00019916 | 0.00020993 | 0.00022066 | 0.00022852 | 0.00023319 | 0.00023873 | 0.00024297 | 0.0024556 | 0.0024556 | 0.0012915 | 0.00054041 | 7.3151e-05 | -0.18153 | Fixtures | 12.2733 | 1 |  |  |  | x | 12.2733 | 1 | 0 | -73.9245
LO3Slow | New | Fixtures | Residential | Lighting | 0.0034718 | 0.003939 | 19.4403 | -73.9245 | <0 | <40 | Manufactured | WA-Exterior Porch_4000 to 7999 lumens | 4.1375e-08 | 1.0827e-07 | 2.4608e-07 | 4.973e-07 | 8.8761e-07 | 1.4247e-06 | 2.1452e-06 | 3.0296e-06 | 4.0586e-06 | 5.1597e-06 | 6.0815e-06 | 7.0399e-06 | 7.9456e-06 | 8.7269e-06 | 9.1989e-06 | 9.6689e-06 | 1.0013e-05 | 1.0218e-05 | 1.0461e-05 | 1.0647e-05 | 0.0001076 | 0.0001076 | 5.6591e-05 | 2.368e-05 | 3.2053e-06 | -0.0079542 | Fixtures | 12.2733 | 1 |  |  |  | x | 12.2733 | 1 | 0 | -73.9245
LO3Slow | New | Fixtures | Residential | Lighting | 0.00011634 | 0.00013606 | 0.64697 | -109.2876 | <0 | <40 | Manufactured | WA-Chandelier/Pendant_0 to 249 lumens | 1.9848e-08 | 5.194e-08 | 1.1805e-07 | 2.3856e-07 | 4.2579e-07 | 6.8345e-07 | 1.0291e-06 | 1.4533e-06 | 1.9469e-06 | 2.4751e-06 | 2.9173e-06 | 3.3771e-06 | 3.8116e-06 | 4.1864e-06 | 4.4128e-06 | 4.6382e-06 | 4.8035e-06 | 4.9017e-06 | 5.0182e-06 | 5.1073e-06 | 5.1616e-05 | 5.1616e-05 | 2.7147e-05 | 1.1359e-05 | 1.5376e-06 | -0.005641 | Fixtures | 5.6742 | 1 |  |  |  | x | 5.6742 | 1 | 0 | -109.2876
LO3Slow | New | Fixtures | Residential | Lighting | 0.00022792 | 0.00026653 | 1.2674 | -109.2876 | <0 | <40 | Manufactured | WA-Chandelier/Pendant_250 to 499 lumens | 1.6044e-07 | 4.1984e-07 | 9.542e-07 | 1.9283e-06 | 3.4418e-06 | 5.5246e-06 | 8.3184e-06 | 1.1748e-05 | 1.5738e-05 | 2.0007e-05 | 2.3582e-05 | 2.7298e-05 | 3.081e-05 | 3.384e-05 | 3.567e-05 | 3.7492e-05 | 3.8828e-05 | 3.9622e-05 | 4.0564e-05 | 4.1284e-05 | 0.00041723 | 0.00041723 | 0.00021944 | 9.1822e-05 | 1.2429e-05 | -0.045598 | Fixtures | 5.6742 | 1 |  |  |  | x | 5.6742 | 1 | 0 | -109.2876
LO3Slow | New | Fixtures | Residential | Lighting | 0.00043732 | 0.00051142 | 2.4318 | -109.2876 | <0 | <40 | Manufactured | WA-Chandelier/Pendant_500 to 999 lumens | 1.1795e-06 | 3.0865e-06 | 7.0147e-06 | 1.4176e-05 | 2.5302e-05 | 4.0614e-05 | 6.1152e-05 | 8.6362e-05 | 0.0001157 | 0.00014708 | 0.00017336 | 0.00020068 | 0.0002265 | 0.00024877 | 0.00026223 | 0.00027562 | 0.00028544 | 0.00029128 | 0.0002982 | 0.0003035 | 0.0030673 | 0.0030673 | 0.0016132 | 0.00067503 | 9.1373e-05 | -0.33521 | Fixtures | 5.6742 | 1 |  |  |  | x | 5.6742 | 1 | 0 | -109.2876
LO3Slow | New | Fixtures | Residential | Lighting | 0.0008017 | 0.00093754 | 4.4581 | -109.2876 | <0 | <40 | Manufactured | WA-Chandelier/Pendant_1000 to 1999 lumens | 1.9981e-06 | 5.2287e-06 | 1.1883e-05 | 2.4015e-05 | 4.2864e-05 | 6.8802e-05 | 0.0001036 | 0.0001463 | 0.000196 | 0.00024917 | 0.00029368 | 0.00033997 | 0.00038371 | 0.00042143 | 0.00044423 | 0.00046692 | 0.00048356 | 0.00049345 | 0.00050518 | 0.00051415 | 0.0051961 | 0.0051961 | 0.0027329 | 0.0011435 | 0.00015479 | -0.56787 | Fixtures | 5.6742 | 1 |  |  |  | x | 5.6742 | 1 | 0 | -109.2876
LO3Slow | New | Fixtures | Residential | Lighting | 0.0015538 | 0.0018171 | 8.6404 | -109.2876 | <0 | <40 | Manufactured | WA-Chandelier/Pendant_2000 to 3999 lumens | 2.8809e-06 | 7.5389e-06 | 1.7134e-05 | 3.4626e-05 | 6.1803e-05 | 9.9201e-05 | 0.00014937 | 0.00021094 | 0.00028259 | 0.00035926 | 0.00042344 | 0.00049018 | 0.00055324 | 0.00060764 | 0.0006405 | 0.00067323 | 0.00069721 | 0.00071146 | 0.00072838 | 0.00074131 | 0.0074919 | 0.0074919 | 0.0039403 | 0.0016488 | 0.00022318 | -0.81877 | Fixtures | 5.6742 | 1 |  |  |  | x | 5.6742 | 1 | 0 | -109.2876
LO3Slow | New | Fixtures | Residential | Lighting | 0.0028382 | 0.0033191 | 15.7827 | -109.2876 | <0 | <40 | Manufactured | WA-Chandelier/Pendant_4000 to 7999 lumens | 1.7307e-06 | 4.5289e-06 | 1.0293e-05 | 2.0801e-05 | 3.7127e-05 | 5.9593e-05 | 8.973e-05 | 0.00012672 | 0.00016976 | 0.00021582 | 0.00025438 | 0.00029447 | 0.00033235 | 0.00036503 | 0.00038477 | 0.00040443 | 0.00041884 | 0.0004274 | 0.00043756 | 0.00044533 | 0.0045007 | 0.0045007 | 0.0023671 | 0.00099049 | 0.00013407 | -0.49187 | Fixtures | 5.6742 | 1 |  |  |  | x | 5.6742 | 1 | 0 | -109.2876
LO3Slow | New | Fixtures | Residential | Lighting | 2.898e-05 | 2.7142e-05 | 0.22794 | 11.6324 | 10-20 | <40 | Manufactured | WA-Linear Flush Mount_0 to 249 lumens | 4.5868e-09 | 1.2003e-08 | 2.728e-08 | 5.513e-08 | 9.8399e-08 | 1.5794e-07 | 2.3782e-07 | 3.3586e-07 | 4.4993e-07 | 5.72e-07 | 6.7419e-07 | 7.8044e-07 | 8.8084e-07 | 9.6745e-07 | 1.0198e-06 | 1.0719e-06 | 1.1101e-06 | 1.1328e-06 | 1.1597e-06 | 1.1803e-06 | 1.1928e-05 | 1.1928e-05 | 6.2736e-06 | 2.6251e-06 | 3.5534e-07 | 0.00013875 | Fixtures | 1.5691 | 1 |  |  |  | x | #REF! | #REF! | 18.2519 | -6.6196
LO3Slow | New | Fixtures | Residential | Lighting | 5.6772e-05 | 5.3172e-05 | 0.44653 | 11.6324 | 10-20 | <40 | Manufactured | WA-Linear Flush Mount_250 to 499 lumens | 1.3088e-07 | 3.4248e-07 | 7.7838e-07 | 1.573e-06 | 2.8076e-06 | 4.5066e-06 | 6.7856e-06 | 9.583e-06 | 1.2838e-05 | 1.6321e-05 | 1.9237e-05 | 2.2268e-05 | 2.5133e-05 | 2.7604e-05 | 2.9097e-05 | 3.0584e-05 | 3.1673e-05 | 3.2321e-05 | 3.309e-05 | 3.3677e-05 | 0.00034035 | 0.00034035 | 0.00017901 | 7.4903e-05 | 1.0139e-05 | 0.0039591 | Fixtures | 1.5691 | 1 |  |  |  | x | #REF! | #REF! | 18.252 | -6.6196
LO3Slow | New | Fixtures | Residential | Lighting | 0.00010893 | 0.00010202 | 0.85678 | 11.6324 | 10-20 | <40 | Manufactured | WA-Linear Flush Mount_500 to 999 lumens | 2.557e-06 | 6.6912e-06 | 1.5207e-05 | 3.0733e-05 | 5.4854e-05 | 8.8047e-05 | 0.00013257 | 0.00018723 | 0.00025082 | 0.00031886 | 0.00037583 | 0.00043506 | 0.00049103 | 0.00053931 | 0.00056848 | 0.00059753 | 0.00061881 | 0.00063147 | 0.00064648 | 0.00065796 | 0.0066495 | 0.0066495 | 0.0034973 | 0.0014634 | 0.00019809 | 0.07735 | Fixtures | 1.5691 | 1 |  |  |  | x | #REF! | #REF! | 18.252 | -6.6196
LO3Slow | New | Fixtures | Residential | Lighting | 0.0001997 | 0.00018703 | 1.5707 | 11.6324 | 10-20 | <40 | Manufactured | WA-Linear Flush Mount_1000 to 1999 lumens | 4.1854e-06 | 1.0953e-05 | 2.4893e-05 | 5.0305e-05 | 8.9789e-05 | 0.00014412 | 0.00021701 | 0.00030647 | 0.00041056 | 0.00052194 | 0.00061519 | 0.00071215 | 0.00080376 | 0.00088279 | 0.00093054 | 0.00097808 | 0.0010129 | 0.0010336 | 0.0010582 | 0.001077 | 0.010884 | 0.010884 | 0.0057246 | 0.0023954 | 0.00032425 | 0.12661 | Fixtures | 1.5691 | 1 |  |  |  | x | #REF! | #REF! | 18.2519 | -6.6196
LO3Slow | New | Fixtures | Residential | Lighting | 0.00038704 | 0.00036249 | 3.0442 | 11.6324 | 10-20 | <40 | Manufactured | WA-Linear Flush Mount_2000 to 3999 lumens | 1.5507e-06 | 4.0579e-06 | 9.2226e-06 | 1.8638e-05 | 3.3266e-05 | 5.3396e-05 | 8.0399e-05 | 0.00011354 | 0.00015211 | 0.00019338 | 0.00022792 | 0.00026385 | 0.00029779 | 0.00032707 | 0.00034476 | 0.00036237 | 0.00037528 | 0.00038296 | 0.00039206 | 0.00039902 | 0.0040326 | 0.0040326 | 0.0021209 | 0.00088749 | 0.00012013 | 0.046909 | Fixtures | 1.5691 | 1 |  |  |  | x | #REF! | #REF! | 18.252 | -6.6196
LO3Slow | New | Fixtures | Residential | Lighting | 0.00070697 | 0.00066213 | 5.5605 | 11.6324 | 10-20 | <40 | Manufactured | WA-Linear Flush Mount_4000 to 7999 lumens | 1.791e-07 | 4.6869e-07 | 1.0652e-06 | 2.1527e-06 | 3.8423e-06 | 6.1673e-06 | 9.2861e-06 | 1.3114e-05 | 1.7569e-05 | 2.2335e-05 | 2.6325e-05 | 3.0474e-05 | 3.4395e-05 | 3.7777e-05 | 3.982e-05 | 4.1854e-05 | 4.3345e-05 | 4.4232e-05 | 4.5283e-05 | 4.6087e-05 | 0.00046577 | 0.00046577 | 0.00024497 | 0.0001025 | 1.3875e-05 | 0.005418 | Fixtures | 1.5691 | 1 |  |  |  | x | #REF! | #REF! | 18.2519 | -6.6196
LO3Slow | New | Fixtures | Residential | Lighting | 2.1873e-05 | 2.0242e-05 | 0.16937 | 20.5429 | 20-30 | <40 | Manufactured | WA-Linear Shop_0 to 249 lumens | 1.0804e-09 | 2.8274e-09 | 6.4259e-09 | 1.2986e-08 | 2.3179e-08 | 3.7204e-08 | 5.6019e-08 | 7.9113e-08 | 1.0598e-07 | 1.3474e-07 | 1.5881e-07 | 1.8384e-07 | 2.0749e-07 | 2.2789e-07 | 2.4021e-07 | 2.5249e-07 | 2.6148e-07 | 2.6683e-07 | 2.7317e-07 | 2.7802e-07 | 2.8098e-06 | 2.8098e-06 | 1.4778e-06 | 6.1836e-07 | 8.3703e-08 | 5.7721e-05 | Fixtures | 1.2346 | 1 |  |  |  | x | #REF! | #REF! | 25.3629 | -4.82
LO3Slow | New | Fixtures | Residential | Lighting | 4.2848e-05 | 3.9655e-05 | 0.33179 | 20.5429 | 20-30 | <40 | Manufactured | WA-Linear Shop_250 to 499 lumens | 0 | 0 | 0 | 0 | 0 | 0 | 0 | 0 | 0 | 0 | 0 | 0 | 0 | 0 | 0 | 0 | 0 | 0 | 0 | 0 | 0 | 0 | 0 | 0 | 0 | 0 | Fixtures | 1.2346 | 1 |  |  |  | x | #REF! | #REF! | 25.3629 | -4.82
LO3Slow | New | Fixtures | Residential | Lighting | 8.2216e-05 | 7.6087e-05 | 0.63662 | 20.5429 | 20-30 | <40 | Manufactured | WA-Linear Shop_500 to 999 lumens | 1.699e-09 | 4.4461e-09 | 1.0105e-08 | 2.0421e-08 | 3.6448e-08 | 5.8504e-08 | 8.809e-08 | 1.2441e-07 | 1.6666e-07 | 2.1187e-07 | 2.4973e-07 | 2.8908e-07 | 3.2628e-07 | 3.5836e-07 | 3.7774e-07 | 3.9704e-07 | 4.1118e-07 | 4.1959e-07 | 4.2956e-07 | 4.3719e-07 | 4.4184e-06 | 4.4184e-06 | 2.3238e-06 | 9.7238e-07 | 1.3162e-07 | 9.0767e-05 | Fixtures | 1.2346 | 1 |  |  |  | x | #REF! | #REF! | 25.3629 | -4.82
LO3Slow | New | Fixtures | Residential | Lighting | 0.00015072 | 0.00013949 | 1.1671 | 20.5429 | 20-30 | <40 | Manufactured | WA-Linear Shop_1000 to 1999 lumens | 9.5285e-10 | 2.4935e-09 | 5.667e-09 | 1.1453e-08 | 2.0441e-08 | 3.2811e-08 | 4.9403e-08 | 6.977e-08 | 9.3467e-08 | 1.1883e-07 | 1.4005e-07 | 1.6213e-07 | 1.8298e-07 | 2.0098e-07 | 2.1185e-07 | 2.2267e-07 | 2.306e-07 | 2.3532e-07 | 2.4091e-07 | 2.4519e-07 | 2.478e-06 | 2.478e-06 | 1.3033e-06 | 5.4534e-07 | 7.3818e-08 | 5.0905e-05 | Fixtures | 1.2346 | 1 |  |  |  | x | #REF! | #REF! | 25.3629 | -4.82
LO3Slow | New | Fixtures | Residential | Lighting | 0.00029211 | 0.00027034 | 2.2619 | 20.5429 | 20-30 | <40 | Manufactured | WA-Linear Shop_2000 to 3999 lumens | 0 | 0 | 0 | 0 | 0 | 0 | 0 | 0 | 0 | 0 | 0 | 0 | 0 | 0 | 0 | 0 | 0 | 0 | 0 | 0 | 0 | 0 | 0 | 0 | 0 | 0 | Fixtures | 1.2346 | 1 |  |  |  | x | #REF! | #REF! | 25.3629 | -4.82
LO3Slow | New | Fixtures | Residential | Lighting | 0.00053358 | 0.00049381 | 4.1317 | 20.5429 | 20-30 | <40 | Manufactured | WA-Linear Shop_4000 to 7999 lumens | 1.3774e-08 | 3.6046e-08 | 8.1922e-08 | 1.6556e-07 | 2.955e-07 | 4.7431e-07 | 7.1417e-07 | 1.0086e-06 | 1.3512e-06 | 1.7177e-06 | 2.0246e-06 | 2.3437e-06 | 2.6452e-06 | 2.9053e-06 | 3.0624e-06 | 3.2189e-06 | 3.3335e-06 | 3.4017e-06 | 3.4826e-06 | 3.5444e-06 | 3.5821e-05 | 3.5821e-05 | 1.884e-05 | 7.8833e-06 | 1.0671e-06 | 0.00073587 | Fixtures | 1.2346 | 1 |  |  |  | x | #REF! | #REF! | 25.3629 | -4.82
LO3Slow | New | Fixtures | Residential | Lighting | 0.00021426 | 0.00020326 | 1.7136 | -52.1552 | <0 | <40 | Manufactured | WA-Track_0 to 249 lumens | 5.1443e-10 | 1.3462e-09 | 3.0595e-09 | 6.183e-09 | 1.1036e-08 | 1.7714e-08 | 2.6672e-08 | 3.7667e-08 | 5.0461e-08 | 6.4151e-08 | 7.5612e-08 | 8.7529e-08 | 9.8789e-08 | 1.085e-07 | 1.1437e-07 | 1.2021e-07 | 1.245e-07 | 1.2704e-07 | 1.3006e-07 | 1.3237e-07 | 1.3378e-06 | 1.3378e-06 | 7.0361e-07 | 2.9442e-07 | 3.9853e-08 | -6.9773e-05 | Fixtures | 5.0418 | 1 |  |  |  | x | 5.0418 | 1 | 0 | -52.1552
LO3Slow | New | Fixtures | Residential | Lighting | 0.00041973 | 0.00039818 | 3.3569 | -52.1552 | <0 | <40 | Manufactured | WA-Track_250 to 499 lumens | 4.6922e-08 | 1.2279e-07 | 2.7907e-07 | 5.6396e-07 | 1.0066e-06 | 1.6157e-06 | 2.4328e-06 | 3.4357e-06 | 4.6027e-06 | 5.8514e-06 | 6.8967e-06 | 7.9837e-06 | 9.0108e-06 | 9.8968e-06 | 1.0432e-05 | 1.0965e-05 | 1.1356e-05 | 1.1588e-05 | 1.1863e-05 | 1.2074e-05 | 0.00012202 | 0.00012202 | 6.4178e-05 | 2.6854e-05 | 3.6351e-06 | -0.0063642 | Fixtures | 5.0418 | 1 |  |  |  | x | 5.0418 | 1 | 0 | -52.1552
LO3Slow | New | Fixtures | Residential | Lighting | 0.00080537 | 0.00076401 | 6.4411 | -52.1552 | <0 | <40 | Manufactured | WA-Track_500 to 999 lumens | 7.4706e-07 | 1.9549e-06 | 4.4431e-06 | 8.979e-06 | 1.6026e-05 | 2.5724e-05 | 3.8733e-05 | 5.4701e-05 | 7.328e-05 | 9.3161e-05 | 0.0001098 | 0.00012711 | 0.00014346 | 0.00015757 | 0.00016609 | 0.00017458 | 0.0001808 | 0.00018449 | 0.00018888 | 0.00019223 | 0.0019428 | 0.0019428 | 0.0010218 | 0.00042756 | 5.7875e-05 | -0.10133 | Fixtures | 5.0418 | 1 |  |  |  | x | 5.0418 | 1 | 0 | -52.1552
LO3Slow | New | Fixtures | Residential | Lighting | 0.0014764 | 0.0014006 | 11.808 | -52.1552 | <0 | <40 | Manufactured | WA-Track_1000 to 1999 lumens | 1.0855e-06 | 2.8406e-06 | 6.456e-06 | 1.3047e-05 | 2.3287e-05 | 3.7378e-05 | 5.6281e-05 | 7.9483e-05 | 0.00010648 | 0.00013537 | 0.00015955 | 0.0001847 | 0.00020846 | 0.00022895 | 0.00024134 | 0.00025367 | 0.0002627 | 0.00026808 | 0.00027445 | 0.00027932 | 0.0028229 | 0.0028229 | 0.0014847 | 0.00062125 | 8.4094e-05 | -0.14723 | Fixtures | 5.0418 | 1 |  |  |  | x | 5.0418 | 1 | 0 | -52.1552
LO3Slow | New | Fixtures | Residential | Lighting | 0.0028615 | 0.0027146 | 22.8853 | -52.1552 | <0 | <40 | Manufactured | WA-Track_2000 to 3999 lumens | 1.7336e-06 | 4.5365e-06 | 1.031e-05 | 2.0836e-05 | 3.719e-05 | 5.9694e-05 | 8.9882e-05 | 0.00012694 | 0.00017005 | 0.00021619 | 0.00025481 | 0.00029497 | 0.00033291 | 0.00036565 | 0.00038542 | 0.00040512 | 0.00041955 | 0.00042813 | 0.0004383 | 0.00044609 | 0.0045083 | 0.0045083 | 0.0023711 | 0.00099216 | 0.0001343 | -0.23513 | Fixtures | 5.0418 | 1 |  |  |  | x | 5.0418 | 1 | 0 | -52.1552
LO3Slow | New | Fixtures | Residential | Lighting | 0.0052269 | 0.0049585 | 41.8027 | -52.1552 | <0 | <40 | Manufactured | WA-Track_4000 to 7999 lumens | 6.9742e-07 | 1.825e-06 | 4.1478e-06 | 8.3824e-06 | 1.4961e-05 | 2.4015e-05 | 3.6159e-05 | 5.1066e-05 | 6.8411e-05 | 8.6971e-05 | 0.00010251 | 0.00011866 | 0.00013393 | 0.0001471 | 0.00015505 | 0.00016298 | 0.00016878 | 0.00017223 | 0.00017633 | 0.00017946 | 0.0018137 | 0.0018137 | 0.00095389 | 0.00039915 | 5.4029e-05 | -0.094593 | Fixtures | 5.0418 | 1 |  |  |  | x | 5.0418 | 1 | 0 | -52.1552
LO3Slow | NR | Fixtures | Residential | Lighting | 9.9203e-05 | 9.4046e-05 | 0.7927 | -66.87 | <0 | <40 | Single Family | ID/MT/OR-Floor/Table_0 to 249 lumens | 1.0643e-05 | 2.731e-05 | 6.0556e-05 | 0.00011857 | 0.00020856 | 0.00033416 | 0.0004935 | 0.00067873 | 0.00087742 | 0.0010752 | 0.0012588 | 0.0014184 | 0.0015486 | 0.0016486 | 0.001721 | 0.0017703 | 0.0018016 | 0.00182 | 0.0018295 | 0.0018352 | 0.03685 | 0.020537 | 0.01148 | 0.0051435 | 0.00075981 | -1.3733 | Fixtures | 8.6572 | 1 |  |  |  | x | 8.6572 | 1 | 0 | -66.87
LO3Slow | NR | Fixtures | Residential | Lighting | 0.00019434 | 0.00018423 | 1.5529 | -66.87 | <0 | <40 | Single Family | ID/MT/OR-Floor/Table_250 to 499 lumens | 7.4543e-05 | 0.00019128 | 0.00042413 | 0.00083049 | 0.0014608 | 0.0023405 | 0.0034565 | 0.0047539 | 0.0061455 | 0.0075308 | 0.0088167 | 0.0099342 | 0.010846 | 0.011547 | 0.012054 | 0.012399 | 0.012619 | 0.012747 | 0.012814 | 0.012853 | 0.2581 | 0.14384 | 0.080407 | 0.036025 | 0.0053217 | -9.6185 | Fixtures | 8.6572 | 1 |  |  |  | x | 8.6572 | 1 | 0 | -66.87
LO3Slow | NR | Fixtures | Residential | Lighting | 0.00037289 | 0.0003535 | 2.9796 | -66.87 | <0 | <40 | Single Family | ID/MT/OR-Floor/Table_500 to 999 lumens | 0.00063293 | 0.0016241 | 0.0036013 | 0.0070516 | 0.012403 | 0.019873 | 0.029349 | 0.040365 | 0.052181 | 0.063943 | 0.074862 | 0.08435 | 0.092095 | 0.098044 | 0.10235 | 0.10528 | 0.10714 | 0.10824 | 0.1088 | 0.10914 | 2.1915 | 1.2213 | 0.68272 | 0.30588 | 0.045186 | -81.6695 | Fixtures | 8.6572 | 1 |  |  |  | x | 8.6572 | 1 | 0 | -66.87
LO3Slow | NR | Fixtures | Residential | Lighting | 0.00068359 | 0.00064805 | 5.4623 | -66.87 | <0 | <40 | Single Family | ID/MT/OR-Floor/Table_1000 to 1999 lumens | 0.00069625 | 0.0017866 | 0.0039615 | 0.007757 | 0.013644 | 0.021861 | 0.032285 | 0.044403 | 0.057401 | 0.07034 | 0.082351 | 0.092789 | 0.10131 | 0.10785 | 0.11259 | 0.11581 | 0.11786 | 0.11906 | 0.11968 | 0.12006 | 2.4107 | 1.3435 | 0.75102 | 0.33649 | 0.049707 | -89.8397 | Fixtures | 8.6572 | 1 |  |  |  | x | 8.6572 | 1 | 0 | -66.87
LO3Slow | NR | Fixtures | Residential | Lighting | 0.0013249 | 0.001256 | 10.5866 | -66.87 | <0 | <40 | Single Family | ID/MT/OR-Floor/Table_2000 to 3999 lumens | 0.00019387 | 0.00049749 | 0.0011031 | 0.00216 | 0.0037993 | 0.0060873 | 0.0089898 | 0.012364 | 0.015983 | 0.019586 | 0.022931 | 0.025837 | 0.02821 | 0.030032 | 0.031351 | 0.032248 | 0.032819 | 0.033153 | 0.033327 | 0.03343 | 0.67128 | 0.3741 | 0.20912 | 0.093695 | 0.013841 | -25.0162 | Fixtures | 8.6572 | 1 |  |  |  | x | 8.6572 | 1 | 0 | -66.87
LO3Slow | NR | Fixtures | Residential | Lighting | 0.0024201 | 0.0022942 | 19.3377 | -66.87 | <0 | <40 | Single Family | ID/MT/OR-Floor/Table_4000 to 7999 lumens | 2.2323e-05 | 5.7283e-05 | 0.00012702 | 0.00024871 | 0.00043746 | 0.00070091 | 0.0010351 | 0.0014236 | 0.0018404 | 0.0022553 | 0.0026403 | 0.002975 | 0.0032482 | 0.003458 | 0.0036098 | 0.0037132 | 0.0037789 | 0.0038174 | 0.0038374 | 0.0038492 | 0.077294 | 0.043075 | 0.024079 | 0.010788 | 0.0015937 | -2.8805 | Fixtures | 8.6572 | 1 |  |  |  | x | 8.6572 | 1 | 0 | -66.87
LO3Slow | NR | Fixtures | Residential | Lighting | 0.00013061 | 0.00012357 | 1.0409 | -37.1249 | <0 | <40 | Single Family | ID/MT/OR-Ceiling and Wall Flush Mount _0 to 249 lumens | 5.9002e-06 | 1.514e-05 | 3.3571e-05 | 6.5735e-05 | 0.00011562 | 0.00018525 | 0.00027359 | 0.00037628 | 0.00048643 | 0.00059608 | 0.00069786 | 0.00078631 | 0.0008585 | 0.00091396 | 0.0009541 | 0.00098141 | 0.00099878 | 0.001009 | 0.0010142 | 0.0010174 | 0.020429 | 0.011385 | 0.0063643 | 0.0028514 | 0.00042122 | -0.42267 | Fixtures | 3.7716 | 1 |  |  |  | x | 3.7716 | 1 | 0 | -37.1249
LO3Slow | NR | Fixtures | Residential | Lighting | 0.00025587 | 0.00024207 | 2.0391 | -37.1249 | <0 | <40 | Single Family | ID/MT/OR-Ceiling and Wall Flush Mount _250 to 499 lumens | 7.2042e-05 | 0.00018486 | 0.0004099 | 0.00080263 | 0.0014118 | 0.002262 | 0.0033405 | 0.0045944 | 0.0059393 | 0.0072781 | 0.0085209 | 0.0096009 | 0.010482 | 0.01116 | 0.01165 | 0.011983 | 0.012195 | 0.01232 | 0.012384 | 0.012422 | 0.24944 | 0.13901 | 0.077709 | 0.034816 | 0.0051432 | -5.1608 | Fixtures | 3.7716 | 1 |  |  |  | x | 3.7716 | 1 | 0 | -37.1249
LO3Slow | NR | Fixtures | Residential | Lighting | 0.00049096 | 0.00046447 | 3.9125 | -37.1249 | <0 | <40 | Single Family | ID/MT/OR-Ceiling and Wall Flush Mount _500 to 999 lumens | 0.00067332 | 0.0017278 | 0.0038311 | 0.0075016 | 0.013195 | 0.021141 | 0.031221 | 0.04294 | 0.05551 | 0.068023 | 0.079638 | 0.089733 | 0.097971 | 0.1043 | 0.10888 | 0.112 | 0.11398 | 0.11514 | 0.11574 | 0.1161 | 2.3313 | 1.2993 | 0.72629 | 0.3254 | 0.048069 | -48.2346 | Fixtures | 3.7716 | 1 |  |  |  | x | 3.7716 | 1 | 0 | -37.1249
LO3Slow | NR | Fixtures | Residential | Lighting | 0.00090004 | 0.00085147 | 7.1725 | -37.1249 | <0 | <40 | Single Family | ID/MT/OR-Ceiling and Wall Flush Mount _1000 to 1999 lumens | 0.00083176 | 0.0021344 | 0.0047325 | 0.0092668 | 0.0163 | 0.026116 | 0.038568 | 0.053044 | 0.068573 | 0.08403 | 0.098378 | 0.11085 | 0.12103 | 0.12884 | 0.1345 | 0.13835 | 0.1408 | 0.14224 | 0.14298 | 0.14342 | 2.8799 | 1.605 | 0.89719 | 0.40197 | 0.059381 | -59.5847 | Fixtures | 3.7716 | 1 |  |  |  | x | 3.7716 | 1 | 0 | -37.1249
LO3Slow | NR | Fixtures | Residential | Lighting | 0.0017444 | 0.0016503 | 13.9011 | -37.1249 | <0 | <40 | Single Family | ID/MT/OR-Ceiling and Wall Flush Mount _2000 to 3999 lumens | 0.00065782 | 0.001688 | 0.0037429 | 0.0073289 | 0.012891 | 0.020654 | 0.030503 | 0.041952 | 0.054233 | 0.066458 | 0.077805 | 0.087667 | 0.095716 | 0.1019 | 0.10637 | 0.10942 | 0.11136 | 0.11249 | 0.11308 | 0.11343 | 2.2777 | 1.2693 | 0.70957 | 0.31791 | 0.046963 | -47.1243 | Fixtures | 3.7716 | 1 |  |  |  | x | 3.7716 | 1 | 0 | -37.1249
LO3Slow | NR | Fixtures | Residential | Lighting | 0.0031863 | 0.0030144 | 25.3921 | -37.1249 | <0 | <40 | Single Family | ID/MT/OR-Ceiling and Wall Flush Mount _4000 to 7999 lumens | 0.00017684 | 0.00045377 | 0.0010062 | 0.0019702 | 0.0034654 | 0.0055523 | 0.0081998 | 0.011278 | 0.014579 | 0.017865 | 0.020916 | 0.023567 | 0.025731 | 0.027393 | 0.028596 | 0.029414 | 0.029935 | 0.03024 | 0.030398 | 0.030492 | 0.61229 | 0.34123 | 0.19075 | 0.085462 | 0.012625 | -12.668 | Fixtures | 3.7716 | 1 |  |  |  | x | 3.7716 | 1 | 0 | -37.1249
LO3Slow | NR | Fixtures | Residential | Lighting | 0.00010381 | 9.7994e-05 | 0.82491 | -111.0448 | <0 | <40 | Single Family | ID/MT/OR-Downlight Fixture_0 to 249 lumens | 2.4041e-07 | 6.1691e-07 | 1.3679e-06 | 2.6785e-06 | 4.7112e-06 | 7.5485e-06 | 1.1148e-05 | 1.5332e-05 | 1.982e-05 | 2.4288e-05 | 2.8435e-05 | 3.2039e-05 | 3.4981e-05 | 3.7241e-05 | 3.8876e-05 | 3.9989e-05 | 4.0697e-05 | 4.1112e-05 | 4.1326e-05 | 4.1454e-05 | 0.00083242 | 0.0004639 | 0.00025932 | 0.00011619 | 1.7163e-05 | -0.051514 | Fixtures | 10.4664 | 1 |  |  |  | x | 10.4664 | 1 | 0 | -111.0448
LO3Slow | NR | Fixtures | Residential | Lighting | 0.00020337 | 0.00019197 | 1.616 | -111.0448 | <0 | <40 | Single Family | ID/MT/OR-Downlight Fixture_250 to 499 lumens | 3.9711e-05 | 0.0001019 | 0.00022595 | 0.00044242 | 0.00077819 | 0.0012468 | 0.0018414 | 0.0025325 | 0.0032739 | 0.0040118 | 0.0046969 | 0.0052922 | 0.0057781 | 0.0061514 | 0.0064214 | 0.0066053 | 0.0067222 | 0.0067907 | 0.0068262 | 0.0068473 | 0.1375 | 0.076626 | 0.042834 | 0.019191 | 0.002835 | -8.5089 | Fixtures | 10.4664 | 1 |  |  |  | x | 10.4664 | 1 | 0 | -111.0448
LO3Slow | NR | Fixtures | Residential | Lighting | 0.00039021 | 0.00036834 | 3.1007 | -111.0448 | <0 | <40 | Single Family | ID/MT/OR-Downlight Fixture_500 to 999 lumens | 0.0013946 | 0.0035787 | 0.007935 | 0.015538 | 0.027329 | 0.043788 | 0.064667 | 0.088939 | 0.11498 | 0.14089 | 0.16495 | 0.18586 | 0.20292 | 0.21603 | 0.22552 | 0.23197 | 0.23608 | 0.23849 | 0.23973 | 0.24047 | 4.8288 | 2.6911 | 1.5043 | 0.67399 | 0.099563 | -298.8273 | Fixtures | 10.4664 | 1 |  |  |  | x | 10.4664 | 1 | 0 | -111.0448
LO3Slow | NR | Fixtures | Residential | Lighting | 0.00071535 | 0.00067525 | 5.6843 | -111.0448 | <0 | <40 | Single Family | ID/MT/OR-Downlight Fixture_1000 to 1999 lumens | 0.00042574 | 0.0010925 | 0.0024224 | 0.0047432 | 0.008343 | 0.013367 | 0.019741 | 0.027151 | 0.035099 | 0.043011 | 0.050355 | 0.056738 | 0.061947 | 0.065949 | 0.068844 | 0.070815 | 0.072069 | 0.072804 | 0.073184 | 0.07341 | 1.4741 | 0.82151 | 0.45923 | 0.20575 | 0.030394 | -91.2244 | Fixtures | 10.4664 | 1 |  |  |  | x | 10.4664 | 1 | 0 | -111.0448
LO3Slow | NR | Fixtures | Residential | Lighting | 0.0013864 | 0.0013087 | 11.0168 | -111.0448 | <0 | <40 | Single Family | ID/MT/OR-Downlight Fixture_2000 to 3999 lumens | 0.00012671 | 0.00032514 | 0.00072094 | 0.0014117 | 0.002483 | 0.0039784 | 0.0058754 | 0.0080806 | 0.010446 | 0.012801 | 0.014987 | 0.016886 | 0.018437 | 0.019628 | 0.020489 | 0.021076 | 0.021449 | 0.021668 | 0.021781 | 0.021848 | 0.43872 | 0.2445 | 0.13668 | 0.061236 | 0.0090459 | -27.1502 | Fixtures | 10.4664 | 1 |  |  |  | x | 10.4664 | 1 | 0 | -111.0448
LO3Slow | NR | Fixtures | Residential | Lighting | 0.0025325 | 0.0023905 | 20.1235 | -111.0448 | <0 | <40 | Single Family | ID/MT/OR-Downlight Fixture_4000 to 7999 lumens | 3.9906e-05 | 0.0001024 | 0.00022706 | 0.0004446 | 0.00078202 | 0.001253 | 0.0018504 | 0.0025449 | 0.0032899 | 0.0040316 | 0.0047199 | 0.0053182 | 0.0058065 | 0.0061816 | 0.006453 | 0.0066377 | 0.0067553 | 0.0068241 | 0.0068598 | 0.006881 | 0.13817 | 0.077003 | 0.043045 | 0.019286 | 0.0028489 | -8.5508 | Fixtures | 10.4664 | 1 |  |  |  | x | 10.4664 | 1 | 0 | -111.0448
LO3Slow | NR | Fixtures | Residential | Lighting | 0.00015581 | 0.00017678 | 0.87246 | -72.4583 | <0 | <40 | Single Family | ID/MT/OR-Exterior Porch_0 to 249 lumens | 3.1289e-09 | 8.0288e-09 | 1.7803e-08 | 3.4859e-08 | 6.1315e-08 | 9.824e-08 | 1.4508e-07 | 1.9954e-07 | 2.5795e-07 | 3.161e-07 | 3.7007e-07 | 4.1698e-07 | 4.5526e-07 | 4.8467e-07 | 5.0595e-07 | 5.2044e-07 | 5.2965e-07 | 5.3505e-07 | 5.3785e-07 | 5.3951e-07 | 1.0834e-05 | 6.0375e-06 | 3.375e-06 | 1.5121e-06 | 2.2337e-07 | -0.00043747 | Fixtures | 10.5821 | 1 |  |  |  | x | 10.5821 | 1 | 0 | -72.4583
LO3Slow | NR | Fixtures | Residential | Lighting | 0.00030523 | 0.0003463 | 1.7091 | -72.4583 | <0 | <40 | Single Family | ID/MT/OR-Exterior Porch_250 to 499 lumens | 9.9169e-07 | 2.5448e-06 | 5.6425e-06 | 1.1049e-05 | 1.9434e-05 | 3.1137e-05 | 4.5984e-05 | 6.3244e-05 | 8.1758e-05 | 0.00010019 | 0.00011729 | 0.00013216 | 0.0001443 | 0.00015362 | 0.00016036 | 0.00016495 | 0.00016787 | 0.00016959 | 0.00017047 | 0.000171 | 0.0034337 | 0.0019136 | 0.0010697 | 0.00047927 | 7.0799e-05 | -0.13866 | Fixtures | 10.5821 | 1 |  |  |  | x | 10.5821 | 1 | 0 | -72.4583
LO3Slow | NR | Fixtures | Residential | Lighting | 0.00058566 | 0.00066447 | 3.2794 | -72.4583 | <0 | <40 | Single Family | ID/MT/OR-Exterior Porch_500 to 999 lumens | 4.9578e-05 | 0.00012722 | 0.00028209 | 0.00055236 | 0.00097156 | 0.0015567 | 0.0022989 | 0.0031618 | 0.0040874 | 0.0050087 | 0.0058639 | 0.0066072 | 0.0072138 | 0.0076799 | 0.0080171 | 0.0082466 | 0.0083926 | 0.0084781 | 0.0085224 | 0.0085488 | 0.17166 | 0.095667 | 0.053478 | 0.02396 | 0.0035395 | -6.9318 | Fixtures | 10.5821 | 1 |  |  |  | x | 10.5821 | 1 | 0 | -72.4583
LO3Slow | NR | Fixtures | Residential | Lighting | 0.0010737 | 0.0012181 | 6.0119 | -72.4583 | <0 | <40 | Single Family | ID/MT/OR-Exterior Porch_1000 to 1999 lumens | 9.7098e-05 | 0.00024916 | 0.00055247 | 0.0010818 | 0.0019028 | 0.0030487 | 0.0045024 | 0.0061923 | 0.008005 | 0.0098095 | 0.011485 | 0.01294 | 0.014128 | 0.015041 | 0.015701 | 0.016151 | 0.016437 | 0.016604 | 0.016691 | 0.016743 | 0.3362 | 0.18736 | 0.10474 | 0.046926 | 0.006932 | -13.576 | Fixtures | 10.5821 | 1 |  |  |  | x | 10.5821 | 1 | 0 | -72.4583
LO3Slow | NR | Fixtures | Residential | Lighting | 0.0020809 | 0.0023609 | 11.6518 | -72.4583 | <0 | <40 | Single Family | ID/MT/OR-Exterior Porch_2000 to 3999 lumens | 9.1866e-05 | 0.00023573 | 0.0005227 | 0.0010235 | 0.0018003 | 0.0028844 | 0.0042597 | 0.0058586 | 0.0075737 | 0.0092809 | 0.010866 | 0.012243 | 0.013367 | 0.01423 | 0.014855 | 0.01528 | 0.015551 | 0.01571 | 0.015792 | 0.01584 | 0.31808 | 0.17727 | 0.099092 | 0.044397 | 0.0065584 | -12.8443 | Fixtures | 10.5821 | 1 |  |  |  | x | 10.5821 | 1 | 0 | -72.4583
LO3Slow | NR | Fixtures | Residential | Lighting | 0.003801 | 0.0043124 | 21.2835 | -72.4583 | <0 | <40 | Single Family | ID/MT/OR-Exterior Porch_4000 to 7999 lumens | 4.0254e-06 | 1.0329e-05 | 2.2904e-05 | 4.4848e-05 | 7.8884e-05 | 0.00012639 | 0.00018666 | 0.00025672 | 0.00033187 | 0.00040667 | 0.00047611 | 0.00053646 | 0.00058572 | 0.00062355 | 0.00065093 | 0.00066957 | 0.00068142 | 0.00068837 | 0.00069196 | 0.0006941 | 0.013938 | 0.0077675 | 0.0043421 | 0.0019454 | 0.00028738 | -0.56282 | Fixtures | 10.5821 | 1 |  |  |  | x | 10.5821 | 1 | 0 | -72.4583
LO3Slow | NR | Fixtures | Residential | Lighting | 0.00017263 | 0.00020188 | 0.95994 | -89.0984 | <0 | <40 | Single Family | ID/MT/OR-Chandelier/Pendant_0 to 249 lumens | 2.617e-06 | 6.7155e-06 | 1.489e-05 | 2.9157e-05 | 5.1285e-05 | 8.217e-05 | 0.00012135 | 0.0001669 | 0.00021576 | 0.00026439 | 0.00030954 | 0.00034877 | 0.00038079 | 0.00040539 | 0.00042319 | 0.0004353 | 0.00044301 | 0.00044753 | 0.00044986 | 0.00045126 | 0.0090614 | 0.0050499 | 0.0028229 | 0.0012648 | 0.00018683 | -0.44994 | Fixtures | 6.1235 | 1 |  |  |  | x | 6.1235 | 1 | 0 | -89.0984
LO3Slow | NR | Fixtures | Residential | Lighting | 0.00033817 | 0.00039547 | 1.8805 | -89.0984 | <0 | <40 | Single Family | ID/MT/OR-Chandelier/Pendant_250 to 499 lumens | 2.1154e-05 | 5.4283e-05 | 0.00012036 | 0.00023568 | 0.00041455 | 0.00066421 | 0.00098091 | 0.0013491 | 0.001744 | 0.0021372 | 0.0025021 | 0.0028192 | 0.0030781 | 0.0032769 | 0.0034208 | 0.0035187 | 0.003581 | 0.0036175 | 0.0036364 | 0.0036477 | 0.073246 | 0.04082 | 0.022818 | 0.010223 | 0.0015102 | -3.637 | Fixtures | 6.1235 | 1 |  |  |  | x | 6.1235 | 1 | 0 | -89.0984
LO3Slow | NR | Fixtures | Residential | Lighting | 0.00064887 | 0.00075881 | 3.6083 | -89.0984 | <0 | <40 | Single Family | ID/MT/OR-Chandelier/Pendant_500 to 999 lumens | 0.00015552 | 0.00039906 | 0.00088485 | 0.0017326 | 0.0030476 | 0.0048829 | 0.0072111 | 0.0099178 | 0.012821 | 0.015711 | 0.018394 | 0.020725 | 0.022628 | 0.02409 | 0.025148 | 0.025868 | 0.026326 | 0.026594 | 0.026733 | 0.026816 | 0.53847 | 0.30008 | 0.16775 | 0.075158 | 0.011102 | -26.7371 | Fixtures | 6.1235 | 1 |  |  |  | x | 6.1235 | 1 | 0 | -89.0984
LO3Slow | NR | Fixtures | Residential | Lighting | 0.0011895 | 0.0013911 | 6.6148 | -89.0984 | <0 | <40 | Single Family | ID/MT/OR-Chandelier/Pendant_1000 to 1999 lumens | 0.00026345 | 0.00067604 | 0.001499 | 0.0029352 | 0.0051628 | 0.0082719 | 0.012216 | 0.016801 | 0.02172 | 0.026616 | 0.03116 | 0.03511 | 0.038334 | 0.04081 | 0.042602 | 0.043821 | 0.044597 | 0.045052 | 0.045287 | 0.045427 | 0.9122 | 0.50836 | 0.28418 | 0.12732 | 0.018808 | -45.2943 | Fixtures | 6.1235 | 1 |  |  |  | x | 6.1235 | 1 | 0 | -89.0984
LO3Slow | NR | Fixtures | Residential | Lighting | 0.0023054 | 0.0026961 | 12.8202 | -89.0984 | <0 | <40 | Single Family | ID/MT/OR-Chandelier/Pendant_2000 to 3999 lumens | 0.00037985 | 0.00097473 | 0.0021613 | 0.004232 | 0.0074438 | 0.011927 | 0.017614 | 0.024225 | 0.031316 | 0.038375 | 0.044928 | 0.050623 | 0.055271 | 0.058841 | 0.061425 | 0.063183 | 0.064302 | 0.064957 | 0.065296 | 0.065499 | 1.3152 | 0.73297 | 0.40974 | 0.18358 | 0.027118 | -65.3067 | Fixtures | 6.1235 | 1 |  |  |  | x | 6.1235 | 1 | 0 | -89.0984
LO3Slow | NR | Fixtures | Residential | Lighting | 0.0042112 | 0.0049247 | 23.4176 | -89.0984 | <0 | <40 | Single Family | ID/MT/OR-Chandelier/Pendant_4000 to 7999 lumens | 0.00022819 | 0.00058556 | 0.0012984 | 0.0025423 | 0.0044718 | 0.0071648 | 0.010581 | 0.014553 | 0.018813 | 0.023053 | 0.02699 | 0.030411 | 0.033203 | 0.035348 | 0.0369 | 0.037956 | 0.038628 | 0.039022 | 0.039226 | 0.039347 | 0.79011 | 0.44032 | 0.24614 | 0.11028 | 0.016291 | -39.2321 | Fixtures | 6.1235 | 1 |  |  |  | x | 6.1235 | 1 | 0 | -89.0984
LO3Slow | NR | Fixtures | Residential | Lighting | 2.898e-05 | 2.7142e-05 | 0.22794 | 11.6324 | 10-20 | <40 | Single Family | ID/MT/OR-Linear Flush Mount_0 to 249 lumens | 4.0761e-07 | 1.0459e-06 | 2.3192e-06 | 4.5412e-06 | 7.9877e-06 | 1.2798e-05 | 1.89e-05 | 2.5995e-05 | 3.3604e-05 | 4.1179e-05 | 4.8211e-05 | 5.4321e-05 | 5.9309e-05 | 6.314e-05 | 6.5912e-05 | 6.7799e-05 | 6.9e-05 | 6.9703e-05 | 7.0067e-05 | 7.0284e-05 | 0.0014113 | 0.00078652 | 0.00043967 | 0.00019699 | 2.91e-05 | 0.0091491 | Fixtures | 1.5691 | 1 |  |  |  | x | #REF! | #REF! | 18.252 | -6.6196
LO3Slow | NR | Fixtures | Residential | Lighting | 5.6772e-05 | 5.3172e-05 | 0.44653 | 11.6324 | 10-20 | <40 | Single Family | ID/MT/OR-Linear Flush Mount_250 to 499 lumens | 1.163e-05 | 2.9844e-05 | 6.6174e-05 | 0.00012957 | 0.00022791 | 0.00036517 | 0.00053929 | 0.00074171 | 0.00095883 | 0.001175 | 0.0013756 | 0.00155 | 0.0016923 | 0.0018016 | 0.0018807 | 0.0019345 | 0.0019688 | 0.0019888 | 0.0019992 | 0.0020054 | 0.040269 | 0.022442 | 0.012545 | 0.0056207 | 0.0008303 | 0.26105 | Fixtures | 1.5691 | 1 |  |  |  | x | #REF! | #REF! | 18.2519 | -6.6196
LO3Slow | NR | Fixtures | Residential | Lighting | 0.00010893 | 0.00010202 | 0.85678 | 11.6324 | 10-20 | <40 | Single Family | ID/MT/OR-Linear Flush Mount_500 to 999 lumens | 0.00022722 | 0.00058307 | 0.0012929 | 0.0025315 | 0.0044528 | 0.0071344 | 0.010536 | 0.014491 | 0.018733 | 0.022956 | 0.026875 | 0.030282 | 0.033062 | 0.035198 | 0.036743 | 0.037795 | 0.038464 | 0.038857 | 0.039059 | 0.03918 | 0.78675 | 0.43845 | 0.2451 | 0.10981 | 0.016222 | 5.1003 | Fixtures | 1.5691 | 1 |  |  |  | x | #REF! | #REF! | 18.2519 | -6.6196
LO3Slow | NR | Fixtures | Residential | Lighting | 0.0001997 | 0.00018703 | 1.5707 | 11.6324 | 10-20 | <40 | Single Family | ID/MT/OR-Linear Flush Mount_1000 to 1999 lumens | 0.00037194 | 0.00095442 | 0.0021162 | 0.0041438 | 0.0072887 | 0.011678 | 0.017246 | 0.02372 | 0.030664 | 0.037576 | 0.043992 | 0.049568 | 0.054119 | 0.057615 | 0.060145 | 0.061866 | 0.062962 | 0.063603 | 0.063936 | 0.064133 | 1.2878 | 0.7177 | 0.4012 | 0.17975 | 0.026553 | 8.3485 | Fixtures | 1.5691 | 1 |  |  |  | x | #REF! | #REF! | 18.252 | -6.6196
LO3Slow | NR | Fixtures | Residential | Lighting | 0.00038704 | 0.00036249 | 3.0442 | 11.6324 | 10-20 | <40 | Single Family | ID/MT/OR-Linear Flush Mount_2000 to 3999 lumens | 0.0001378 | 0.00035361 | 0.00078406 | 0.0015353 | 0.0027004 | 0.0043267 | 0.0063897 | 0.0087881 | 0.011361 | 0.013922 | 0.016299 | 0.018365 | 0.020051 | 0.021346 | 0.022283 | 0.022921 | 0.023327 | 0.023565 | 0.023688 | 0.023761 | 0.47713 | 0.2659 | 0.14864 | 0.066597 | 0.0098378 | 3.0931 | Fixtures | 1.5691 | 1 |  |  |  | x | #REF! | #REF! | 18.252 | -6.6196
LO3Slow | NR | Fixtures | Residential | Lighting | 0.00070697 | 0.00066213 | 5.5605 | 11.6324 | 10-20 | <40 | Single Family | ID/MT/OR-Linear Flush Mount_4000 to 7999 lumens | 1.5916e-05 | 4.0842e-05 | 9.0559e-05 | 0.00017732 | 0.0003119 | 0.00049973 | 0.00073801 | 0.001015 | 0.0013122 | 0.0016079 | 0.0018825 | 0.0021211 | 0.0023159 | 0.0024655 | 0.0025737 | 0.0026474 | 0.0026943 | 0.0027217 | 0.0027359 | 0.0027444 | 0.055109 | 0.030712 | 0.017168 | 0.0076919 | 0.0011363 | 0.35725 | Fixtures | 1.5691 | 1 |  |  |  | x | #REF! | #REF! | 18.252 | -6.6196
LO3Slow | NR | Fixtures | Residential | Lighting | 2.1873e-05 | 2.0242e-05 | 0.16937 | 20.5429 | 20-30 | <40 | Single Family | ID/MT/OR-Linear Shop_0 to 249 lumens | 9.6014e-08 | 2.4638e-07 | 5.463e-07 | 1.0697e-06 | 1.8815e-06 | 3.0147e-06 | 4.4521e-06 | 6.1232e-06 | 7.9157e-06 | 9.7e-06 | 1.1356e-05 | 1.2796e-05 | 1.397e-05 | 1.4873e-05 | 1.5526e-05 | 1.597e-05 | 1.6253e-05 | 1.6419e-05 | 1.6505e-05 | 1.6556e-05 | 0.00033244 | 0.00018527 | 0.00010357 | 4.6402e-05 | 6.8546e-06 | 0.003806 | Fixtures | 1.2346 | 1 |  |  |  | x | #REF! | #REF! | 25.3629 | -4.82
LO3Slow | NR | Fixtures | Residential | Lighting | 4.2848e-05 | 3.9655e-05 | 0.33179 | 20.5429 | 20-30 | <40 | Single Family | ID/MT/OR-Linear Shop_250 to 499 lumens | 0 | 0 | 0 | 0 | 0 | 0 | 0 | 0 | 0 | 0 | 0 | 0 | 0 | 0 | 0 | 0 | 0 | 0 | 0 | 0 | 0 | 0 | 0 | 0 | 0 | 0 | Fixtures | 1.2346 | 1 |  |  |  | x | #REF! | #REF! | 25.3629 | -4.82
LO3Slow | NR | Fixtures | Residential | Lighting | 8.2216e-05 | 7.6087e-05 | 0.63662 | 20.5429 | 20-30 | <40 | Single Family | ID/MT/OR-Linear Shop_500 to 999 lumens | 1.5098e-07 | 3.8743e-07 | 8.5906e-07 | 1.6821e-06 | 2.9587e-06 | 4.7406e-06 | 7.0009e-06 | 9.6287e-06 | 1.2447e-05 | 1.5253e-05 | 1.7858e-05 | 2.0121e-05 | 2.1969e-05 | 2.3388e-05 | 2.4415e-05 | 2.5114e-05 | 2.5558e-05 | 2.5819e-05 | 2.5954e-05 | 2.6034e-05 | 0.00052277 | 0.00029134 | 0.00016286 | 7.2967e-05 | 1.0779e-05 | 0.0059849 | Fixtures | 1.2346 | 1 |  |  |  | x | #REF! | #REF! | 25.3629 | -4.82
LO3Slow | NR | Fixtures | Residential | Lighting | 0.00015072 | 0.00013949 | 1.1671 | 20.5429 | 20-30 | <40 | Single Family | ID/MT/OR-Linear Shop_1000 to 1999 lumens | 8.4675e-08 | 2.1728e-07 | 4.8178e-07 | 9.4338e-07 | 1.6593e-06 | 2.6586e-06 | 3.9263e-06 | 5.4001e-06 | 6.9809e-06 | 8.5544e-06 | 1.0015e-05 | 1.1285e-05 | 1.2321e-05 | 1.3117e-05 | 1.3692e-05 | 1.4084e-05 | 1.4334e-05 | 1.448e-05 | 1.4556e-05 | 1.4601e-05 | 0.00029318 | 0.00016339 | 9.1336e-05 | 4.0922e-05 | 6.0451e-06 | 0.0033565 | Fixtures | 1.2346 | 1 |  |  |  | x | #REF! | #REF! | 25.3629 | -4.82
LO3Slow | NR | Fixtures | Residential | Lighting | 0.00029211 | 0.00027034 | 2.2619 | 20.5429 | 20-30 | <40 | Single Family | ID/MT/OR-Linear Shop_2000 to 3999 lumens | 0 | 0 | 0 | 0 | 0 | 0 | 0 | 0 | 0 | 0 | 0 | 0 | 0 | 0 | 0 | 0 | 0 | 0 | 0 | 0 | 0 | 0 | 0 | 0 | 0 | 0 | Fixtures | 1.2346 | 1 |  |  |  | x | #REF! | #REF! | 25.3629 | -4.82
LO3Slow | NR | Fixtures | Residential | Lighting | 0.00053358 | 0.00049381 | 4.1317 | 20.5429 | 20-30 | <40 | Single Family | ID/MT/OR-Linear Shop_4000 to 7999 lumens | 1.2241e-06 | 3.141e-06 | 6.9646e-06 | 1.3637e-05 | 2.3987e-05 | 3.8433e-05 | 5.6759e-05 | 7.8063e-05 | 0.00010091 | 0.00012366 | 0.00014478 | 0.00016313 | 0.00017811 | 0.00018961 | 0.00019794 | 0.0002036 | 0.00020721 | 0.00020932 | 0.00021041 | 0.00021106 | 0.0042382 | 0.002362 | 0.0013203 | 0.00059156 | 8.7387e-05 | 0.048521 | Fixtures | 1.2346 | 1 |  |  |  | x | #REF! | #REF! | 25.3629 | -4.82
LO3Slow | NR | Fixtures | Residential | Lighting | 0.00025527 | 0.00024217 | 2.0416 | -46.2769 | <0 | <40 | Single Family | ID/MT/OR-Track_0 to 249 lumens | 5.4465e-08 | 1.3976e-07 | 3.0989e-07 | 6.068e-07 | 1.0673e-06 | 1.7101e-06 | 2.5255e-06 | 3.4734e-06 | 4.4902e-06 | 5.5024e-06 | 6.4419e-06 | 7.2584e-06 | 7.9249e-06 | 8.4368e-06 | 8.8073e-06 | 9.0594e-06 | 9.2198e-06 | 9.3138e-06 | 9.3624e-06 | 9.3914e-06 | 0.00018858 | 0.0001051 | 5.8749e-05 | 2.6322e-05 | 3.8883e-06 | -0.0048635 | Fixtures | 3.6929 | 1 |  |  |  | x | 3.6929 | 1 | 0 | -46.2769
LO3Slow | NR | Fixtures | Residential | Lighting | 0.00050008 | 0.0004744 | 3.9995 | -46.2769 | <0 | <40 | Single Family | ID/MT/OR-Track_250 to 499 lumens | 4.9679e-06 | 1.2748e-05 | 2.8266e-05 | 5.5348e-05 | 9.7353e-05 | 0.00015598 | 0.00023036 | 0.00031682 | 0.00040956 | 0.00050189 | 0.00058758 | 0.00066206 | 0.00072285 | 0.00076954 | 0.00080333 | 0.00082633 | 0.00084096 | 0.00084953 | 0.00085397 | 0.00085661 | 0.017201 | 0.009586 | 0.0053586 | 0.0024009 | 0.00035466 | -0.44361 | Fixtures | 3.6929 | 1 |  |  |  | x | 3.6929 | 1 | 0 | -46.2769
LO3Slow | NR | Fixtures | Residential | Lighting | 0.00095953 | 0.00091026 | 7.674 | -46.2769 | <0 | <40 | Single Family | ID/MT/OR-Track_500 to 999 lumens | 7.9095e-05 | 0.00020296 | 0.00045003 | 0.0008812 | 0.00155 | 0.0024834 | 0.0036676 | 0.0050442 | 0.0065208 | 0.0079906 | 0.0093551 | 0.010541 | 0.011509 | 0.012252 | 0.01279 | 0.013156 | 0.013389 | 0.013526 | 0.013596 | 0.013638 | 0.27386 | 0.15262 | 0.085316 | 0.038225 | 0.0056467 | -7.0629 | Fixtures | 3.6929 | 1 |  |  |  | x | 3.6929 | 1 | 0 | -46.2769
LO3Slow | NR | Fixtures | Residential | Lighting | 0.001759 | 0.0016687 | 14.0682 | -46.2769 | <0 | <40 | Single Family | ID/MT/OR-Track_1000 to 1999 lumens | 0.00011493 | 0.00029491 | 0.00065391 | 0.0012804 | 0.0022522 | 0.0036085 | 0.0053291 | 0.0073293 | 0.0094749 | 0.011611 | 0.013593 | 0.015316 | 0.016722 | 0.017803 | 0.018584 | 0.019116 | 0.019455 | 0.019653 | 0.019756 | 0.019817 | 0.39793 | 0.22177 | 0.12397 | 0.055542 | 0.0082049 | -10.2626 | Fixtures | 3.6929 | 1 |  |  |  | x | 3.6929 | 1 | 0 | -46.2769
LO3Slow | NR | Fixtures | Residential | Lighting | 0.0034092 | 0.0032342 | 27.2659 | -46.2769 | <0 | <40 | Single Family | ID/MT/OR-Track_2000 to 3999 lumens | 0.00018354 | 0.00047098 | 0.0010443 | 0.0020449 | 0.0035968 | 0.0057629 | 0.0085107 | 0.011705 | 0.015132 | 0.018543 | 0.021709 | 0.02446 | 0.026706 | 0.028432 | 0.02968 | 0.03053 | 0.03107 | 0.031387 | 0.031551 | 0.031648 | 0.63551 | 0.35417 | 0.19798 | 0.088703 | 0.013103 | -16.3897 | Fixtures | 3.6929 | 1 |  |  |  | x | 3.6929 | 1 | 0 | -46.2769
LO3Slow | NR | Fixtures | Residential | Lighting | 0.0062274 | 0.0059076 | 49.8044 | -46.277 | <0 | <40 | Single Family | ID/MT/OR-Track_4000 to 7999 lumens | 7.3839e-05 | 0.00018948 | 0.00042013 | 0.00082265 | 0.001447 | 0.0023184 | 0.0034239 | 0.004709 | 0.0060875 | 0.0074597 | 0.0087334 | 0.0098404 | 0.010744 | 0.011438 | 0.01194 | 0.012282 | 0.012499 | 0.012627 | 0.012693 | 0.012732 | 0.25566 | 0.14248 | 0.079647 | 0.035685 | 0.0052715 | -6.5936 | Fixtures | 3.6929 | 1 |  |  |  | x | 3.6929 | 1 | 0 | -46.277
LO3Slow | NR | Fixtures | Residential | Lighting | 7.0455e-05 | 6.6792e-05 | 0.56298 | -73.9725 | <0 | <40 | Single Family | WA-Floor/Table_0 to 249 lumens | 8.5235e-06 | 2.1872e-05 | 4.8497e-05 | 9.4962e-05 | 0.00016703 | 0.00026762 | 0.00039523 | 0.00054358 | 0.0007027 | 0.0008611 | 0.0010081 | 0.0011359 | 0.0012402 | 0.0013203 | 0.0013783 | 0.0014178 | 0.0014429 | 0.0014576 | 0.0014652 | 0.0014697 | 0.029512 | 0.016447 | 0.009194 | 0.0041193 | 0.00060851 | -1.2166 | Fixtures | 10.5207 | 1 |  |  |  | x | 10.5207 | 1 | 0 | -73.9725
LO3Slow | NR | Fixtures | Residential | Lighting | 0.00013802 | 0.00013084 | 1.1029 | -73.9724 | <0 | <40 | Single Family | WA-Floor/Table_250 to 499 lumens | 5.9699e-05 | 0.00015319 | 0.00033968 | 0.00066512 | 0.0011699 | 0.0018744 | 0.0027682 | 0.0038072 | 0.0049218 | 0.0060312 | 0.007061 | 0.007956 | 0.0086865 | 0.0092477 | 0.0096537 | 0.0099301 | 0.010106 | 0.010209 | 0.010262 | 0.010294 | 0.20671 | 0.1152 | 0.064395 | 0.028851 | 0.004262 | -8.5214 | Fixtures | 10.5207 | 1 |  |  |  | x | 10.5207 | 1 | 0 | -73.9724
LO3Slow | NR | Fixtures | Residential | Lighting | 0.00026483 | 0.00025106 | 2.1161 | -73.9724 | <0 | <40 | Single Family | WA-Floor/Table_500 to 999 lumens | 0.0005069 | 0.0013007 | 0.0028841 | 0.0056474 | 0.0099334 | 0.015916 | 0.023504 | 0.032327 | 0.04179 | 0.05121 | 0.059954 | 0.067554 | 0.073756 | 0.078521 | 0.081968 | 0.084315 | 0.085808 | 0.086682 | 0.087135 | 0.087405 | 1.7551 | 0.97812 | 0.54677 | 0.24497 | 0.036188 | -72.3536 | Fixtures | 10.5207 | 1 |  |  |  | x | 10.5207 | 1 | 0 | -73.9724
LO3Slow | NR | Fixtures | Residential | Lighting | 0.00048549 | 0.00046025 | 3.8794 | -73.9724 | <0 | <40 | Single Family | WA-Floor/Table_1000 to 1999 lumens | 0.00055761 | 0.0014309 | 0.0031727 | 0.0062124 | 0.010927 | 0.017508 | 0.025856 | 0.035561 | 0.045971 | 0.056333 | 0.065952 | 0.074312 | 0.081134 | 0.086376 | 0.090168 | 0.092749 | 0.094392 | 0.095354 | 0.095852 | 0.096149 | 1.9307 | 1.076 | 0.60147 | 0.26948 | 0.039808 | -79.5919 | Fixtures | 10.5207 | 1 |  |  |  | x | 10.5207 | 1 | 0 | -73.9724
LO3Slow | NR | Fixtures | Residential | Lighting | 0.00094094 | 0.00089202 | 7.5187 | -73.9724 | <0 | <40 | Single Family | WA-Floor/Table_2000 to 3999 lumens | 0.00015527 | 0.00039843 | 0.00088344 | 0.0017299 | 0.0030427 | 0.0048751 | 0.0071996 | 0.009902 | 0.012801 | 0.015686 | 0.018365 | 0.020692 | 0.022592 | 0.024052 | 0.025108 | 0.025826 | 0.026284 | 0.026552 | 0.02669 | 0.026773 | 0.53761 | 0.29961 | 0.16748 | 0.075038 | 0.011085 | -22.1626 | Fixtures | 10.5207 | 1 |  |  |  | x | 10.5207 | 1 | 0 | -73.9724
LO3Slow | NR | Fixtures | Residential | Lighting | 0.0017187 | 0.0016294 | 13.7338 | -73.9724 | <0 | <40 | Single Family | WA-Floor/Table_4000 to 7999 lumens | 1.7878e-05 | 4.5876e-05 | 0.00010172 | 0.00019918 | 0.00035035 | 0.00056134 | 0.00082899 | 0.0011402 | 0.0014739 | 0.0018062 | 0.0021146 | 0.0023826 | 0.0026013 | 0.0027694 | 0.002891 | 0.0029738 | 0.0030264 | 0.0030573 | 0.0030732 | 0.0030827 | 0.061902 | 0.034498 | 0.019284 | 0.0086401 | 0.0012763 | -2.5519 | Fixtures | 10.5207 | 1 |  |  |  | x | 10.5207 | 1 | 0 | -73.9724
LO3Slow | NR | Fixtures | Residential | Lighting | 0.00011143 | 0.00010541 | 0.88796 | -37.3815 | <0 | <40 | Single Family | WA-Ceiling and Wall Flush Mount _0 to 249 lumens | 5.6759e-06 | 1.4565e-05 | 3.2295e-05 | 6.3236e-05 | 0.00011123 | 0.00017821 | 0.00026319 | 0.00036197 | 0.00046794 | 0.00057342 | 0.00067133 | 0.00075642 | 0.00082587 | 0.00087922 | 0.00091783 | 0.0009441 | 0.00096082 | 0.00097061 | 0.00097568 | 0.0009787 | 0.019653 | 0.010952 | 0.0061224 | 0.0027431 | 0.00040521 | -0.40941 | Fixtures | 3.6094 | 1 |  |  |  | x | 3.6094 | 1 | 0 | -37.3815
LO3Slow | NR | Fixtures | Residential | Lighting | 0.00021828 | 0.0002065 | 1.7395 | -37.3815 | <0 | <40 | Single Family | WA-Ceiling and Wall Flush Mount _250 to 499 lumens | 6.9303e-05 | 0.00017784 | 0.00039432 | 0.00077212 | 0.0013581 | 0.002176 | 0.0032135 | 0.0044197 | 0.0057136 | 0.0070015 | 0.008197 | 0.009236 | 0.010084 | 0.010735 | 0.011207 | 0.011528 | 0.011732 | 0.011851 | 0.011913 | 0.01195 | 0.23996 | 0.13373 | 0.074755 | 0.033493 | 0.0049477 | -4.999 | Fixtures | 3.6094 | 1 |  |  |  | x | 3.6094 | 1 | 0 | -37.3815
LO3Slow | NR | Fixtures | Residential | Lighting | 0.00041883 | 0.00039623 | 3.3377 | -37.3815 | <0 | <40 | Single Family | WA-Ceiling and Wall Flush Mount _500 to 999 lumens | 0.00064773 | 0.0016621 | 0.0036854 | 0.0072164 | 0.012693 | 0.020337 | 0.030035 | 0.041308 | 0.0534 | 0.065438 | 0.076611 | 0.086322 | 0.094247 | 0.10034 | 0.10474 | 0.10774 | 0.10965 | 0.11076 | 0.11134 | 0.11169 | 2.2427 | 1.2499 | 0.69868 | 0.31303 | 0.046242 | -46.7217 | Fixtures | 3.6094 | 1 |  |  |  | x | 3.6094 | 1 | 0 | -37.3815
LO3Slow | NR | Fixtures | Residential | Lighting | 0.00076781 | 0.00072638 | 6.1187 | -37.3815 | <0 | <40 | Single Family | WA-Ceiling and Wall Flush Mount _1000 to 1999 lumens | 0.00080014 | 0.0020532 | 0.0045527 | 0.0089145 | 0.01568 | 0.025123 | 0.037102 | 0.051028 | 0.065966 | 0.080836 | 0.094639 | 0.10663 | 0.11642 | 0.12395 | 0.12939 | 0.13309 | 0.13545 | 0.13683 | 0.13754 | 0.13797 | 2.7705 | 1.544 | 0.86309 | 0.38669 | 0.057124 | -57.7158 | Fixtures | 3.6094 | 1 |  |  |  | x | 3.6094 | 1 | 0 | -37.3815
LO3Slow | NR | Fixtures | Residential | Lighting | 0.0014881 | 0.0014078 | 11.8588 | -37.3815 | <0 | <40 | Single Family | WA-Ceiling and Wall Flush Mount _2000 to 3999 lumens | 0.00063282 | 0.0016239 | 0.0036006 | 0.0070503 | 0.012401 | 0.019869 | 0.029343 | 0.040357 | 0.052171 | 0.063931 | 0.074848 | 0.084335 | 0.092078 | 0.098026 | 0.10233 | 0.10526 | 0.10712 | 0.10822 | 0.10878 | 0.10912 | 2.1911 | 1.2211 | 0.6826 | 0.30583 | 0.045178 | -45.6462 | Fixtures | 3.6094 | 1 |  |  |  | x | 3.6094 | 1 | 0 | -37.3815
LO3Slow | NR | Fixtures | Residential | Lighting | 0.0027182 | 0.0025715 | 21.6616 | -37.3815 | <0 | <40 | Single Family | WA-Ceiling and Wall Flush Mount _4000 to 7999 lumens | 0.00017011 | 0.00043653 | 0.00096792 | 0.0018953 | 0.0033337 | 0.0053413 | 0.0078881 | 0.010849 | 0.014025 | 0.017186 | 0.020121 | 0.022671 | 0.024752 | 0.026352 | 0.027509 | 0.028296 | 0.028797 | 0.029091 | 0.029242 | 0.029333 | 0.58902 | 0.32826 | 0.1835 | 0.082213 | 0.012145 | -12.2707 | Fixtures | 3.6094 | 1 |  |  |  | x | 3.6094 | 1 | 0 | -37.3815
LO3Slow | NR | Fixtures | Residential | Lighting | 7.9543e-05 | 7.5085e-05 | 0.63206 | -112.4296 | <0 | <40 | Single Family | WA-Downlight Fixture_0 to 249 lumens | 2.0772e-07 | 5.3304e-07 | 1.1819e-06 | 2.3143e-06 | 4.0707e-06 | 6.5222e-06 | 9.632e-06 | 1.3247e-05 | 1.7125e-05 | 2.0986e-05 | 2.4569e-05 | 2.7683e-05 | 3.0225e-05 | 3.2177e-05 | 3.359e-05 | 3.4552e-05 | 3.5164e-05 | 3.5522e-05 | 3.5708e-05 | 3.5818e-05 | 0.00071924 | 0.00040083 | 0.00022407 | 0.00010039 | 1.483e-05 | -0.045065 | Fixtures | 9.5904 | 1 |  |  |  | x | 9.5904 | 1 | 0 | -112.4296
LO3Slow | NR | Fixtures | Residential | Lighting | 0.00015582 | 0.00014709 | 1.2382 | -112.4296 | <0 | <40 | Single Family | WA-Downlight Fixture_250 to 499 lumens | 3.4312e-05 | 8.8046e-05 | 0.00019523 | 0.00038227 | 0.00067239 | 0.0010773 | 0.001591 | 0.0021882 | 0.0028287 | 0.0034664 | 0.0040583 | 0.0045726 | 0.0049925 | 0.005315 | 0.0055484 | 0.0057072 | 0.0058083 | 0.0058675 | 0.0058981 | 0.0059164 | 0.1188 | 0.066208 | 0.037011 | 0.016582 | 0.0024496 | -7.4437 | Fixtures | 9.5904 | 1 |  |  |  | x | 9.5904 | 1 | 0 | -112.4296
LO3Slow | NR | Fixtures | Residential | Lighting | 0.00029899 | 0.00028223 | 2.3758 | -112.4296 | <0 | <40 | Single Family | WA-Downlight Fixture_500 to 999 lumens | 0.001205 | 0.0030921 | 0.0068562 | 0.013425 | 0.023614 | 0.037834 | 0.055875 | 0.076847 | 0.099343 | 0.12174 | 0.14252 | 0.16059 | 0.17533 | 0.18666 | 0.19485 | 0.20043 | 0.20398 | 0.20606 | 0.20714 | 0.20778 | 4.1722 | 2.3252 | 1.2998 | 0.58235 | 0.086026 | -261.4183 | Fixtures | 9.5904 | 1 |  |  |  | x | 9.5904 | 1 | 0 | -112.4296
LO3Slow | NR | Fixtures | Residential | Lighting | 0.00054811 | 0.0005174 | 4.3554 | -112.4296 | <0 | <40 | Single Family | WA-Downlight Fixture_1000 to 1999 lumens | 0.00036785 | 0.00094394 | 0.002093 | 0.0040983 | 0.0072087 | 0.01155 | 0.017057 | 0.023459 | 0.030327 | 0.037163 | 0.043509 | 0.049023 | 0.053524 | 0.056982 | 0.059484 | 0.061187 | 0.06227 | 0.062905 | 0.063234 | 0.063429 | 1.2737 | 0.70982 | 0.39679 | 0.17778 | 0.026262 | -79.8044 | Fixtures | 9.5904 | 1 |  |  |  | x | 9.5904 | 1 | 0 | -112.4296
LO3Slow | NR | Fixtures | Residential | Lighting | 0.0010623 | 0.0010028 | 8.4413 | -112.4296 | <0 | <40 | Single Family | WA-Downlight Fixture_2000 to 3999 lumens | 0.00010948 | 0.00028093 | 0.00062292 | 0.0012197 | 0.0021454 | 0.0034375 | 0.0050765 | 0.006982 | 0.0090259 | 0.01106 | 0.012949 | 0.01459 | 0.01593 | 0.016959 | 0.017704 | 0.01821 | 0.018533 | 0.018722 | 0.01882 | 0.018878 | 0.37907 | 0.21126 | 0.11809 | 0.05291 | 0.007816 | -23.7514 | Fixtures | 9.5904 | 1 |  |  |  | x | 9.5904 | 1 | 0 | -112.4296
LO3Slow | NR | Fixtures | Residential | Lighting | 0.0019404 | 0.0018317 | 15.4191 | -112.4296 | <0 | <40 | Single Family | WA-Downlight Fixture_4000 to 7999 lumens | 3.448e-05 | 8.8478e-05 | 0.00019619 | 0.00038415 | 0.00067569 | 0.0010826 | 0.0015988 | 0.0021989 | 0.0028426 | 0.0034834 | 0.0040782 | 0.0045951 | 0.005017 | 0.0053411 | 0.0055757 | 0.0057353 | 0.0058368 | 0.0058963 | 0.0059271 | 0.0059454 | 0.11939 | 0.066533 | 0.037193 | 0.016664 | 0.0024616 | -7.4803 | Fixtures | 9.5904 | 1 |  |  |  | x | 9.5904 | 1 | 0 | -112.4296
LO3Slow | NR | Fixtures | Residential | Lighting | 0.00014232 | 0.00016147 | 0.7969 | -73.9245 | <0 | <40 | Single Family | WA-Exterior Porch_0 to 249 lumens | 3.2227e-09 | 8.2697e-09 | 1.8337e-08 | 3.5905e-08 | 6.3154e-08 | 1.0119e-07 | 1.4944e-07 | 2.0553e-07 | 2.6569e-07 | 3.2558e-07 | 3.8117e-07 | 4.2949e-07 | 4.6892e-07 | 4.9921e-07 | 5.2113e-07 | 5.3605e-07 | 5.4554e-07 | 5.511e-07 | 5.5398e-07 | 5.557e-07 | 1.1159e-05 | 6.2186e-06 | 3.4762e-06 | 1.5575e-06 | 2.3008e-07 | -0.00045971 | Fixtures | 12.2733 | 1 |  |  |  | x | 12.2733 | 1 | 0 | -73.9245
LO3Slow | NR | Fixtures | Residential | Lighting | 0.0002788 | 0.00031631 | 1.5611 | -73.9245 | <0 | <40 | Single Family | WA-Exterior Porch_250 to 499 lumens | 1.0214e-06 | 2.6211e-06 | 5.8118e-06 | 1.138e-05 | 2.0017e-05 | 3.2071e-05 | 4.7364e-05 | 6.5141e-05 | 8.4211e-05 | 0.00010319 | 0.00012081 | 0.00013613 | 0.00014863 | 0.00015823 | 0.00016517 | 0.0001699 | 0.00017291 | 0.00017467 | 0.00017559 | 0.00017613 | 0.0035367 | 0.001971 | 0.0011018 | 0.00049365 | 7.2923e-05 | -0.14571 | Fixtures | 12.2733 | 1 |  |  |  | x | 12.2733 | 1 | 0 | -73.9245
LO3Slow | NR | Fixtures | Residential | Lighting | 0.00053494 | 0.00060693 | 2.9954 | -73.9245 | <0 | <40 | Single Family | WA-Exterior Porch_500 to 999 lumens | 5.1066e-05 | 0.00013104 | 0.00029055 | 0.00056893 | 0.0010007 | 0.0016034 | 0.0023679 | 0.0032566 | 0.00421 | 0.005159 | 0.0060399 | 0.0068054 | 0.0074303 | 0.0079103 | 0.0082576 | 0.008494 | 0.0086444 | 0.0087325 | 0.0087781 | 0.0088053 | 0.17681 | 0.098537 | 0.055083 | 0.024679 | 0.0036456 | -7.2843 | Fixtures | 12.2733 | 1 |  |  |  | x | 12.2733 | 1 | 0 | -73.9245
LO3Slow | NR | Fixtures | Residential | Lighting | 0.00098067 | 0.0011126 | 5.4913 | -73.9245 | <0 | <40 | Single Family | WA-Exterior Porch_1000 to 1999 lumens | 0.00010001 | 0.00025664 | 0.00056904 | 0.0011142 | 0.0019599 | 0.0031402 | 0.0046375 | 0.0063781 | 0.0082452 | 0.010104 | 0.011829 | 0.013328 | 0.014552 | 0.015492 | 0.016172 | 0.016635 | 0.01693 | 0.017103 | 0.017192 | 0.017245 | 0.34629 | 0.19298 | 0.10788 | 0.048334 | 0.00714 | -14.2662 | Fixtures | 12.2733 | 1 |  |  |  | x | 12.2733 | 1 | 0 | -73.9245
LO3Slow | NR | Fixtures | Residential | Lighting | 0.0019007 | 0.0021564 | 10.6428 | -73.9245 | <0 | <40 | Single Family | WA-Exterior Porch_2000 to 3999 lumens | 9.4622e-05 | 0.00024281 | 0.00053838 | 0.0010542 | 0.0018543 | 0.0029709 | 0.0043875 | 0.0060344 | 0.0078009 | 0.0095593 | 0.011192 | 0.01261 | 0.013768 | 0.014657 | 0.015301 | 0.015739 | 0.016018 | 0.016181 | 0.016265 | 0.016316 | 0.32762 | 0.18258 | 0.10207 | 0.045729 | 0.0067552 | -13.4974 | Fixtures | 12.2733 | 1 |  |  |  | x | 12.2733 | 1 | 0 | -73.9245
LO3Slow | NR | Fixtures | Residential | Lighting | 0.0034718 | 0.003939 | 19.4403 | -73.9245 | <0 | <40 | Single Family | WA-Exterior Porch_4000 to 7999 lumens | 4.1462e-06 | 1.0639e-05 | 2.3591e-05 | 4.6193e-05 | 8.1251e-05 | 0.00013018 | 0.00019226 | 0.00026442 | 0.00034182 | 0.00041887 | 0.0004904 | 0.00055256 | 0.00060329 | 0.00064226 | 0.00067046 | 0.00068965 | 0.00070187 | 0.00070902 | 0.00071272 | 0.00071493 | 0.014356 | 0.0080005 | 0.0044723 | 0.0020038 | 0.000296 | -0.59144 | Fixtures | 12.2733 | 1 |  |  |  | x | 12.2733 | 1 | 0 | -73.9245
LO3Slow | NR | Fixtures | Residential | Lighting | 0.00011634 | 0.00013606 | 0.64697 | -109.2876 | <0 | <40 | Single Family | WA-Chandelier/Pendant_0 to 249 lumens | 1.989e-06 | 5.1038e-06 | 1.1317e-05 | 2.2159e-05 | 3.8977e-05 | 6.2449e-05 | 9.2227e-05 | 0.00012684 | 0.00016398 | 0.00020094 | 0.00023525 | 0.00026507 | 0.0002894 | 0.0003081 | 0.00032163 | 0.00033083 | 0.00033669 | 0.00034012 | 0.0003419 | 0.00034296 | 0.0068867 | 0.0038379 | 0.0021454 | 0.00096123 | 0.00014199 | -0.41944 | Fixtures | 5.6742 | 1 |  |  |  | x | 5.6742 | 1 | 0 | -109.2876
LO3Slow | NR | Fixtures | Residential | Lighting | 0.00022792 | 0.00026653 | 1.2674 | -109.2876 | <0 | <40 | Single Family | WA-Chandelier/Pendant_250 to 499 lumens | 1.6077e-05 | 4.1256e-05 | 9.1477e-05 | 0.00017912 | 0.00031506 | 0.0005048 | 0.0007455 | 0.0010253 | 0.0013255 | 0.0016242 | 0.0019016 | 0.0021426 | 0.0023393 | 0.0024905 | 0.0025998 | 0.0026742 | 0.0027216 | 0.0027493 | 0.0027637 | 0.0027722 | 0.055667 | 0.031023 | 0.017342 | 0.0077699 | 0.0011478 | -3.3905 | Fixtures | 5.6742 | 1 |  |  |  | x | 5.6742 | 1 | 0 | -109.2876
LO3Slow | NR | Fixtures | Residential | Lighting | 0.00043732 | 0.00051142 | 2.4318 | -109.2876 | <0 | <40 | Single Family | WA-Chandelier/Pendant_500 to 999 lumens | 0.00011819 | 0.00030329 | 0.00067249 | 0.0013168 | 0.0023162 | 0.003711 | 0.0054805 | 0.0075376 | 0.0097441 | 0.011941 | 0.013979 | 0.015751 | 0.017198 | 0.018309 | 0.019112 | 0.01966 | 0.020008 | 0.020212 | 0.020317 | 0.02038 | 0.40924 | 0.22807 | 0.12749 | 0.05712 | 0.008438 | -24.9248 | Fixtures | 5.6742 | 1 |  |  |  | x | 5.6742 | 1 | 0 | -109.2876
LO3Slow | NR | Fixtures | Residential | Lighting | 0.0008017 | 0.00093754 | 4.4581 | -109.2876 | <0 | <40 | Single Family | WA-Chandelier/Pendant_1000 to 1999 lumens | 0.00020023 | 0.00051379 | 0.0011392 | 0.0022307 | 0.0039237 | 0.0062867 | 0.0092843 | 0.012769 | 0.016507 | 0.020228 | 0.023682 | 0.026684 | 0.029134 | 0.031016 | 0.032378 | 0.033304 | 0.033894 | 0.03424 | 0.034418 | 0.034525 | 0.69327 | 0.38636 | 0.21598 | 0.096765 | 0.014294 | -42.2242 | Fixtures | 5.6742 | 1 |  |  |  | x | 5.6742 | 1 | 0 | -109.2876
LO3Slow | NR | Fixtures | Residential | Lighting | 0.0015538 | 0.0018171 | 8.6404 | -109.2876 | <0 | <40 | Single Family | WA-Chandelier/Pendant_2000 to 3999 lumens | 0.00028869 | 0.0007408 | 0.0016426 | 0.0032164 | 0.0056573 | 0.0090643 | 0.013386 | 0.018411 | 0.0238 | 0.029165 | 0.034146 | 0.038473 | 0.042006 | 0.04472 | 0.046683 | 0.048019 | 0.04887 | 0.049368 | 0.049626 | 0.049779 | 0.99958 | 0.55706 | 0.3114 | 0.13952 | 0.02061 | -60.88 | Fixtures | 5.6742 | 1 |  |  |  | x | 5.6742 | 1 | 0 | -109.2876
LO3Slow | NR | Fixtures | Residential | Lighting | 0.0028382 | 0.0033191 | 15.7827 | -109.2876 | <0 | <40 | Single Family | WA-Chandelier/Pendant_4000 to 7999 lumens | 0.00017343 | 0.00044503 | 0.00098677 | 0.0019322 | 0.0033986 | 0.0054453 | 0.0080417 | 0.01106 | 0.014298 | 0.017521 | 0.020512 | 0.023112 | 0.025234 | 0.026865 | 0.028044 | 0.028847 | 0.029358 | 0.029657 | 0.029812 | 0.029904 | 0.60049 | 0.33465 | 0.18707 | 0.083814 | 0.012381 | -36.5729 | Fixtures | 5.6742 | 1 |  |  |  | x | 5.6742 | 1 | 0 | -109.2876
LO3Slow | NR | Fixtures | Residential | Lighting | 2.898e-05 | 2.7142e-05 | 0.22794 | 11.6324 | 10-20 | <40 | Single Family | WA-Linear Flush Mount_0 to 249 lumens | 4.5964e-07 | 1.1795e-06 | 2.6153e-06 | 5.1209e-06 | 9.0074e-06 | 1.4432e-05 | 2.1313e-05 | 2.9313e-05 | 3.7894e-05 | 4.6436e-05 | 5.4365e-05 | 6.1256e-05 | 6.688e-05 | 7.1201e-05 | 7.4327e-05 | 7.6454e-05 | 7.7808e-05 | 7.8601e-05 | 7.9012e-05 | 7.9256e-05 | 0.0015915 | 0.00088693 | 0.0004958 | 0.00022214 | 3.2815e-05 | 0.010317 | Fixtures | 1.5691 | 1 |  |  |  | x | #REF! | #REF! | 18.252 | -6.6196
LO3Slow | NR | Fixtures | Residential | Lighting | 5.6772e-05 | 5.3172e-05 | 0.44653 | 11.6324 | 10-20 | <40 | Single Family | WA-Linear Flush Mount_250 to 499 lumens | 1.3115e-05 | 3.3654e-05 | 7.4622e-05 | 0.00014612 | 0.00025701 | 0.00041179 | 0.00060813 | 0.00083639 | 0.0010812 | 0.001325 | 0.0015512 | 0.0017478 | 0.0019083 | 0.0020316 | 0.0021208 | 0.0021815 | 0.0022201 | 0.0022427 | 0.0022544 | 0.0022614 | 0.04541 | 0.025307 | 0.014147 | 0.0063382 | 0.0009363 | 0.29438 | Fixtures | 1.5691 | 1 |  |  |  | x | #REF! | #REF! | 18.2519 | -6.6196
LO3Slow | NR | Fixtures | Residential | Lighting | 0.00010893 | 0.00010202 | 0.85678 | 11.6324 | 10-20 | <40 | Single Family | WA-Linear Flush Mount_500 to 999 lumens | 0.00025623 | 0.00065751 | 0.0014579 | 0.0028547 | 0.0050212 | 0.0080452 | 0.011881 | 0.016341 | 0.021124 | 0.025886 | 0.030306 | 0.034148 | 0.037283 | 0.039691 | 0.041434 | 0.04262 | 0.043375 | 0.043817 | 0.044046 | 0.044182 | 0.88719 | 0.49443 | 0.27639 | 0.12383 | 0.018293 | 5.7514 | Fixtures | 1.5691 | 1 |  |  |  | x | #REF! | #REF! | 18.2519 | -6.6196
LO3Slow | NR | Fixtures | Residential | Lighting | 0.0001997 | 0.00018703 | 1.5707 | 11.6324 | 10-20 | <40 | Single Family | WA-Linear Flush Mount_1000 to 1999 lumens | 0.00041942 | 0.0010763 | 0.0023864 | 0.0046728 | 0.0082192 | 0.013169 | 0.019448 | 0.026748 | 0.034578 | 0.042372 | 0.049608 | 0.055895 | 0.061027 | 0.06497 | 0.067823 | 0.069764 | 0.070999 | 0.071723 | 0.072098 | 0.072321 | 1.4522 | 0.80932 | 0.45241 | 0.2027 | 0.029943 | 9.4143 | Fixtures | 1.5691 | 1 |  |  |  | x | #REF! | #REF! | 18.252 | -6.6196
LO3Slow | NR | Fixtures | Residential | Lighting | 0.00038704 | 0.00036249 | 3.0442 | 11.6324 | 10-20 | <40 | Single Family | WA-Linear Flush Mount_2000 to 3999 lumens | 0.00015539 | 0.00039875 | 0.00088415 | 0.0017313 | 0.0030452 | 0.004879 | 0.0072054 | 0.0099099 | 0.012811 | 0.015699 | 0.018379 | 0.020709 | 0.02261 | 0.024071 | 0.025128 | 0.025847 | 0.026305 | 0.026573 | 0.026712 | 0.026794 | 0.53804 | 0.29985 | 0.16762 | 0.075098 | 0.011094 | 3.4879 | Fixtures | 1.5691 | 1 |  |  |  | x | #REF! | #REF! | 18.2519 | -6.6196
LO3Slow | NR | Fixtures | Residential | Lighting | 0.00070697 | 0.00066213 | 5.5605 | 11.6324 | 10-20 | <40 | Single Family | WA-Linear Flush Mount_4000 to 7999 lumens | 1.7948e-05 | 4.6055e-05 | 0.00010212 | 0.00019996 | 0.00035172 | 0.00056353 | 0.00083223 | 0.0011446 | 0.0014797 | 0.0018132 | 0.0021228 | 0.0023919 | 0.0026115 | 0.0027802 | 0.0029023 | 0.0029854 | 0.0030382 | 0.0030692 | 0.0030852 | 0.0030948 | 0.062144 | 0.034632 | 0.01936 | 0.0086739 | 0.0012813 | 0.40286 | Fixtures | 1.5691 | 1 |  |  |  | x | #REF! | #REF! | 18.2519 | -6.6196
LO3Slow | NR | Fixtures | Residential | Lighting | 2.1873e-05 | 2.0242e-05 | 0.16937 | 20.5429 | 20-30 | <40 | Single Family | WA-Linear Shop_0 to 249 lumens | 1.0827e-07 | 2.7783e-07 | 6.1604e-07 | 1.2063e-06 | 2.1217e-06 | 3.3995e-06 | 5.0205e-06 | 6.9048e-06 | 8.9262e-06 | 1.0938e-05 | 1.2806e-05 | 1.4429e-05 | 1.5754e-05 | 1.6772e-05 | 1.7508e-05 | 1.8009e-05 | 1.8328e-05 | 1.8515e-05 | 1.8612e-05 | 1.8669e-05 | 0.00037488 | 0.00020892 | 0.00011679 | 5.2325e-05 | 7.7296e-06 | 0.0042919 | Fixtures | 1.2346 | 1 |  |  |  | x | #REF! | #REF! | 25.3629 | -4.82
LO3Slow | NR | Fixtures | Residential | Lighting | 4.2848e-05 | 3.9655e-05 | 0.33179 | 20.5429 | 20-30 | <40 | Single Family | WA-Linear Shop_250 to 499 lumens | 0 | 0 | 0 | 0 | 0 | 0 | 0 | 0 | 0 | 0 | 0 | 0 | 0 | 0 | 0 | 0 | 0 | 0 | 0 | 0 | 0 | 0 | 0 | 0 | 0 | 0 | Fixtures | 1.2346 | 1 |  |  |  | x | #REF! | #REF! | 25.3629 | -4.82
LO3Slow | NR | Fixtures | Residential | Lighting | 8.2216e-05 | 7.6087e-05 | 0.63662 | 20.5429 | 20-30 | <40 | Single Family | WA-Linear Shop_500 to 999 lumens | 1.7026e-07 | 4.3689e-07 | 9.6873e-07 | 1.8969e-06 | 3.3364e-06 | 5.3457e-06 | 7.8947e-06 | 1.0858e-05 | 1.4036e-05 | 1.72e-05 | 2.0137e-05 | 2.269e-05 | 2.4773e-05 | 2.6374e-05 | 2.7532e-05 | 2.832e-05 | 2.8821e-05 | 2.9115e-05 | 2.9267e-05 | 2.9357e-05 | 0.00058951 | 0.00032853 | 0.00018365 | 8.2282e-05 | 1.2155e-05 | 0.006749 | Fixtures | 1.2346 | 1 |  |  |  | x | #REF! | #REF! | 25.3629 | -4.82
LO3Slow | NR | Fixtures | Residential | Lighting | 0.00015072 | 0.00013949 | 1.1671 | 20.5429 | 20-30 | <40 | Single Family | WA-Linear Shop_1000 to 1999 lumens | 9.5485e-08 | 2.4502e-07 | 5.4329e-07 | 1.0638e-06 | 1.8712e-06 | 2.998e-06 | 4.4276e-06 | 6.0894e-06 | 7.872e-06 | 9.6465e-06 | 1.1294e-05 | 1.2725e-05 | 1.3893e-05 | 1.4791e-05 | 1.544e-05 | 1.5882e-05 | 1.6164e-05 | 1.6328e-05 | 1.6414e-05 | 1.6465e-05 | 0.00033061 | 0.00018425 | 0.000103 | 4.6146e-05 | 6.8168e-06 | 0.003785 | Fixtures | 1.2346 | 1 |  |  |  | x | #REF! | #REF! | 25.3629 | -4.82
LO3Slow | NR | Fixtures | Residential | Lighting | 0.00029211 | 0.00027034 | 2.2619 | 20.5429 | 20-30 | <40 | Single Family | WA-Linear Shop_2000 to 3999 lumens | 0 | 0 | 0 | 0 | 0 | 0 | 0 | 0 | 0 | 0 | 0 | 0 | 0 | 0 | 0 | 0 | 0 | 0 | 0 | 0 | 0 | 0 | 0 | 0 | 0 | 0 | Fixtures | 1.2346 | 1 |  |  |  | x | #REF! | #REF! | 25.3629 | -4.82
LO3Slow | NR | Fixtures | Residential | Lighting | 0.00053358 | 0.00049381 | 4.1317 | 20.5429 | 20-30 | <40 | Single Family | WA-Linear Shop_4000 to 7999 lumens | 1.3803e-06 | 3.542e-06 | 7.8537e-06 | 1.5378e-05 | 2.7049e-05 | 4.3339e-05 | 6.4004e-05 | 8.8028e-05 | 0.0001138 | 0.00013945 | 0.00016326 | 0.00018395 | 0.00020084 | 0.00021382 | 0.00022321 | 0.00022959 | 0.00023366 | 0.00023604 | 0.00023727 | 0.00023801 | 0.0047793 | 0.0026635 | 0.0014889 | 0.00066708 | 9.8543e-05 | 0.054716 | Fixtures | 1.2346 | 1 |  |  |  | x | #REF! | #REF! | 25.3629 | -4.82
LO3Slow | NR | Fixtures | Residential | Lighting | 0.00021426 | 0.00020326 | 1.7136 | -52.1552 | <0 | <40 | Single Family | WA-Track_0 to 249 lumens | 5.155e-08 | 1.3228e-07 | 2.9331e-07 | 5.7433e-07 | 1.0102e-06 | 1.6186e-06 | 2.3903e-06 | 3.2875e-06 | 4.2499e-06 | 5.2079e-06 | 6.0972e-06 | 6.87e-06 | 7.5008e-06 | 7.9854e-06 | 8.336e-06 | 8.5746e-06 | 8.7264e-06 | 8.8154e-06 | 8.8614e-06 | 8.8888e-06 | 0.00017849 | 9.9472e-05 | 5.5605e-05 | 2.4913e-05 | 3.6803e-06 | -0.005188 | Fixtures | 5.0418 | 1 |  |  |  | x | 5.0418 | 1 | 0 | -52.1552
LO3Slow | NR | Fixtures | Residential | Lighting | 0.00041973 | 0.00039818 | 3.3569 | -52.1552 | <0 | <40 | Single Family | WA-Track_250 to 499 lumens | 4.702e-06 | 1.2066e-05 | 2.6753e-05 | 5.2386e-05 | 9.2143e-05 | 0.00014763 | 0.00021803 | 0.00029986 | 0.00038765 | 0.00047503 | 0.00055614 | 0.00062663 | 0.00068416 | 0.00072836 | 0.00076034 | 0.00078211 | 0.00079596 | 0.00080407 | 0.00080827 | 0.00081077 | 0.016281 | 0.0090731 | 0.0050719 | 0.0022724 | 0.00033568 | -0.47321 | Fixtures | 5.0418 | 1 |  |  |  | x | 5.0418 | 1 | 0 | -52.1552
LO3Slow | NR | Fixtures | Residential | Lighting | 0.00080537 | 0.00076401 | 6.4411 | -52.1552 | <0 | <40 | Single Family | WA-Track_500 to 999 lumens | 7.4862e-05 | 0.0001921 | 0.00042595 | 0.00083405 | 0.001467 | 0.0023505 | 0.0034713 | 0.0047742 | 0.0061718 | 0.007563 | 0.0088545 | 0.0099768 | 0.010893 | 0.011596 | 0.012106 | 0.012452 | 0.012673 | 0.012802 | 0.012869 | 0.012908 | 0.25921 | 0.14445 | 0.080751 | 0.036179 | 0.0053445 | -7.5341 | Fixtures | 5.0418 | 1 |  |  |  | x | 5.0418 | 1 | 0 | -52.1552
LO3Slow | NR | Fixtures | Residential | Lighting | 0.0014764 | 0.0014006 | 11.808 | -52.1552 | <0 | <40 | Single Family | WA-Track_1000 to 1999 lumens | 0.00010878 | 0.00027913 | 0.00061892 | 0.0012119 | 0.0021317 | 0.0034154 | 0.0050439 | 0.0069371 | 0.0089679 | 0.010989 | 0.012866 | 0.014497 | 0.015828 | 0.01685 | 0.01759 | 0.018093 | 0.018414 | 0.018602 | 0.018699 | 0.018757 | 0.37664 | 0.2099 | 0.11733 | 0.05257 | 0.0077658 | -10.9473 | Fixtures | 5.0418 | 1 |  |  |  | x | 5.0418 | 1 | 0 | -52.1552
LO3Slow | NR | Fixtures | Residential | Lighting | 0.0028615 | 0.0027146 | 22.8853 | -52.1552 | <0 | <40 | Single Family | WA-Track_2000 to 3999 lumens | 0.00017372 | 0.00044578 | 0.00098843 | 0.0019354 | 0.0034043 | 0.0054545 | 0.0080553 | 0.011079 | 0.014322 | 0.01755 | 0.020547 | 0.023152 | 0.025277 | 0.02691 | 0.028092 | 0.028896 | 0.029407 | 0.029707 | 0.029862 | 0.029955 | 0.6015 | 0.33521 | 0.18739 | 0.083956 | 0.012402 | -17.4832 | Fixtures | 5.0418 | 1 |  |  |  | x | 5.0418 | 1 | 0 | -52.1552
LO3Slow | NR | Fixtures | Residential | Lighting | 0.0052269 | 0.0049585 | 41.8027 | -52.1552 | <0 | <40 | Single Family | WA-Track_4000 to 7999 lumens | 6.9888e-05 | 0.00017934 | 0.00039765 | 0.00077863 | 0.0013696 | 0.0021943 | 0.0032406 | 0.004457 | 0.0057617 | 0.0070605 | 0.0082661 | 0.0093138 | 0.010169 | 0.010826 | 0.011301 | 0.011625 | 0.011831 | 0.011951 | 0.012014 | 0.012051 | 0.24198 | 0.13486 | 0.075385 | 0.033775 | 0.0049894 | -7.0334 | Fixtures | 5.0418 | 1 |  |  |  | x | 5.0418 | 1 | 0 | -52.1552
LO3Slow | NR | Fixtures | Residential | Lighting | 9.9203e-05 | 9.4046e-05 | 0.7927 | -66.87 | <0 | <40 | Multifamily - Low Rise | ID/MT/OR-Floor/Table_0 to 249 lumens | 7.7949e-07 | 2.0002e-06 | 4.4352e-06 | 8.6845e-06 | 1.5275e-05 | 2.4475e-05 | 3.6145e-05 | 4.9711e-05 | 6.4264e-05 | 7.875e-05 | 9.2196e-05 | 0.00010388 | 0.00011342 | 0.00012075 | 0.00012605 | 0.00012966 | 0.00013195 | 0.0001333 | 0.00013399 | 0.00013441 | 0.002699 | 0.0015041 | 0.00084081 | 0.00037671 | 5.5649e-05 | -0.10058 | Fixtures | 8.6572 | 1 |  |  |  | x | 8.6572 | 1 | 0 | -66.87
LO3Slow | NR | Fixtures | Residential | Lighting | 0.00019434 | 0.00018423 | 1.5529 | -66.87 | <0 | <40 | Multifamily - Low Rise | ID/MT/OR-Floor/Table_250 to 499 lumens | 5.4596e-06 | 1.401e-05 | 3.1064e-05 | 6.0826e-05 | 0.00010699 | 0.00017142 | 0.00025316 | 0.00034818 | 0.0004501 | 0.00055157 | 0.00064575 | 0.00072759 | 0.0007944 | 0.00084572 | 0.00088285 | 0.00090812 | 0.0009242 | 0.00093362 | 0.0009385 | 0.0009414 | 0.018904 | 0.010535 | 0.0058891 | 0.0026385 | 0.00038977 | -0.70447 | Fixtures | 8.6572 | 1 |  |  |  | x | 8.6572 | 1 | 0 | -66.87
LO3Slow | NR | Fixtures | Residential | Lighting | 0.00037289 | 0.0003535 | 2.9796 | -66.87 | <0 | <40 | Multifamily - Low Rise | ID/MT/OR-Floor/Table_500 to 999 lumens | 4.6357e-05 | 0.00011895 | 0.00026376 | 0.00051647 | 0.00090843 | 0.0014555 | 0.0021495 | 0.0029563 | 0.0038218 | 0.0046833 | 0.0054829 | 0.0061779 | 0.0067451 | 0.0071809 | 0.0074962 | 0.0077107 | 0.0078473 | 0.0079273 | 0.0079687 | 0.0079933 | 0.16051 | 0.089451 | 0.050003 | 0.022403 | 0.0033095 | -5.9816 | Fixtures | 8.6572 | 1 |  |  |  | x | 8.6572 | 1 | 0 | -66.87
LO3Slow | NR | Fixtures | Residential | Lighting | 0.00068359 | 0.00064805 | 5.4623 | -66.87 | <0 | <40 | Multifamily - Low Rise | ID/MT/OR-Floor/Table_1000 to 1999 lumens | 5.0994e-05 | 0.00013085 | 0.00029015 | 0.00056813 | 0.00099931 | 0.0016011 | 0.0023646 | 0.0032521 | 0.0042041 | 0.0051518 | 0.0060314 | 0.0067959 | 0.0074199 | 0.0078992 | 0.0082461 | 0.0084821 | 0.0086323 | 0.0087203 | 0.0087658 | 0.008793 | 0.17657 | 0.098399 | 0.055006 | 0.024645 | 0.0036406 | -6.58 | Fixtures | 8.6572 | 1 |  |  |  | x | 8.6572 | 1 | 0 | -66.87
LO3Slow | NR | Fixtures | Residential | Lighting | 0.0013249 | 0.001256 | 10.5866 | -66.87 | <0 | <40 | Multifamily - Low Rise | ID/MT/OR-Floor/Table_2000 to 3999 lumens | 1.42e-05 | 3.6437e-05 | 8.0792e-05 | 0.0001582 | 0.00027826 | 0.00044584 | 0.00065842 | 0.00090556 | 0.0011706 | 0.0014345 | 0.0016795 | 0.0018924 | 0.0020661 | 0.0021996 | 0.0022961 | 0.0023619 | 0.0024037 | 0.0024282 | 0.0024409 | 0.0024484 | 0.049165 | 0.0274 | 0.015317 | 0.0068624 | 0.0010137 | -1.8322 | Fixtures | 8.6572 | 1 |  |  |  | x | 8.6572 | 1 | 0 | -66.87
LO3Slow | NR | Fixtures | Residential | Lighting | 0.0024201 | 0.0022942 | 19.3377 | -66.87 | <0 | <40 | Multifamily - Low Rise | ID/MT/OR-Floor/Table_4000 to 7999 lumens | 1.635e-06 | 4.1955e-06 | 9.3027e-06 | 1.8216e-05 | 3.204e-05 | 5.1335e-05 | 7.5813e-05 | 0.00010427 | 0.00013479 | 0.00016518 | 0.00019338 | 0.00021789 | 0.0002379 | 0.00025327 | 0.00026439 | 0.00027196 | 0.00027677 | 0.00027959 | 0.00028105 | 0.00028192 | 0.0056611 | 0.0031549 | 0.0017636 | 0.00079016 | 0.00011672 | -0.21097 | Fixtures | 8.6572 | 1 |  |  |  | x | 8.6572 | 1 | 0 | -66.87
LO3Slow | NR | Fixtures | Residential | Lighting | 0.00013061 | 0.00012357 | 1.0409 | -37.1249 | <0 | <40 | Multifamily - Low Rise | ID/MT/OR-Ceiling and Wall Flush Mount _0 to 249 lumens | 4.3214e-07 | 1.1089e-06 | 2.4588e-06 | 4.8145e-06 | 8.4684e-06 | 1.3568e-05 | 2.0038e-05 | 2.7559e-05 | 3.5626e-05 | 4.3657e-05 | 5.1112e-05 | 5.759e-05 | 6.2878e-05 | 6.694e-05 | 6.9879e-05 | 7.1879e-05 | 7.3152e-05 | 7.3898e-05 | 7.4283e-05 | 7.4513e-05 | 0.0014963 | 0.00083385 | 0.00046613 | 0.00020884 | 3.0851e-05 | -0.030957 | Fixtures | 3.7716 | 1 |  |  |  | x | 3.7716 | 1 | 0 | -37.1249
LO3Slow | NR | Fixtures | Residential | Lighting | 0.00025587 | 0.00024207 | 2.0391 | -37.1249 | <0 | <40 | Multifamily - Low Rise | ID/MT/OR-Ceiling and Wall Flush Mount _250 to 499 lumens | 5.2764e-06 | 1.354e-05 | 3.0022e-05 | 5.8785e-05 | 0.0001034 | 0.00016567 | 0.00024466 | 0.0003365 | 0.000435 | 0.00053306 | 0.00062408 | 0.00070318 | 0.00076774 | 0.00081734 | 0.00085323 | 0.00087765 | 0.00089319 | 0.0009023 | 0.00090701 | 0.00090982 | 0.018269 | 0.010181 | 0.0056915 | 0.00255 | 0.00037669 | -0.37799 | Fixtures | 3.7716 | 1 |  |  |  | x | 3.7716 | 1 | 0 | -37.1249
LO3Slow | NR | Fixtures | Residential | Lighting | 0.00049096 | 0.00046447 | 3.9125 | -37.1249 | <0 | <40 | Multifamily - Low Rise | ID/MT/OR-Ceiling and Wall Flush Mount _500 to 999 lumens | 4.9315e-05 | 0.00012655 | 0.00028059 | 0.00054942 | 0.0009664 | 0.0015484 | 0.0022867 | 0.003145 | 0.0040656 | 0.0049821 | 0.0058328 | 0.0065721 | 0.0071755 | 0.0076391 | 0.0079745 | 0.0082028 | 0.008348 | 0.0084331 | 0.0084771 | 0.0085034 | 0.17075 | 0.095158 | 0.053194 | 0.023833 | 0.0035207 | -3.5328 | Fixtures | 3.7716 | 1 |  |  |  | x | 3.7716 | 1 | 0 | -37.1249
LO3Slow | NR | Fixtures | Residential | Lighting | 0.00090004 | 0.00085147 | 7.1725 | -37.1249 | <0 | <40 | Multifamily - Low Rise | ID/MT/OR-Ceiling and Wall Flush Mount _1000 to 1999 lumens | 6.0919e-05 | 0.00015632 | 0.00034662 | 0.00067871 | 0.0011938 | 0.0019127 | 0.0028248 | 0.003885 | 0.0050223 | 0.0061544 | 0.0072053 | 0.0081186 | 0.008864 | 0.0094366 | 0.009851 | 0.010133 | 0.010312 | 0.010417 | 0.010472 | 0.010504 | 0.21093 | 0.11755 | 0.065711 | 0.029441 | 0.0043491 | -4.364 | Fixtures | 3.7716 | 1 |  |  |  | x | 3.7716 | 1 | 0 | -37.1249
LO3Slow | NR | Fixtures | Residential | Lighting | 0.0017444 | 0.0016503 | 13.9011 | -37.1249 | <0 | <40 | Multifamily - Low Rise | ID/MT/OR-Ceiling and Wall Flush Mount _2000 to 3999 lumens | 4.818e-05 | 0.00012363 | 0.00027413 | 0.00053678 | 0.00094415 | 0.0015127 | 0.0022341 | 0.0030726 | 0.0039721 | 0.0048674 | 0.0056985 | 0.0064208 | 0.0070104 | 0.0074632 | 0.0077909 | 0.0080139 | 0.0081558 | 0.008239 | 0.008282 | 0.0083076 | 0.16682 | 0.092968 | 0.05197 | 0.023284 | 0.0034396 | -3.4514 | Fixtures | 3.7716 | 1 |  |  |  | x | 3.7716 | 1 | 0 | -37.1249
LO3Slow | NR | Fixtures | Residential | Lighting | 0.0031863 | 0.0030144 | 25.3921 | -37.1249 | <0 | <40 | Multifamily - Low Rise | ID/MT/OR-Ceiling and Wall Flush Mount _4000 to 7999 lumens | 1.2952e-05 | 3.3235e-05 | 7.3692e-05 | 0.0001443 | 0.00025381 | 0.00040666 | 0.00060056 | 0.00082598 | 0.0010678 | 0.0013085 | 0.0015319 | 0.0017261 | 0.0018845 | 0.0020063 | 0.0020944 | 0.0021543 | 0.0021925 | 0.0022148 | 0.0022264 | 0.0022333 | 0.044845 | 0.024992 | 0.013971 | 0.0062593 | 0.00092464 | -0.92782 | Fixtures | 3.7716 | 1 |  |  |  | x | 3.7716 | 1 | 0 | -37.1249
LO3Slow | NR | Fixtures | Residential | Lighting | 0.00010381 | 9.7994e-05 | 0.82491 | -111.0448 | <0 | <40 | Multifamily - Low Rise | ID/MT/OR-Downlight Fixture_0 to 249 lumens | 1.7608e-08 | 4.5183e-08 | 1.0019e-07 | 1.9617e-07 | 3.4506e-07 | 5.5286e-07 | 8.1647e-07 | 1.1229e-06 | 1.4516e-06 | 1.7789e-06 | 2.0826e-06 | 2.3466e-06 | 2.562e-06 | 2.7276e-06 | 2.8473e-06 | 2.9288e-06 | 2.9807e-06 | 3.0111e-06 | 3.0268e-06 | 3.0362e-06 | 6.0967e-05 | 3.3977e-05 | 1.8993e-05 | 8.5096e-06 | 1.2571e-06 | -0.0037729 | Fixtures | 10.4664 | 1 |  |  |  | x | 10.4664 | 1 | 0 | -111.0448
LO3Slow | NR | Fixtures | Residential | Lighting | 0.00020337 | 0.00019197 | 1.616 | -111.0448 | <0 | <40 | Multifamily - Low Rise | ID/MT/OR-Downlight Fixture_250 to 499 lumens | 2.9084e-06 | 7.4633e-06 | 1.6548e-05 | 3.2403e-05 | 5.6996e-05 | 9.132e-05 | 0.00013486 | 0.00018548 | 0.00023978 | 0.00029383 | 0.000344 | 0.0003876 | 0.00042319 | 0.00045053 | 0.00047031 | 0.00048378 | 0.00049234 | 0.00049736 | 0.00049996 | 0.00050151 | 0.01007 | 0.0056122 | 0.0031372 | 0.0014056 | 0.00020764 | -0.6232 | Fixtures | 10.4664 | 1 |  |  |  | x | 10.4664 | 1 | 0 | -111.0448
LO3Slow | NR | Fixtures | Residential | Lighting | 0.00039021 | 0.00036834 | 3.1007 | -111.0448 | <0 | <40 | Multifamily - Low Rise | ID/MT/OR-Downlight Fixture_500 to 999 lumens | 0.00010214 | 0.0002621 | 0.00058117 | 0.001138 | 0.0020016 | 0.0032071 | 0.0047363 | 0.006514 | 0.0084209 | 0.010319 | 0.012081 | 0.013612 | 0.014862 | 0.015822 | 0.016517 | 0.01699 | 0.017291 | 0.017467 | 0.017558 | 0.017612 | 0.35366 | 0.1971 | 0.11018 | 0.049363 | 0.0072921 | -21.8864 | Fixtures | 10.4664 | 1 |  |  |  | x | 10.4664 | 1 | 0 | -111.0448
LO3Slow | NR | Fixtures | Residential | Lighting | 0.00071535 | 0.00067525 | 5.6843 | -111.0448 | <0 | <40 | Multifamily - Low Rise | ID/MT/OR-Downlight Fixture_1000 to 1999 lumens | 3.1181e-05 | 8.0014e-05 | 0.00017742 | 0.0003474 | 0.00061105 | 0.00097904 | 0.0014459 | 0.0019886 | 0.0025707 | 0.0031502 | 0.0036881 | 0.0041555 | 0.0045371 | 0.0048302 | 0.0050422 | 0.0051866 | 0.0052784 | 0.0053322 | 0.0053601 | 0.0053766 | 0.10796 | 0.060168 | 0.033634 | 0.015069 | 0.0022261 | -6.6814 | Fixtures | 10.4664 | 1 |  |  |  | x | 10.4664 | 1 | 0 | -111.0448
LO3Slow | NR | Fixtures | Residential | Lighting | 0.0013864 | 0.0013087 | 11.0168 | -111.0448 | <0 | <40 | Multifamily - Low Rise | ID/MT/OR-Downlight Fixture_2000 to 3999 lumens | 9.2802e-06 | 2.3814e-05 | 5.2803e-05 | 0.00010339 | 0.00018186 | 0.00029138 | 0.00043032 | 0.00059183 | 0.00076509 | 0.00093755 | 0.0010976 | 0.0012368 | 0.0013503 | 0.0014375 | 0.0015007 | 0.0015436 | 0.001571 | 0.001587 | 0.0015953 | 0.0016002 | 0.032132 | 0.017907 | 0.01001 | 0.004485 | 0.00066253 | -1.9885 | Fixtures | 10.4664 | 1 |  |  |  | x | 10.4664 | 1 | 0 | -111.0448
LO3Slow | NR | Fixtures | Residential | Lighting | 0.0025325 | 0.0023905 | 20.1235 | -111.0448 | <0 | <40 | Multifamily - Low Rise | ID/MT/OR-Downlight Fixture_4000 to 7999 lumens | 2.9227e-06 | 7.5e-06 | 1.663e-05 | 3.2563e-05 | 5.7276e-05 | 9.1769e-05 | 0.00013553 | 0.00018639 | 0.00024096 | 0.00029527 | 0.00034569 | 0.00038951 | 0.00042527 | 0.00045275 | 0.00047263 | 0.00048615 | 0.00049476 | 0.00049981 | 0.00050242 | 0.00050397 | 0.01012 | 0.0056398 | 0.0031527 | 0.0014125 | 0.00020866 | -0.62627 | Fixtures | 10.4664 | 1 |  |  |  | x | 10.4664 | 1 | 0 | -111.0448
LO3Slow | NR | Fixtures | Residential | Lighting | 0.00015581 | 0.00017678 | 0.87246 | -72.4583 | <0 | <40 | Multifamily - Low Rise | ID/MT/OR-Exterior Porch_0 to 249 lumens | 2.2916e-10 | 5.8804e-10 | 1.3039e-09 | 2.5531e-09 | 4.4908e-09 | 7.1952e-09 | 1.0626e-08 | 1.4614e-08 | 1.8893e-08 | 2.3151e-08 | 2.7104e-08 | 3.054e-08 | 3.3344e-08 | 3.5498e-08 | 3.7057e-08 | 3.8117e-08 | 3.8792e-08 | 3.9188e-08 | 3.9392e-08 | 3.9514e-08 | 7.9346e-07 | 4.4219e-07 | 2.4719e-07 | 1.1075e-07 | 1.636e-08 | -3.204e-05 | Fixtures | 10.5821 | 1 |  |  |  | x | 10.5821 | 1 | 0 | -72.4583
LO3Slow | NR | Fixtures | Residential | Lighting | 0.00030523 | 0.0003463 | 1.7091 | -72.4583 | <0 | <40 | Multifamily - Low Rise | ID/MT/OR-Exterior Porch_250 to 499 lumens | 7.2633e-08 | 1.8638e-07 | 4.1327e-07 | 8.0921e-07 | 1.4234e-06 | 2.2805e-06 | 3.3679e-06 | 4.6321e-06 | 5.988e-06 | 7.3378e-06 | 8.5908e-06 | 9.6797e-06 | 1.0568e-05 | 1.1251e-05 | 1.1745e-05 | 1.2081e-05 | 1.2295e-05 | 1.2421e-05 | 1.2485e-05 | 1.2524e-05 | 0.00025149 | 0.00014015 | 7.8346e-05 | 3.5102e-05 | 5.1854e-06 | -0.010155 | Fixtures | 10.5821 | 1 |  |  |  | x | 10.5821 | 1 | 0 | -72.4583
LO3Slow | NR | Fixtures | Residential | Lighting | 0.00058566 | 0.00066447 | 3.2794 | -72.4583 | <0 | <40 | Multifamily - Low Rise | ID/MT/OR-Exterior Porch_500 to 999 lumens | 3.6312e-06 | 9.3178e-06 | 2.066e-05 | 4.0455e-05 | 7.1158e-05 | 0.00011401 | 0.00016837 | 0.00023157 | 0.00029936 | 0.00036684 | 0.00042948 | 0.00048392 | 0.00052835 | 0.00056248 | 0.00058718 | 0.00060399 | 0.00061468 | 0.00062095 | 0.00062419 | 0.00062612 | 0.012573 | 0.0070067 | 0.0039168 | 0.0017549 | 0.00025923 | -0.50769 | Fixtures | 10.5821 | 1 |  |  |  | x | 10.5821 | 1 | 0 | -72.4583
LO3Slow | NR | Fixtures | Residential | Lighting | 0.0010737 | 0.0012181 | 6.0119 | -72.4583 | <0 | <40 | Multifamily - Low Rise | ID/MT/OR-Exterior Porch_1000 to 1999 lumens | 7.1116e-06 | 1.8249e-05 | 4.0463e-05 | 7.9231e-05 | 0.00013936 | 0.00022329 | 0.00032976 | 0.00045353 | 0.0005863 | 0.00071846 | 0.00084114 | 0.00094775 | 0.0010348 | 0.0011016 | 0.00115 | 0.0011829 | 0.0012038 | 0.0012161 | 0.0012225 | 0.0012263 | 0.024624 | 0.013723 | 0.007671 | 0.0034369 | 0.00050771 | -0.99432 | Fixtures | 10.5821 | 1 |  |  |  | x | 10.5821 | 1 | 0 | -72.4583
LO3Slow | NR | Fixtures | Residential | Lighting | 0.0020809 | 0.0023609 | 11.6518 | -72.4583 | <0 | <40 | Multifamily - Low Rise | ID/MT/OR-Exterior Porch_2000 to 3999 lumens | 6.7283e-06 | 1.7265e-05 | 3.8283e-05 | 7.4962e-05 | 0.00013185 | 0.00021126 | 0.00031199 | 0.00042909 | 0.0005547 | 0.00067974 | 0.00079581 | 0.00089668 | 0.00097901 | 0.0010423 | 0.001088 | 0.0011192 | 0.001139 | 0.0011506 | 0.0011566 | 0.0011602 | 0.023297 | 0.012983 | 0.0072576 | 0.0032517 | 0.00048035 | -0.94073 | Fixtures | 10.5821 | 1 |  |  |  | x | 10.5821 | 1 | 0 | -72.4583
LO3Slow | NR | Fixtures | Residential | Lighting | 0.003801 | 0.0043124 | 21.2835 | -72.4583 | <0 | <40 | Multifamily - Low Rise | ID/MT/OR-Exterior Porch_4000 to 7999 lumens | 2.9483e-07 | 7.5654e-07 | 1.6775e-06 | 3.2847e-06 | 5.7776e-06 | 9.2569e-06 | 1.3671e-05 | 1.8802e-05 | 2.4306e-05 | 2.9785e-05 | 3.4871e-05 | 3.9291e-05 | 4.2898e-05 | 4.567e-05 | 4.7675e-05 | 4.904e-05 | 4.9908e-05 | 5.0417e-05 | 5.068e-05 | 5.0837e-05 | 0.0010208 | 0.0005689 | 0.00031802 | 0.00014248 | 2.1048e-05 | -0.041221 | Fixtures | 10.5821 | 1 |  |  |  | x | 10.5821 | 1 | 0 | -72.4583
LO3Slow | NR | Fixtures | Residential | Lighting | 0.00017263 | 0.00020188 | 0.95994 | -89.0984 | <0 | <40 | Multifamily - Low Rise | ID/MT/OR-Chandelier/Pendant_0 to 249 lumens | 1.9167e-07 | 4.9185e-07 | 1.0906e-06 | 2.1355e-06 | 3.7562e-06 | 6.0182e-06 | 8.8878e-06 | 1.2224e-05 | 1.5802e-05 | 1.9364e-05 | 2.2671e-05 | 2.5544e-05 | 2.789e-05 | 2.9691e-05 | 3.0995e-05 | 3.1882e-05 | 3.2447e-05 | 3.2777e-05 | 3.2949e-05 | 3.3051e-05 | 0.00066366 | 0.00036986 | 0.00020675 | 9.2633e-05 | 1.3684e-05 | -0.032954 | Fixtures | 6.1235 | 1 |  |  |  | x | 6.1235 | 1 | 0 | -89.0984
LO3Slow | NR | Fixtures | Residential | Lighting | 0.00033817 | 0.00039547 | 1.8805 | -89.0984 | <0 | <40 | Multifamily - Low Rise | ID/MT/OR-Chandelier/Pendant_250 to 499 lumens | 1.5494e-06 | 3.9758e-06 | 8.8156e-06 | 1.7262e-05 | 3.0362e-05 | 4.8647e-05 | 7.1843e-05 | 9.8809e-05 | 0.00012773 | 0.00015653 | 0.00018325 | 0.00020648 | 0.00022544 | 0.00024 | 0.00025054 | 0.00025771 | 0.00026228 | 0.00026495 | 0.00026633 | 0.00026716 | 0.0053646 | 0.0029897 | 0.0016712 | 0.00074878 | 0.00011061 | -0.26638 | Fixtures | 6.1235 | 1 |  |  |  | x | 6.1235 | 1 | 0 | -89.0984
LO3Slow | NR | Fixtures | Residential | Lighting | 0.00064887 | 0.00075881 | 3.6083 | -89.0984 | <0 | <40 | Multifamily - Low Rise | ID/MT/OR-Chandelier/Pendant_500 to 999 lumens | 1.139e-05 | 2.9228e-05 | 6.4807e-05 | 0.0001269 | 0.00022321 | 0.00035763 | 0.00052815 | 0.00072639 | 0.00093903 | 0.0011507 | 0.0013472 | 0.0015179 | 0.0016573 | 0.0017644 | 0.0018418 | 0.0018946 | 0.0019281 | 0.0019478 | 0.0019579 | 0.001964 | 0.039438 | 0.021979 | 0.012286 | 0.0055046 | 0.00081316 | -1.9583 | Fixtures | 6.1235 | 1 |  |  |  | x | 6.1235 | 1 | 0 | -89.0984
LO3Slow | NR | Fixtures | Residential | Lighting | 0.0011895 | 0.0013911 | 6.6148 | -89.0984 | <0 | <40 | Multifamily - Low Rise | ID/MT/OR-Chandelier/Pendant_1000 to 1999 lumens | 1.9296e-05 | 4.9514e-05 | 0.00010979 | 0.00021497 | 0.00037813 | 0.00060584 | 0.00089472 | 0.0012305 | 0.0015908 | 0.0019494 | 0.0022822 | 0.0025715 | 0.0028076 | 0.002989 | 0.0031202 | 0.0032095 | 0.0032664 | 0.0032996 | 0.0033169 | 0.0033271 | 0.06681 | 0.037233 | 0.020813 | 0.0093252 | 0.0013775 | -3.3174 | Fixtures | 6.1235 | 1 |  |  |  | x | 6.1235 | 1 | 0 | -89.0984
LO3Slow | NR | Fixtures | Residential | Lighting | 0.0023054 | 0.0026961 | 12.8202 | -89.0984 | <0 | <40 | Multifamily - Low Rise | ID/MT/OR-Chandelier/Pendant_2000 to 3999 lumens | 2.7821e-05 | 7.139e-05 | 0.0001583 | 0.00030996 | 0.00054519 | 0.00087352 | 0.00129 | 0.0017742 | 0.0022936 | 0.0028107 | 0.0032906 | 0.0037077 | 0.0040481 | 0.0043096 | 0.0044988 | 0.0046276 | 0.0047095 | 0.0047575 | 0.0047824 | 0.0047972 | 0.096329 | 0.053684 | 0.030009 | 0.013445 | 0.0019862 | -4.7831 | Fixtures | 6.1235 | 1 |  |  |  | x | 6.1235 | 1 | 0 | -89.0984
LO3Slow | NR | Fixtures | Residential | Lighting | 0.0042112 | 0.0049247 | 23.4176 | -89.0984 | <0 | <40 | Multifamily - Low Rise | ID/MT/OR-Chandelier/Pendant_4000 to 7999 lumens | 1.6713e-05 | 4.2887e-05 | 9.5094e-05 | 0.0001862 | 0.00032752 | 0.00052476 | 0.00077497 | 0.0010659 | 0.0013779 | 0.0016885 | 0.0019768 | 0.0022273 | 0.0024318 | 0.0025889 | 0.0027026 | 0.00278 | 0.0028292 | 0.002858 | 0.0028729 | 0.0028818 | 0.057868 | 0.03225 | 0.018028 | 0.0080771 | 0.0011932 | -2.8734 | Fixtures | 6.1235 | 1 |  |  |  | x | 6.1235 | 1 | 0 | -89.0984
LO3Slow | NR | Fixtures | Residential | Lighting | 2.898e-05 | 2.7142e-05 | 0.22794 | 11.6324 | 10-20 | <40 | Multifamily - Low Rise | ID/MT/OR-Linear Flush Mount_0 to 249 lumens | 2.9854e-08 | 7.6606e-08 | 1.6986e-07 | 3.326e-07 | 5.8503e-07 | 9.3734e-07 | 1.3843e-06 | 1.9039e-06 | 2.4612e-06 | 3.016e-06 | 3.531e-06 | 3.9785e-06 | 4.3438e-06 | 4.6244e-06 | 4.8275e-06 | 4.9657e-06 | 5.0536e-06 | 5.1051e-06 | 5.1318e-06 | 5.1477e-06 | 0.00010337 | 5.7606e-05 | 3.2202e-05 | 1.4428e-05 | 2.1313e-06 | 0.00067009 | Fixtures | 1.5691 | 1 |  |  |  | x | #REF! | #REF! | 18.252 | -6.6196
LO3Slow | NR | Fixtures | Residential | Lighting | 5.6772e-05 | 5.3172e-05 | 0.44653 | 11.6324 | 10-20 | <40 | Multifamily - Low Rise | ID/MT/OR-Linear Flush Mount_250 to 499 lumens | 8.5181e-07 | 2.1858e-06 | 4.8466e-06 | 9.4902e-06 | 1.6693e-05 | 2.6745e-05 | 3.9498e-05 | 5.4323e-05 | 7.0226e-05 | 8.6056e-05 | 0.00010075 | 0.00011352 | 0.00012394 | 0.00013195 | 0.00013774 | 0.00014169 | 0.0001442 | 0.00014566 | 0.00014643 | 0.00014688 | 0.0029494 | 0.0016437 | 0.00091882 | 0.00041167 | 6.0812e-05 | 0.01912 | Fixtures | 1.5691 | 1 |  |  |  | x | #REF! | #REF! | 18.252 | -6.6196
LO3Slow | NR | Fixtures | Residential | Lighting | 0.00010893 | 0.00010202 | 0.85678 | 11.6324 | 10-20 | <40 | Multifamily - Low Rise | ID/MT/OR-Linear Flush Mount_500 to 999 lumens | 1.6642e-05 | 4.2705e-05 | 9.469e-05 | 0.00018541 | 0.00032613 | 0.00052253 | 0.00077168 | 0.0010613 | 0.001372 | 0.0016813 | 0.0019684 | 0.0022179 | 0.0024215 | 0.0025779 | 0.0026911 | 0.0027682 | 0.0028172 | 0.0028459 | 0.0028608 | 0.0028696 | 0.057623 | 0.032113 | 0.017951 | 0.0080428 | 0.0011881 | 0.37355 | Fixtures | 1.5691 | 1 |  |  |  | x | #REF! | #REF! | 18.2519 | -6.6196
LO3Slow | NR | Fixtures | Residential | Lighting | 0.0001997 | 0.00018703 | 1.5707 | 11.6324 | 10-20 | <40 | Multifamily - Low Rise | ID/MT/OR-Linear Flush Mount_1000 to 1999 lumens | 2.7241e-05 | 6.9902e-05 | 0.000155 | 0.0003035 | 0.00053383 | 0.00085532 | 0.0012631 | 0.0017373 | 0.0022458 | 0.0027521 | 0.003222 | 0.0036304 | 0.0039637 | 0.0042198 | 0.004405 | 0.0045311 | 0.0046114 | 0.0046584 | 0.0046827 | 0.0046972 | 0.094321 | 0.052565 | 0.029384 | 0.013165 | 0.0019448 | 0.61145 | Fixtures | 1.5691 | 1 |  |  |  | x | #REF! | #REF! | 18.252 | -6.6196
LO3Slow | NR | Fixtures | Residential | Lighting | 0.00038704 | 0.00036249 | 3.0442 | 11.6324 | 10-20 | <40 | Multifamily - Low Rise | ID/MT/OR-Linear Flush Mount_2000 to 3999 lumens | 1.0093e-05 | 2.5898e-05 | 5.7425e-05 | 0.00011244 | 0.00019778 | 0.00031689 | 0.00046799 | 0.00064365 | 0.00083207 | 0.0010196 | 0.0011937 | 0.001345 | 0.0014685 | 0.0015634 | 0.001632 | 0.0016788 | 0.0017085 | 0.0017259 | 0.0017349 | 0.0017403 | 0.034946 | 0.019475 | 0.010887 | 0.0048776 | 0.00072053 | 0.22654 | Fixtures | 1.5691 | 1 |  |  |  | x | #REF! | #REF! | 18.2519 | -6.6196
LO3Slow | NR | Fixtures | Residential | Lighting | 0.00070697 | 0.00066213 | 5.5605 | 11.6324 | 10-20 | <40 | Multifamily - Low Rise | ID/MT/OR-Linear Flush Mount_4000 to 7999 lumens | 1.1657e-06 | 2.9913e-06 | 6.6326e-06 | 1.2987e-05 | 2.2844e-05 | 3.6601e-05 | 5.4053e-05 | 7.4341e-05 | 9.6104e-05 | 0.00011777 | 0.00013788 | 0.00015535 | 0.00016962 | 0.00018057 | 0.0001885 | 0.0001939 | 0.00019733 | 0.00019934 | 0.00020038 | 0.000201 | 0.0040362 | 0.0022494 | 0.0012574 | 0.00056336 | 8.3222e-05 | 0.026165 | Fixtures | 1.5691 | 1 |  |  |  | x | #REF! | #REF! | 18.252 | -6.6196
LO3Slow | NR | Fixtures | Residential | Lighting | 2.1873e-05 | 2.0242e-05 | 0.16937 | 20.5429 | 20-30 | <40 | Multifamily - Low Rise | ID/MT/OR-Linear Shop_0 to 249 lumens | 7.0322e-09 | 1.8045e-08 | 4.0012e-08 | 7.8346e-08 | 1.3781e-07 | 2.208e-07 | 3.2608e-07 | 4.4847e-07 | 5.7975e-07 | 7.1044e-07 | 8.3174e-07 | 9.3717e-07 | 1.0232e-06 | 1.0893e-06 | 1.1371e-06 | 1.1697e-06 | 1.1904e-06 | 1.2025e-06 | 1.2088e-06 | 1.2126e-06 | 2.4349e-05 | 1.3569e-05 | 7.5853e-06 | 3.3985e-06 | 5.0204e-07 | 0.00027875 | Fixtures | 1.2346 | 1 |  |  |  | x | #REF! | #REF! | 25.3629 | -4.82
LO3Slow | NR | Fixtures | Residential | Lighting | 4.2848e-05 | 3.9655e-05 | 0.33179 | 20.5429 | 20-30 | <40 | Multifamily - Low Rise | ID/MT/OR-Linear Shop_250 to 499 lumens | 0 | 0 | 0 | 0 | 0 | 0 | 0 | 0 | 0 | 0 | 0 | 0 | 0 | 0 | 0 | 0 | 0 | 0 | 0 | 0 | 0 | 0 | 0 | 0 | 0 | 0 | Fixtures | 1.2346 | 1 |  |  |  | x | #REF! | #REF! | 25.3629 | -4.82
LO3Slow | NR | Fixtures | Residential | Lighting | 8.2216e-05 | 7.6087e-05 | 0.63662 | 20.5429 | 20-30 | <40 | Multifamily - Low Rise | ID/MT/OR-Linear Shop_500 to 999 lumens | 1.1058e-08 | 2.8376e-08 | 6.2918e-08 | 1.232e-07 | 2.167e-07 | 3.472e-07 | 5.1276e-07 | 7.0522e-07 | 9.1166e-07 | 1.1172e-06 | 1.3079e-06 | 1.4737e-06 | 1.609e-06 | 1.713e-06 | 1.7882e-06 | 1.8393e-06 | 1.8719e-06 | 1.891e-06 | 1.9009e-06 | 1.9068e-06 | 3.8288e-05 | 2.1338e-05 | 1.1928e-05 | 5.3442e-06 | 7.8946e-07 | 0.00043834 | Fixtures | 1.2346 | 1 |  |  |  | x | #REF! | #REF! | 25.3629 | -4.82
LO3Slow | NR | Fixtures | Residential | Lighting | 0.00015072 | 0.00013949 | 1.1671 | 20.5429 | 20-30 | <40 | Multifamily - Low Rise | ID/MT/OR-Linear Shop_1000 to 1999 lumens | 6.2017e-09 | 1.5914e-08 | 3.5286e-08 | 6.9094e-08 | 1.2153e-07 | 1.9472e-07 | 2.8757e-07 | 3.9551e-07 | 5.1129e-07 | 6.2654e-07 | 7.3352e-07 | 8.2649e-07 | 9.0238e-07 | 9.6067e-07 | 1.0029e-06 | 1.0316e-06 | 1.0498e-06 | 1.0605e-06 | 1.0661e-06 | 1.0694e-06 | 2.1473e-05 | 1.1967e-05 | 6.6896e-06 | 2.9972e-06 | 4.4275e-07 | 0.00024583 | Fixtures | 1.2346 | 1 |  |  |  | x | #REF! | #REF! | 25.3629 | -4.82
LO3Slow | NR | Fixtures | Residential | Lighting | 0.00029211 | 0.00027034 | 2.2619 | 20.5429 | 20-30 | <40 | Multifamily - Low Rise | ID/MT/OR-Linear Shop_2000 to 3999 lumens | 0 | 0 | 0 | 0 | 0 | 0 | 0 | 0 | 0 | 0 | 0 | 0 | 0 | 0 | 0 | 0 | 0 | 0 | 0 | 0 | 0 | 0 | 0 | 0 | 0 | 0 | Fixtures | 1.2346 | 1 |  |  |  | x | #REF! | #REF! | 25.3629 | -4.82
LO3Slow | NR | Fixtures | Residential | Lighting | 0.00053358 | 0.00049381 | 4.1317 | 20.5429 | 20-30 | <40 | Multifamily - Low Rise | ID/MT/OR-Linear Shop_4000 to 7999 lumens | 8.9651e-08 | 2.3005e-07 | 5.101e-07 | 9.9882e-07 | 1.7569e-06 | 2.8149e-06 | 4.1571e-06 | 5.7174e-06 | 7.3911e-06 | 9.0571e-06 | 1.0604e-05 | 1.1948e-05 | 1.3045e-05 | 1.3887e-05 | 1.4497e-05 | 1.4912e-05 | 1.5176e-05 | 1.5331e-05 | 1.5411e-05 | 1.5459e-05 | 0.00031041 | 0.00017299 | 9.6703e-05 | 4.3327e-05 | 6.4003e-06 | 0.0035538 | Fixtures | 1.2346 | 1 |  |  |  | x | #REF! | #REF! | 25.3629 | -4.82
LO3Slow | NR | Fixtures | Residential | Lighting | 0.00025527 | 0.00024217 | 2.0416 | -46.2769 | <0 | <40 | Multifamily - Low Rise | ID/MT/OR-Track_0 to 249 lumens | 3.9891e-09 | 1.0236e-08 | 2.2697e-08 | 4.4443e-08 | 7.8172e-08 | 1.2525e-07 | 1.8497e-07 | 2.544e-07 | 3.2887e-07 | 4.03e-07 | 4.7181e-07 | 5.3162e-07 | 5.8043e-07 | 6.1792e-07 | 6.4505e-07 | 6.6352e-07 | 6.7527e-07 | 6.8215e-07 | 6.8571e-07 | 6.8784e-07 | 1.3812e-05 | 7.6973e-06 | 4.3029e-06 | 1.9278e-06 | 2.8479e-07 | -0.00035621 | Fixtures | 3.6929 | 1 |  |  |  | x | 3.6929 | 1 | 0 | -46.2769
LO3Slow | NR | Fixtures | Residential | Lighting | 0.00050008 | 0.0004744 | 3.9995 | -46.2769 | <0 | <40 | Multifamily - Low Rise | ID/MT/OR-Track_250 to 499 lumens | 3.6385e-07 | 9.3367e-07 | 2.0702e-06 | 4.0537e-06 | 7.1302e-06 | 1.1424e-05 | 1.6871e-05 | 2.3204e-05 | 2.9997e-05 | 3.6759e-05 | 4.3035e-05 | 4.849e-05 | 5.2942e-05 | 5.6362e-05 | 5.8837e-05 | 6.0521e-05 | 6.1593e-05 | 6.2221e-05 | 6.2545e-05 | 6.2739e-05 | 0.0012598 | 0.00070209 | 0.00039247 | 0.00017584 | 2.5976e-05 | -0.032491 | Fixtures | 3.6929 | 1 |  |  |  | x | 3.6929 | 1 | 0 | -46.2769
LO3Slow | NR | Fixtures | Residential | Lighting | 0.00095953 | 0.00091026 | 7.674 | -46.2769 | <0 | <40 | Multifamily - Low Rise | ID/MT/OR-Track_500 to 999 lumens | 5.793e-06 | 1.4865e-05 | 3.2961e-05 | 6.454e-05 | 0.00011352 | 0.00018189 | 0.00026862 | 0.00036944 | 0.00047759 | 0.00058524 | 0.00068518 | 0.00077202 | 0.0008429 | 0.00089736 | 0.00093676 | 0.00096357 | 0.00098063 | 0.00099063 | 0.0009958 | 0.00099888 | 0.020058 | 0.011178 | 0.0062487 | 0.0027996 | 0.00041357 | -0.51729 | Fixtures | 3.6929 | 1 |  |  |  | x | 3.6929 | 1 | 0 | -46.2769
LO3Slow | NR | Fixtures | Residential | Lighting | 0.001759 | 0.0016687 | 14.0682 | -46.2769 | <0 | <40 | Multifamily - Low Rise | ID/MT/OR-Track_1000 to 1999 lumens | 8.4174e-06 | 2.16e-05 | 4.7893e-05 | 9.378e-05 | 0.00016495 | 0.00026429 | 0.00039031 | 0.00053681 | 0.00069395 | 0.00085038 | 0.00099559 | 0.0011218 | 0.0012248 | 0.0013039 | 0.0013611 | 0.0014001 | 0.0014249 | 0.0014394 | 0.0014469 | 0.0014514 | 0.029145 | 0.016242 | 0.0090796 | 0.004068 | 0.00060093 | -0.75165 | Fixtures | 3.6929 | 1 |  |  |  | x | 3.6929 | 1 | 0 | -46.2769
LO3Slow | NR | Fixtures | Residential | Lighting | 0.0034092 | 0.0032342 | 27.2659 | -46.2769 | <0 | <40 | Multifamily - Low Rise | ID/MT/OR-Track_2000 to 3999 lumens | 1.3443e-05 | 3.4495e-05 | 7.6487e-05 | 0.00014977 | 0.00026343 | 0.00042208 | 0.00062333 | 0.0008573 | 0.0011083 | 0.0013581 | 0.00159 | 0.0017915 | 0.001956 | 0.0020824 | 0.0021738 | 0.002236 | 0.0022756 | 0.0022988 | 0.0023108 | 0.002318 | 0.046545 | 0.02594 | 0.0145 | 0.0064967 | 0.00095971 | -1.2004 | Fixtures | 3.6929 | 1 |  |  |  | x | 3.6929 | 1 | 0 | -46.2769
LO3Slow | NR | Fixtures | Residential | Lighting | 0.0062274 | 0.0059076 | 49.8044 | -46.2769 | <0 | <40 | Multifamily - Low Rise | ID/MT/OR-Track_4000 to 7999 lumens | 5.408e-06 | 1.3877e-05 | 3.0771e-05 | 6.0252e-05 | 0.00010598 | 0.0001698 | 0.00025077 | 0.00034489 | 0.00044585 | 0.00054636 | 0.00063965 | 0.00072072 | 0.00078689 | 0.00083773 | 0.00087451 | 0.00089954 | 0.00091547 | 0.0009248 | 0.00092963 | 0.00093251 | 0.018725 | 0.010435 | 0.0058335 | 0.0026136 | 0.00038609 | -0.48292 | Fixtures | 3.6929 | 1 |  |  |  | x | 3.6929 | 1 | 0 | -46.2769
LO3Slow | NR | Fixtures | Residential | Lighting | 7.0455e-05 | 6.6792e-05 | 0.56298 | -73.9724 | <0 | <40 | Multifamily - Low Rise | WA-Floor/Table_0 to 249 lumens | 6.2427e-07 | 1.6019e-06 | 3.552e-06 | 6.9551e-06 | 1.2234e-05 | 1.9601e-05 | 2.8947e-05 | 3.9812e-05 | 5.1467e-05 | 6.3068e-05 | 7.3837e-05 | 8.3196e-05 | 9.0835e-05 | 9.6703e-05 | 0.00010095 | 0.00010384 | 0.00010568 | 0.00010675 | 0.00010731 | 0.00010764 | 0.0021615 | 0.0012046 | 0.00067338 | 0.0003017 | 4.4568e-05 | -0.089108 | Fixtures | 10.5207 | 1 |  |  |  | x | 10.5207 | 1 | 0 | -73.9724
LO3Slow | NR | Fixtures | Residential | Lighting | 0.00013802 | 0.00013084 | 1.1029 | -73.9724 | <0 | <40 | Multifamily - Low Rise | WA-Floor/Table_250 to 499 lumens | 4.3724e-06 | 1.122e-05 | 2.4878e-05 | 4.8714e-05 | 8.5685e-05 | 0.00013729 | 0.00020275 | 0.00027885 | 0.00036048 | 0.00044173 | 0.00051716 | 0.00058271 | 0.00063621 | 0.00067731 | 0.00070705 | 0.00072729 | 0.00074017 | 0.00074771 | 0.00075161 | 0.00075394 | 0.015139 | 0.0084371 | 0.0047164 | 0.0021131 | 0.00031216 | -0.62411 | Fixtures | 10.5207 | 1 |  |  |  | x | 10.5207 | 1 | 0 | -73.9724
LO3Slow | NR | Fixtures | Residential | Lighting | 0.00026483 | 0.00025106 | 2.1161 | -73.9724 | <0 | <40 | Multifamily - Low Rise | WA-Floor/Table_500 to 999 lumens | 3.7126e-05 | 9.5267e-05 | 0.00021124 | 0.00041362 | 0.00072754 | 0.0011657 | 0.0017215 | 0.0023676 | 0.0030607 | 0.0037507 | 0.0043911 | 0.0049477 | 0.005402 | 0.0057509 | 0.0060034 | 0.0061753 | 0.0062846 | 0.0063487 | 0.0063819 | 0.0064016 | 0.12855 | 0.071638 | 0.040046 | 0.017942 | 0.0026505 | -5.2993 | Fixtures | 10.5207 | 1 |  |  |  | x | 10.5207 | 1 | 0 | -73.9724
LO3Slow | NR | Fixtures | Residential | Lighting | 0.00048549 | 0.00046025 | 3.8794 | -73.9724 | <0 | <40 | Multifamily - Low Rise | WA-Floor/Table_1000 to 1999 lumens | 4.084e-05 | 0.0001048 | 0.00023237 | 0.000455 | 0.00080032 | 0.0012823 | 0.0018937 | 0.0026045 | 0.0033669 | 0.0041259 | 0.0048304 | 0.0054427 | 0.0059424 | 0.0063263 | 0.006604 | 0.0067931 | 0.0069134 | 0.0069838 | 0.0070203 | 0.007042 | 0.14141 | 0.078805 | 0.044052 | 0.019737 | 0.0029156 | -5.8294 | Fixtures | 10.5207 | 1 |  |  |  | x | 10.5207 | 1 | 0 | -73.9724
LO3Slow | NR | Fixtures | Residential | Lighting | 0.00094094 | 0.00089202 | 7.5187 | -73.9724 | <0 | <40 | Multifamily - Low Rise | WA-Floor/Table_2000 to 3999 lumens | 1.1372e-05 | 2.9181e-05 | 6.4704e-05 | 0.0001267 | 0.00022285 | 0.00035706 | 0.00052731 | 0.00072523 | 0.00093754 | 0.0011489 | 0.001345 | 0.0015155 | 0.0016547 | 0.0017616 | 0.0018389 | 0.0018916 | 0.001925 | 0.0019447 | 0.0019548 | 0.0019609 | 0.039375 | 0.021943 | 0.012267 | 0.0054959 | 0.00081186 | -1.6232 | Fixtures | 10.5207 | 1 |  |  |  | x | 10.5207 | 1 | 0 | -73.9724
LO3Slow | NR | Fixtures | Residential | Lighting | 0.0017187 | 0.0016294 | 13.7338 | -73.9724 | <0 | <40 | Multifamily - Low Rise | WA-Floor/Table_4000 to 7999 lumens | 1.3094e-06 | 3.36e-06 | 7.4503e-06 | 1.4588e-05 | 2.566e-05 | 4.1113e-05 | 6.0716e-05 | 8.3506e-05 | 0.00010795 | 0.00013229 | 0.00015487 | 0.0001745 | 0.00019053 | 0.00020283 | 0.00021174 | 0.0002178 | 0.00022166 | 0.00022392 | 0.00022509 | 0.00022578 | 0.0045338 | 0.0025267 | 0.0014124 | 0.00063281 | 9.3481e-05 | -0.1869 | Fixtures | 10.5207 | 1 |  |  |  | x | 10.5207 | 1 | 0 | -73.9724
LO3Slow | NR | Fixtures | Residential | Lighting | 0.00011143 | 0.00010541 | 0.88796 | -37.3815 | <0 | <40 | Multifamily - Low Rise | WA-Ceiling and Wall Flush Mount _0 to 249 lumens | 4.1571e-07 | 1.0667e-06 | 2.3653e-06 | 4.6315e-06 | 8.1465e-06 | 1.3052e-05 | 1.9276e-05 | 2.6511e-05 | 3.4272e-05 | 4.1998e-05 | 4.9169e-05 | 5.5401e-05 | 6.0488e-05 | 6.4395e-05 | 6.7223e-05 | 6.9147e-05 | 7.0371e-05 | 7.1089e-05 | 7.146e-05 | 7.1681e-05 | 0.0014394 | 0.00080216 | 0.00044841 | 0.0002009 | 2.9678e-05 | -0.029986 | Fixtures | 3.6094 | 1 |  |  |  | x | 3.6094 | 1 | 0 | -37.3815
LO3Slow | NR | Fixtures | Residential | Lighting | 0.00021828 | 0.0002065 | 1.7395 | -37.3815 | <0 | <40 | Multifamily - Low Rise | WA-Ceiling and Wall Flush Mount _250 to 499 lumens | 5.0759e-06 | 1.3025e-05 | 2.8881e-05 | 5.6551e-05 | 9.9469e-05 | 0.00015937 | 0.00023536 | 0.00032371 | 0.00041847 | 0.0005128 | 0.00060036 | 0.00067645 | 0.00073856 | 0.00078627 | 0.0008208 | 0.00084429 | 0.00085924 | 0.000868 | 0.00087253 | 0.00087523 | 0.017575 | 0.0097944 | 0.0054751 | 0.0024531 | 0.00036237 | -0.36613 | Fixtures | 3.6094 | 1 |  |  |  | x | 3.6094 | 1 | 0 | -37.3815
LO3Slow | NR | Fixtures | Residential | Lighting | 0.00041883 | 0.00039623 | 3.3377 | -37.3815 | <0 | <40 | Multifamily - Low Rise | WA-Ceiling and Wall Flush Mount _500 to 999 lumens | 4.744e-05 | 0.00012173 | 0.00026992 | 0.00052854 | 0.00092966 | 0.0014895 | 0.0021998 | 0.0030254 | 0.0039111 | 0.0047927 | 0.0056111 | 0.0063223 | 0.0069028 | 0.0073487 | 0.0076714 | 0.007891 | 0.0080307 | 0.0081125 | 0.0081549 | 0.0081801 | 0.16426 | 0.091541 | 0.051172 | 0.022927 | 0.0033868 | -3.4219 | Fixtures | 3.6094 | 1 |  |  |  | x | 3.6094 | 1 | 0 | -37.3815
LO3Slow | NR | Fixtures | Residential | Lighting | 0.00076781 | 0.00072638 | 6.1187 | -37.3815 | <0 | <40 | Multifamily - Low Rise | WA-Ceiling and Wall Flush Mount _1000 to 1999 lumens | 5.8603e-05 | 0.00015038 | 0.00033344 | 0.00065291 | 0.0011484 | 0.00184 | 0.0027174 | 0.0037374 | 0.0048314 | 0.0059205 | 0.0069314 | 0.00781 | 0.0085271 | 0.0090779 | 0.0094765 | 0.0097478 | 0.0099204 | 0.010022 | 0.010074 | 0.010105 | 0.20291 | 0.11308 | 0.063213 | 0.028322 | 0.0041838 | -4.2272 | Fixtures | 3.6094 | 1 |  |  |  | x | 3.6094 | 1 | 0 | -37.3815
LO3Slow | NR | Fixtures | Residential | Lighting | 0.0014881 | 0.0014078 | 11.8588 | -37.3815 | <0 | <40 | Multifamily - Low Rise | WA-Ceiling and Wall Flush Mount _2000 to 3999 lumens | 4.6348e-05 | 0.00011893 | 0.00026371 | 0.00051637 | 0.00090826 | 0.0014552 | 0.0021491 | 0.0029558 | 0.0038211 | 0.0046824 | 0.0054819 | 0.0061768 | 0.0067439 | 0.0071795 | 0.0074948 | 0.0077093 | 0.0078458 | 0.0079258 | 0.0079672 | 0.0079918 | 0.16048 | 0.089434 | 0.049994 | 0.022399 | 0.0033089 | -3.3432 | Fixtures | 3.6094 | 1 |  |  |  | x | 3.6094 | 1 | 0 | -37.3815
LO3Slow | NR | Fixtures | Residential | Lighting | 0.0027182 | 0.0025715 | 21.6616 | -37.3815 | <0 | <40 | Multifamily - Low Rise | WA-Ceiling and Wall Flush Mount _4000 to 7999 lumens | 1.2459e-05 | 3.1972e-05 | 7.0891e-05 | 0.00013881 | 0.00024416 | 0.0003912 | 0.00057773 | 0.00079458 | 0.0010272 | 0.0012587 | 0.0014737 | 0.0016604 | 0.0018129 | 0.00193 | 0.0020148 | 0.0020724 | 0.0021091 | 0.0021306 | 0.0021417 | 0.0021484 | 0.04314 | 0.024042 | 0.013439 | 0.0060214 | 0.00088949 | -0.89872 | Fixtures | 3.6094 | 1 |  |  |  | x | 3.6094 | 1 | 0 | -37.3815
LO3Slow | NR | Fixtures | Residential | Lighting | 7.9543e-05 | 7.5085e-05 | 0.63206 | -112.4296 | <0 | <40 | Multifamily - Low Rise | WA-Downlight Fixture_0 to 249 lumens | 1.5214e-08 | 3.904e-08 | 8.6564e-08 | 1.695e-07 | 2.9814e-07 | 4.7769e-07 | 7.0546e-07 | 9.7025e-07 | 1.2543e-06 | 1.537e-06 | 1.7995e-06 | 2.0275e-06 | 2.2137e-06 | 2.3567e-06 | 2.4602e-06 | 2.5306e-06 | 2.5754e-06 | 2.6017e-06 | 2.6153e-06 | 2.6234e-06 | 5.2678e-05 | 2.9357e-05 | 1.6411e-05 | 7.3526e-06 | 1.0862e-06 | -0.0033006 | Fixtures | 9.5904 | 1 |  |  |  | x | 9.5904 | 1 | 0 | -112.4296
LO3Slow | NR | Fixtures | Residential | Lighting | 0.00015582 | 0.00014709 | 1.2382 | -112.4296 | <0 | <40 | Multifamily - Low Rise | WA-Downlight Fixture_250 to 499 lumens | 2.513e-06 | 6.4486e-06 | 1.4299e-05 | 2.7998e-05 | 4.9246e-05 | 7.8904e-05 | 0.00011653 | 0.00016026 | 0.00020718 | 0.00025388 | 0.00029723 | 0.00033491 | 0.00036565 | 0.00038928 | 0.00040637 | 0.000418 | 0.0004254 | 0.00042974 | 0.00043198 | 0.00043332 | 0.0087012 | 0.0048491 | 0.0027107 | 0.0012145 | 0.00017941 | -0.54519 | Fixtures | 9.5904 | 1 |  |  |  | x | 9.5904 | 1 | 0 | -112.4296
LO3Slow | NR | Fixtures | Residential | Lighting | 0.00029899 | 0.00028223 | 2.3758 | -112.4296 | <0 | <40 | Multifamily - Low Rise | WA-Downlight Fixture_500 to 999 lumens | 8.8255e-05 | 0.00022647 | 0.00050215 | 0.00098326 | 0.0017295 | 0.002771 | 0.0040923 | 0.0056283 | 0.007276 | 0.0089161 | 0.010439 | 0.011762 | 0.012842 | 0.013671 | 0.014271 | 0.01468 | 0.01494 | 0.015092 | 0.015171 | 0.015218 | 0.30558 | 0.1703 | 0.095197 | 0.042652 | 0.0063007 | -19.1465 | Fixtures | 9.5904 | 1 |  |  |  | x | 9.5904 | 1 | 0 | -112.4296
LO3Slow | NR | Fixtures | Residential | Lighting | 0.00054811 | 0.0005174 | 4.3554 | -112.4296 | <0 | <40 | Multifamily - Low Rise | WA-Downlight Fixture_1000 to 1999 lumens | 2.6942e-05 | 6.9135e-05 | 0.00015329 | 0.00030016 | 0.00052797 | 0.00084593 | 0.0012493 | 0.0017182 | 0.0022212 | 0.0027219 | 0.0031866 | 0.0035905 | 0.0039202 | 0.0041734 | 0.0043567 | 0.0044814 | 0.0045607 | 0.0046072 | 0.0046313 | 0.0046456 | 0.093286 | 0.051988 | 0.029061 | 0.013021 | 0.0019234 | -5.845 | Fixtures | 9.5904 | 1 |  |  |  | x | 9.5904 | 1 | 0 | -112.4296
LO3Slow | NR | Fixtures | Residential | Lighting | 0.0010623 | 0.0010028 | 8.4413 | -112.4296 | <0 | <40 | Multifamily - Low Rise | WA-Downlight Fixture_2000 to 3999 lumens | 8.0185e-06 | 2.0576e-05 | 4.5623e-05 | 8.9335e-05 | 0.00015713 | 0.00025176 | 0.00037181 | 0.00051137 | 0.00066106 | 0.00081008 | 0.0009484 | 0.0010686 | 0.0011667 | 0.0012421 | 0.0012966 | 0.0013338 | 0.0013574 | 0.0013712 | 0.0013784 | 0.0013826 | 0.027764 | 0.015473 | 0.0086492 | 0.0038752 | 0.00057245 | -1.7396 | Fixtures | 9.5904 | 1 |  |  |  | x | 9.5904 | 1 | 0 | -112.4296
LO3Slow | NR | Fixtures | Residential | Lighting | 0.0019404 | 0.0018317 | 15.4191 | -112.4296 | <0 | <40 | Multifamily - Low Rise | WA-Downlight Fixture_4000 to 7999 lumens | 2.5254e-06 | 6.4803e-06 | 1.4369e-05 | 2.8135e-05 | 4.9488e-05 | 7.9292e-05 | 0.0001171 | 0.00016105 | 0.0002082 | 0.00025513 | 0.00029869 | 0.00033655 | 0.00036745 | 0.00039119 | 0.00040837 | 0.00042006 | 0.00042749 | 0.00043185 | 0.00043411 | 0.00043545 | 0.008744 | 0.004873 | 0.002724 | 0.0012205 | 0.00018029 | -0.54787 | Fixtures | 9.5904 | 1 |  |  |  | x | 9.5904 | 1 | 0 | -112.4296
LO3Slow | NR | Fixtures | Residential | Lighting | 0.00014232 | 0.00016147 | 0.7969 | -73.9245 | <0 | <40 | Multifamily - Low Rise | WA-Exterior Porch_0 to 249 lumens | 2.3604e-10 | 6.0568e-10 | 1.343e-09 | 2.6297e-09 | 4.6255e-09 | 7.4111e-09 | 1.0945e-08 | 1.5053e-08 | 1.9459e-08 | 2.3846e-08 | 2.7918e-08 | 3.1456e-08 | 3.4344e-08 | 3.6563e-08 | 3.8168e-08 | 3.9261e-08 | 3.9956e-08 | 4.0363e-08 | 4.0574e-08 | 4.07e-08 | 8.1726e-07 | 4.5546e-07 | 2.546e-07 | 1.1407e-07 | 1.6851e-08 | -3.3669e-05 | Fixtures | 12.2733 | 1 |  |  |  | x | 12.2733 | 1 | 0 | -73.9245
LO3Slow | NR | Fixtures | Residential | Lighting | 0.0002788 | 0.00031631 | 1.5611 | -73.9245 | <0 | <40 | Multifamily - Low Rise | WA-Exterior Porch_250 to 499 lumens | 7.4812e-08 | 1.9197e-07 | 4.2566e-07 | 8.3349e-07 | 1.4661e-06 | 2.3489e-06 | 3.469e-06 | 4.771e-06 | 6.1677e-06 | 7.558e-06 | 8.8485e-06 | 9.9701e-06 | 1.0885e-05 | 1.1589e-05 | 1.2098e-05 | 1.2444e-05 | 1.2664e-05 | 1.2793e-05 | 1.286e-05 | 1.29e-05 | 0.00025903 | 0.00014436 | 8.0697e-05 | 3.6155e-05 | 5.3409e-06 | -0.010672 | Fixtures | 12.2733 | 1 |  |  |  | x | 12.2733 | 1 | 0 | -73.9245
LO3Slow | NR | Fixtures | Residential | Lighting | 0.00053494 | 0.00060693 | 2.9954 | -73.9245 | <0 | <40 | Multifamily - Low Rise | WA-Exterior Porch_500 to 999 lumens | 3.7401e-06 | 9.5973e-06 | 2.128e-05 | 4.1669e-05 | 7.3293e-05 | 0.00011743 | 0.00017343 | 0.00023852 | 0.00030834 | 0.00037785 | 0.00044237 | 0.00049844 | 0.0005442 | 0.00057936 | 0.0006048 | 0.00062211 | 0.00063312 | 0.00063958 | 0.00064292 | 0.00064491 | 0.01295 | 0.0072169 | 0.0040343 | 0.0018075 | 0.00026701 | -0.53351 | Fixtures | 12.2733 | 1 |  |  |  | x | 12.2733 | 1 | 0 | -73.9245
LO3Slow | NR | Fixtures | Residential | Lighting | 0.00098067 | 0.0011126 | 5.4913 | -73.9245 | <0 | <40 | Multifamily - Low Rise | WA-Exterior Porch_1000 to 1999 lumens | 7.3249e-06 | 1.8796e-05 | 4.1677e-05 | 8.1608e-05 | 0.00014354 | 0.00022999 | 0.00033965 | 0.00046714 | 0.00060389 | 0.00074001 | 0.00086637 | 0.00097619 | 0.0010658 | 0.0011347 | 0.0011845 | 0.0012184 | 0.00124 | 0.0012526 | 0.0012591 | 0.001263 | 0.025362 | 0.014134 | 0.0079012 | 0.00354 | 0.00052294 | -1.0449 | Fixtures | 12.2733 | 1 |  |  |  | x | 12.2733 | 1 | 0 | -73.9245
LO3Slow | NR | Fixtures | Residential | Lighting | 0.0019007 | 0.0021564 | 10.6428 | -73.9245 | <0 | <40 | Multifamily - Low Rise | WA-Exterior Porch_2000 to 3999 lumens | 6.9302e-06 | 1.7783e-05 | 3.9431e-05 | 7.7211e-05 | 0.00013581 | 0.0002176 | 0.00032135 | 0.00044196 | 0.00057134 | 0.00070013 | 0.00081968 | 0.00092358 | 0.0010084 | 0.0010735 | 0.0011207 | 0.0011527 | 0.0011731 | 0.0011851 | 0.0011913 | 0.001195 | 0.023996 | 0.013373 | 0.0074754 | 0.0033492 | 0.00049476 | -0.98856 | Fixtures | 12.2733 | 1 |  |  |  | x | 12.2733 | 1 | 0 | -73.9245
LO3Slow | NR | Fixtures | Residential | Lighting | 0.0034718 | 0.003939 | 19.4403 | -73.9245 | <0 | <40 | Multifamily - Low Rise | WA-Exterior Porch_4000 to 7999 lumens | 3.0367e-07 | 7.7924e-07 | 1.7278e-06 | 3.3832e-06 | 5.9509e-06 | 9.5347e-06 | 1.4081e-05 | 1.9366e-05 | 2.5035e-05 | 3.0679e-05 | 3.5917e-05 | 4.047e-05 | 4.4186e-05 | 4.704e-05 | 4.9105e-05 | 5.0511e-05 | 5.1405e-05 | 5.1929e-05 | 5.2201e-05 | 5.2362e-05 | 0.0010514 | 0.00058597 | 0.00032756 | 0.00014676 | 2.168e-05 | -0.043317 | Fixtures | 12.2733 | 1 |  |  |  | x | 12.2733 | 1 | 0 | -73.9245
LO3Slow | NR | Fixtures | Residential | Lighting | 0.00011634 | 0.00013606 | 0.64697 | -109.2876 | <0 | <40 | Multifamily - Low Rise | WA-Chandelier/Pendant_0 to 249 lumens | 1.4567e-07 | 3.7381e-07 | 8.2885e-07 | 1.623e-06 | 2.8547e-06 | 4.5739e-06 | 6.7548e-06 | 9.2901e-06 | 1.201e-05 | 1.4717e-05 | 1.723e-05 | 1.9414e-05 | 2.1196e-05 | 2.2565e-05 | 2.3556e-05 | 2.4231e-05 | 2.466e-05 | 2.4911e-05 | 2.5041e-05 | 2.5119e-05 | 0.00050439 | 0.00028109 | 0.00015713 | 7.0401e-05 | 1.04e-05 | -0.03072 | Fixtures | 5.6742 | 1 |  |  |  | x | 5.6742 | 1 | 0 | -109.2876
LO3Slow | NR | Fixtures | Residential | Lighting | 0.00022792 | 0.00026653 | 1.2674 | -109.2876 | <0 | <40 | Multifamily - Low Rise | WA-Chandelier/Pendant_250 to 499 lumens | 1.1775e-06 | 3.0216e-06 | 6.6999e-06 | 1.3119e-05 | 2.3075e-05 | 3.6972e-05 | 5.4601e-05 | 7.5095e-05 | 9.7078e-05 | 0.00011896 | 0.00013927 | 0.00015693 | 0.00017134 | 0.0001824 | 0.00019041 | 0.00019586 | 0.00019933 | 0.00020136 | 0.00020242 | 0.00020304 | 0.0040771 | 0.0022722 | 0.0012702 | 0.00056908 | 8.4066e-05 | -0.24832 | Fixtures | 5.6742 | 1 |  |  |  | x | 5.6742 | 1 | 0 | -109.2876
LO3Slow | NR | Fixtures | Residential | Lighting | 0.00043732 | 0.00051142 | 2.4318 | -109.2876 | <0 | <40 | Multifamily - Low Rise | WA-Chandelier/Pendant_500 to 999 lumens | 8.6565e-06 | 2.2213e-05 | 4.9254e-05 | 9.6444e-05 | 0.00016964 | 0.0002718 | 0.0004014 | 0.00055206 | 0.00071367 | 0.00087454 | 0.0010239 | 0.0011536 | 0.0012596 | 0.0013409 | 0.0013998 | 0.0014399 | 0.0014654 | 0.0014803 | 0.001488 | 0.0014927 | 0.029973 | 0.016704 | 0.0093375 | 0.0041835 | 0.000618 | -1.8255 | Fixtures | 5.6742 | 1 |  |  |  | x | 5.6742 | 1 | 0 | -109.2876
LO3Slow | NR | Fixtures | Residential | Lighting | 0.0008017 | 0.00093754 | 4.4581 | -109.2876 | <0 | <40 | Multifamily - Low Rise | WA-Chandelier/Pendant_1000 to 1999 lumens | 1.4665e-05 | 3.7631e-05 | 8.3439e-05 | 0.00016338 | 0.00028738 | 0.00046044 | 0.00067999 | 0.00093522 | 0.001209 | 0.0014815 | 0.0017345 | 0.0019543 | 0.0021338 | 0.0022716 | 0.0023714 | 0.0024393 | 0.0024824 | 0.0025077 | 0.0025208 | 0.0025286 | 0.050776 | 0.028297 | 0.015818 | 0.0070872 | 0.0010469 | -3.0925 | Fixtures | 5.6742 | 1 |  |  |  | x | 5.6742 | 1 | 0 | -109.2876
LO3Slow | NR | Fixtures | Residential | Lighting | 0.0015538 | 0.0018171 | 8.6404 | -109.2876 | <0 | <40 | Multifamily - Low Rise | WA-Chandelier/Pendant_2000 to 3999 lumens | 2.1144e-05 | 5.4257e-05 | 0.00012031 | 0.00023557 | 0.00041435 | 0.00066388 | 0.00098043 | 0.0013484 | 0.0017432 | 0.0021361 | 0.0025009 | 0.0028178 | 0.0030766 | 0.0032753 | 0.0034191 | 0.003517 | 0.0035793 | 0.0036157 | 0.0036346 | 0.0036459 | 0.07321 | 0.0408 | 0.022807 | 0.010219 | 0.0015095 | -4.4589 | Fixtures | 5.6742 | 1 |  |  |  | x | 5.6742 | 1 | 0 | -109.2876
LO3Slow | NR | Fixtures | Residential | Lighting | 0.0028382 | 0.0033191 | 15.7827 | -109.2876 | <0 | <40 | Multifamily - Low Rise | WA-Chandelier/Pendant_4000 to 7999 lumens | 1.2702e-05 | 3.2594e-05 | 7.2272e-05 | 0.00014151 | 0.00024892 | 0.00039882 | 0.00058898 | 0.00081005 | 0.0010472 | 0.0012832 | 0.0015024 | 0.0016928 | 0.0018482 | 0.0019676 | 0.002054 | 0.0021128 | 0.0021502 | 0.0021721 | 0.0021835 | 0.0021902 | 0.04398 | 0.02451 | 0.013701 | 0.0061386 | 0.00090682 | -2.6786 | Fixtures | 5.6742 | 1 |  |  |  | x | 5.6742 | 1 | 0 | -109.2876
LO3Slow | NR | Fixtures | Residential | Lighting | 2.898e-05 | 2.7142e-05 | 0.22794 | 11.6324 | 10-20 | <40 | Multifamily - Low Rise | WA-Linear Flush Mount_0 to 249 lumens | 3.3665e-08 | 8.6386e-08 | 1.9154e-07 | 3.7506e-07 | 6.5971e-07 | 1.057e-06 | 1.561e-06 | 2.1469e-06 | 2.7754e-06 | 3.401e-06 | 3.9818e-06 | 4.4864e-06 | 4.8984e-06 | 5.2148e-06 | 5.4438e-06 | 5.5996e-06 | 5.6987e-06 | 5.7568e-06 | 5.7869e-06 | 5.8048e-06 | 0.00011656 | 6.496e-05 | 3.6313e-05 | 1.6269e-05 | 2.4034e-06 | 0.00075564 | Fixtures | 1.5691 | 1 |  |  |  | x | #REF! | #REF! | 18.252 | -6.6196
LO3Slow | NR | Fixtures | Residential | Lighting | 5.6772e-05 | 5.3172e-05 | 0.44653 | 11.6324 | 10-20 | <40 | Multifamily - Low Rise | WA-Linear Flush Mount_250 to 499 lumens | 9.6056e-07 | 2.4649e-06 | 5.4654e-06 | 1.0702e-05 | 1.8824e-05 | 3.016e-05 | 4.454e-05 | 6.1258e-05 | 7.9191e-05 | 9.7042e-05 | 0.00011361 | 0.00012801 | 0.00013977 | 0.00014879 | 0.00015533 | 0.00015977 | 0.0001626 | 0.00016426 | 0.00016512 | 0.00016563 | 0.0033259 | 0.0018535 | 0.0010361 | 0.00046422 | 6.8576e-05 | 0.021561 | Fixtures | 1.5691 | 1 |  |  |  | x | #REF! | #REF! | 18.252 | -6.6196
LO3Slow | NR | Fixtures | Residential | Lighting | 0.00010893 | 0.00010202 | 0.85678 | 11.6324 | 10-20 | <40 | Multifamily - Low Rise | WA-Linear Flush Mount_500 to 999 lumens | 1.8767e-05 | 4.8156e-05 | 0.00010678 | 0.00020908 | 0.00036776 | 0.00058924 | 0.00087019 | 0.0011968 | 0.0015472 | 0.0018959 | 0.0022197 | 0.002501 | 0.0027306 | 0.002907 | 0.0030347 | 0.0031215 | 0.0031768 | 0.0032092 | 0.003226 | 0.0032359 | 0.064979 | 0.036212 | 0.020243 | 0.0090696 | 0.0013398 | 0.42124 | Fixtures | 1.5691 | 1 |  |  |  | x | #REF! | #REF! | 18.2519 | -6.6196
LO3Slow | NR | Fixtures | Residential | Lighting | 0.0001997 | 0.00018703 | 1.5707 | 11.6324 | 10-20 | <40 | Multifamily - Low Rise | WA-Linear Flush Mount_1000 to 1999 lumens | 3.0719e-05 | 7.8826e-05 | 0.00017478 | 0.00034224 | 0.00060198 | 0.00096451 | 0.0014244 | 0.001959 | 0.0025325 | 0.0031034 | 0.0036333 | 0.0040938 | 0.0044697 | 0.0047585 | 0.0049674 | 0.0051096 | 0.0052001 | 0.0052531 | 0.0052805 | 0.0052968 | 0.10636 | 0.059275 | 0.033135 | 0.014846 | 0.0021931 | 0.68951 | Fixtures | 1.5691 | 1 |  |  |  | x | #REF! | #REF! | 18.2519 | -6.6196
LO3Slow | NR | Fixtures | Residential | Lighting | 0.00038704 | 0.00036249 | 3.0442 | 11.6324 | 10-20 | <40 | Multifamily - Low Rise | WA-Linear Flush Mount_2000 to 3999 lumens | 1.1381e-05 | 2.9205e-05 | 6.4756e-05 | 0.0001268 | 0.00022303 | 0.00035734 | 0.00052773 | 0.00072582 | 0.00093829 | 0.0011498 | 0.0013461 | 0.0015167 | 0.001656 | 0.001763 | 0.0018404 | 0.0018931 | 0.0019266 | 0.0019462 | 0.0019564 | 0.0019625 | 0.039407 | 0.021961 | 0.012276 | 0.0055003 | 0.00081252 | 0.25546 | Fixtures | 1.5691 | 1 |  |  |  | x | #REF! | #REF! | 18.2519 | -6.6196
LO3Slow | NR | Fixtures | Residential | Lighting | 0.00070697 | 0.00066213 | 5.5605 | 11.6324 | 10-20 | <40 | Multifamily - Low Rise | WA-Linear Flush Mount_4000 to 7999 lumens | 1.3145e-06 | 3.3731e-06 | 7.4794e-06 | 1.4645e-05 | 2.576e-05 | 4.1273e-05 | 6.0953e-05 | 8.3832e-05 | 0.00010837 | 0.0001328 | 0.00015548 | 0.00017518 | 0.00019127 | 0.00020363 | 0.00021257 | 0.00021865 | 0.00022252 | 0.00022479 | 0.00022596 | 0.00022666 | 0.0045515 | 0.0025365 | 0.0014179 | 0.00063528 | 9.3846e-05 | 0.029506 | Fixtures | 1.5691 | 1 |  |  |  | x | #REF! | #REF! | 18.2519 | -6.6196
LO3Slow | NR | Fixtures | Residential | Lighting | 2.1873e-05 | 2.0242e-05 | 0.16937 | 20.5429 | 20-30 | <40 | Multifamily - Low Rise | WA-Linear Shop_0 to 249 lumens | 7.9299e-09 | 2.0349e-08 | 4.5119e-08 | 8.8348e-08 | 1.554e-07 | 2.4898e-07 | 3.677e-07 | 5.0572e-07 | 6.5376e-07 | 8.0113e-07 | 9.3792e-07 | 1.0568e-06 | 1.1538e-06 | 1.2284e-06 | 1.2823e-06 | 1.319e-06 | 1.3424e-06 | 1.3561e-06 | 1.3631e-06 | 1.3674e-06 | 2.7457e-05 | 1.5302e-05 | 8.5537e-06 | 3.8324e-06 | 5.6613e-07 | 0.00031434 | Fixtures | 1.2346 | 1 |  |  |  | x | #REF! | #REF! | 25.3629 | -4.82
LO3Slow | NR | Fixtures | Residential | Lighting | 4.2848e-05 | 3.9655e-05 | 0.33179 | 20.5429 | 20-30 | <40 | Multifamily - Low Rise | WA-Linear Shop_250 to 499 lumens | 0 | 0 | 0 | 0 | 0 | 0 | 0 | 0 | 0 | 0 | 0 | 0 | 0 | 0 | 0 | 0 | 0 | 0 | 0 | 0 | 0 | 0 | 0 | 0 | 0 | 0 | Fixtures | 1.2346 | 1 |  |  |  | x | #REF! | #REF! | 25.3629 | -4.82
LO3Slow | NR | Fixtures | Residential | Lighting | 8.2216e-05 | 7.6087e-05 | 0.63662 | 20.5429 | 20-30 | <40 | Multifamily - Low Rise | WA-Linear Shop_500 to 999 lumens | 1.247e-08 | 3.1998e-08 | 7.095e-08 | 1.3893e-07 | 2.4436e-07 | 3.9153e-07 | 5.7821e-07 | 7.9524e-07 | 1.028e-06 | 1.2598e-06 | 1.4749e-06 | 1.6618e-06 | 1.8144e-06 | 1.9316e-06 | 2.0164e-06 | 2.0742e-06 | 2.1109e-06 | 2.1324e-06 | 2.1435e-06 | 2.1502e-06 | 4.3176e-05 | 2.4062e-05 | 1.3451e-05 | 6.0264e-06 | 8.9024e-07 | 0.0004943 | Fixtures | 1.2346 | 1 |  |  |  | x | #REF! | #REF! | 25.3629 | -4.82
LO3Slow | NR | Fixtures | Residential | Lighting | 0.00015072 | 0.00013949 | 1.1671 | 20.5429 | 20-30 | <40 | Multifamily - Low Rise | WA-Linear Shop_1000 to 1999 lumens | 6.9934e-09 | 1.7946e-08 | 3.9791e-08 | 7.7915e-08 | 1.3705e-07 | 2.1958e-07 | 3.2428e-07 | 4.46e-07 | 5.7656e-07 | 7.0652e-07 | 8.2716e-07 | 9.32e-07 | 1.0176e-06 | 1.0833e-06 | 1.1309e-06 | 1.1632e-06 | 1.1838e-06 | 1.1959e-06 | 1.2022e-06 | 1.2059e-06 | 2.4214e-05 | 1.3495e-05 | 7.5435e-06 | 3.3798e-06 | 4.9927e-07 | 0.00027722 | Fixtures | 1.2346 | 1 |  |  |  | x | #REF! | #REF! | 25.3629 | -4.82
LO3Slow | NR | Fixtures | Residential | Lighting | 0.00029211 | 0.00027034 | 2.2619 | 20.5429 | 20-30 | <40 | Multifamily - Low Rise | WA-Linear Shop_2000 to 3999 lumens | 0 | 0 | 0 | 0 | 0 | 0 | 0 | 0 | 0 | 0 | 0 | 0 | 0 | 0 | 0 | 0 | 0 | 0 | 0 | 0 | 0 | 0 | 0 | 0 | 0 | 0 | Fixtures | 1.2346 | 1 |  |  |  | x | #REF! | #REF! | 25.3629 | -4.82
LO3Slow | NR | Fixtures | Residential | Lighting | 0.00053358 | 0.00049381 | 4.1317 | 20.5429 | 20-30 | <40 | Multifamily - Low Rise | WA-Linear Shop_4000 to 7999 lumens | 1.011e-07 | 2.5942e-07 | 5.7521e-07 | 1.1263e-06 | 1.9811e-06 | 3.1742e-06 | 4.6877e-06 | 6.4473e-06 | 8.3346e-06 | 1.0213e-05 | 1.1957e-05 | 1.3473e-05 | 1.471e-05 | 1.566e-05 | 1.6348e-05 | 1.6816e-05 | 1.7114e-05 | 1.7288e-05 | 1.7378e-05 | 1.7432e-05 | 0.00035004 | 0.00019508 | 0.00010905 | 4.8858e-05 | 7.2174e-06 | 0.0040074 | Fixtures | 1.2346 | 1 |  |  |  | x | #REF! | #REF! | 25.3629 | -4.82
LO3Slow | NR | Fixtures | Residential | Lighting | 0.00021426 | 0.00020326 | 1.7136 | -52.1552 | <0 | <40 | Multifamily - Low Rise | WA-Track_0 to 249 lumens | 3.7756e-09 | 9.6884e-09 | 2.1482e-08 | 4.2064e-08 | 7.3989e-08 | 1.1855e-07 | 1.7507e-07 | 2.4078e-07 | 3.1127e-07 | 3.8144e-07 | 4.4657e-07 | 5.0317e-07 | 5.4937e-07 | 5.8486e-07 | 6.1054e-07 | 6.2801e-07 | 6.3913e-07 | 6.4565e-07 | 6.4902e-07 | 6.5103e-07 | 1.3073e-05 | 7.2854e-06 | 4.0726e-06 | 1.8247e-06 | 2.6955e-07 | -0.00037997 | Fixtures | 5.0418 | 1 |  |  |  | x | 5.0418 | 1 | 0 | -52.1552
LO3Slow | NR | Fixtures | Residential | Lighting | 0.00041973 | 0.00039818 | 3.3569 | -52.1552 | <0 | <40 | Multifamily - Low Rise | WA-Track_250 to 499 lumens | 3.4438e-07 | 8.837e-07 | 1.9595e-06 | 3.8368e-06 | 6.7487e-06 | 1.0813e-05 | 1.5969e-05 | 2.1962e-05 | 2.8392e-05 | 3.4792e-05 | 4.0732e-05 | 4.5895e-05 | 5.0109e-05 | 5.3346e-05 | 5.5688e-05 | 5.7282e-05 | 5.8297e-05 | 5.8891e-05 | 5.9198e-05 | 5.9382e-05 | 0.0011924 | 0.00066452 | 0.00037147 | 0.00016643 | 2.4586e-05 | -0.034658 | Fixtures | 5.0418 | 1 |  |  |  | x | 5.0418 | 1 | 0 | -52.1552
LO3Slow | NR | Fixtures | Residential | Lighting | 0.00080537 | 0.00076401 | 6.4411 | -52.1552 | <0 | <40 | Multifamily - Low Rise | WA-Track_500 to 999 lumens | 5.483e-06 | 1.407e-05 | 3.1197e-05 | 6.1087e-05 | 0.00010745 | 0.00017215 | 0.00025424 | 0.00034967 | 0.00045203 | 0.00055393 | 0.00064851 | 0.00073071 | 0.0007978 | 0.00084934 | 0.00088663 | 0.00091201 | 0.00092816 | 0.00093762 | 0.00094251 | 0.00094543 | 0.018985 | 0.01058 | 0.0059143 | 0.0026498 | 0.00039144 | -0.5518 | Fixtures | 5.0418 | 1 |  |  |  | x | 5.0418 | 1 | 0 | -52.1552
LO3Slow | NR | Fixtures | Residential | Lighting | 0.0014764 | 0.0014006 | 11.808 | -52.1552 | <0 | <40 | Multifamily - Low Rise | WA-Track_1000 to 1999 lumens | 7.967e-06 | 2.0444e-05 | 4.533e-05 | 8.8761e-05 | 0.00015612 | 0.00025015 | 0.00036942 | 0.00050808 | 0.00065682 | 0.00080488 | 0.00094231 | 0.0010617 | 0.0011592 | 0.0012341 | 0.0012883 | 0.0013252 | 0.0013486 | 0.0013624 | 0.0013695 | 0.0013737 | 0.027585 | 0.015373 | 0.0085937 | 0.0038503 | 0.00056877 | -0.80179 | Fixtures | 5.0418 | 1 |  |  |  | x | 5.0418 | 1 | 0 | -52.1552
LO3Slow | NR | Fixtures | Residential | Lighting | 0.0028615 | 0.0027146 | 22.8853 | -52.1552 | <0 | <40 | Multifamily - Low Rise | WA-Track_2000 to 3999 lumens | 1.2723e-05 | 3.2649e-05 | 7.2394e-05 | 0.00014175 | 0.00024934 | 0.00039949 | 0.00058998 | 0.00081142 | 0.001049 | 0.0012854 | 0.0015049 | 0.0016956 | 0.0018513 | 0.0019709 | 0.0020575 | 0.0021164 | 0.0021538 | 0.0021758 | 0.0021871 | 0.0021939 | 0.044055 | 0.024551 | 0.013724 | 0.006149 | 0.00090835 | -1.2805 | Fixtures | 5.0418 | 1 |  |  |  | x | 5.0418 | 1 | 0 | -52.1552
LO3Slow | NR | Fixtures | Residential | Lighting | 0.0052269 | 0.0049585 | 41.8027 | -52.1552 | <0 | <40 | Multifamily - Low Rise | WA-Track_4000 to 7999 lumens | 5.1186e-06 | 1.3135e-05 | 2.9124e-05 | 5.7028e-05 | 0.00010031 | 0.00016072 | 0.00023735 | 0.00032643 | 0.00042199 | 0.00051712 | 0.00060542 | 0.00068215 | 0.00074479 | 0.0007929 | 0.00082771 | 0.00085141 | 0.00086648 | 0.00087532 | 0.00087989 | 0.00088261 | 0.017723 | 0.009877 | 0.0055213 | 0.0024737 | 0.00036543 | -0.51514 | Fixtures | 5.0418 | 1 |  |  |  | x | 5.0418 | 1 | 0 | -52.1552
LO3Slow | NR | Fixtures | Residential | Lighting | 9.9203e-05 | 9.4046e-05 | 0.7927 | -66.87 | <0 | <40 | Multifamily - High Rise | ID/MT/OR-Floor/Table_0 to 249 lumens | 2.3066e-07 | 5.9189e-07 | 1.3124e-06 | 2.5698e-06 | 4.5202e-06 | 7.2423e-06 | 1.0696e-05 | 1.471e-05 | 1.9016e-05 | 2.3303e-05 | 2.7282e-05 | 3.074e-05 | 3.3562e-05 | 3.573e-05 | 3.7299e-05 | 3.8367e-05 | 3.9046e-05 | 3.9444e-05 | 3.965e-05 | 3.9773e-05 | 0.00079866 | 0.00044509 | 0.00024881 | 0.00011147 | 1.6467e-05 | -0.029763 | Fixtures | 8.6572 | 1 |  |  |  | x | 8.6572 | 1 | 0 | -66.87
LO3Slow | NR | Fixtures | Residential | Lighting | 0.00019434 | 0.00018423 | 1.5529 | -66.87 | <0 | <40 | Multifamily - High Rise | ID/MT/OR-Floor/Table_250 to 499 lumens | 1.6156e-06 | 4.1456e-06 | 9.1922e-06 | 1.7999e-05 | 3.1659e-05 | 5.0726e-05 | 7.4912e-05 | 0.00010303 | 0.00013319 | 0.00016321 | 0.00019108 | 0.0002153 | 0.00023507 | 0.00025026 | 0.00026125 | 0.00026872 | 0.00027348 | 0.00027627 | 0.00027771 | 0.00027857 | 0.0055938 | 0.0031174 | 0.0017427 | 0.00078077 | 0.00011534 | -0.20846 | Fixtures | 8.6572 | 1 |  |  |  | x | 8.6572 | 1 | 0 | -66.87
LO3Slow | NR | Fixtures | Residential | Lighting | 0.00037289 | 0.0003535 | 2.9796 | -66.87 | <0 | <40 | Multifamily - High Rise | ID/MT/OR-Floor/Table_500 to 999 lumens | 1.3718e-05 | 3.52e-05 | 7.805e-05 | 0.00015283 | 0.00026882 | 0.0004307 | 0.00063607 | 0.00087482 | 0.0011309 | 0.0013858 | 0.0016225 | 0.0018281 | 0.001996 | 0.0021249 | 0.0022182 | 0.0022817 | 0.0023221 | 0.0023458 | 0.002358 | 0.0023653 | 0.047496 | 0.02647 | 0.014797 | 0.0066294 | 0.00097932 | -1.77 | Fixtures | 8.6572 | 1 |  |  |  | x | 8.6572 | 1 | 0 | -66.87
LO3Slow | NR | Fixtures | Residential | Lighting | 0.00068359 | 0.00064805 | 5.4623 | -66.87 | <0 | <40 | Multifamily - High Rise | ID/MT/OR-Floor/Table_1000 to 1999 lumens | 1.509e-05 | 3.8721e-05 | 8.5858e-05 | 0.00016812 | 0.00029571 | 0.00047379 | 0.0006997 | 0.00096233 | 0.001244 | 0.0015245 | 0.0017848 | 0.002011 | 0.0021956 | 0.0023375 | 0.0024401 | 0.00251 | 0.0025544 | 0.0025804 | 0.0025939 | 0.0026019 | 0.052248 | 0.029118 | 0.016277 | 0.0072926 | 0.0010773 | -1.9471 | Fixtures | 8.6572 | 1 |  |  |  | x | 8.6572 | 1 | 0 | -66.87
LO3Slow | NR | Fixtures | Residential | Lighting | 0.0013249 | 0.001256 | 10.5866 | -66.87 | <0 | <40 | Multifamily - High Rise | ID/MT/OR-Floor/Table_2000 to 3999 lumens | 4.2018e-06 | 1.0782e-05 | 2.3907e-05 | 4.6813e-05 | 8.2341e-05 | 0.00013193 | 0.00019483 | 0.00026796 | 0.00034641 | 0.00042449 | 0.00049698 | 0.00055997 | 0.00061138 | 0.00065088 | 0.00067946 | 0.00069891 | 0.00071128 | 0.00071853 | 0.00072229 | 0.00072452 | 0.014549 | 0.0081079 | 0.0045323 | 0.0020307 | 0.00029997 | -0.54217 | Fixtures | 8.6572 | 1 |  |  |  | x | 8.6572 | 1 | 0 | -66.87
LO3Slow | NR | Fixtures | Residential | Lighting | 0.0024201 | 0.0022942 | 19.3377 | -66.87 | <0 | <40 | Multifamily - High Rise | ID/MT/OR-Floor/Table_4000 to 7999 lumens | 4.8381e-07 | 1.2415e-06 | 2.7528e-06 | 5.3902e-06 | 9.4811e-06 | 1.5191e-05 | 2.2434e-05 | 3.0855e-05 | 3.9887e-05 | 4.8878e-05 | 5.7224e-05 | 6.4477e-05 | 7.0397e-05 | 7.4945e-05 | 7.8235e-05 | 8.0475e-05 | 8.19e-05 | 8.2735e-05 | 8.3167e-05 | 8.3424e-05 | 0.0016752 | 0.00093357 | 0.00052187 | 0.00023382 | 3.454e-05 | -0.062428 | Fixtures | 8.6572 | 1 |  |  |  | x | 8.6572 | 1 | 0 | -66.87
LO3Slow | NR | Fixtures | Residential | Lighting | 0.00013061 | 0.00012357 | 1.0409 | -37.1249 | <0 | <40 | Multifamily - High Rise | ID/MT/OR-Ceiling and Wall Flush Mount _0 to 249 lumens | 1.2787e-07 | 3.2813e-07 | 7.2758e-07 | 1.4247e-06 | 2.5059e-06 | 4.015e-06 | 5.9294e-06 | 8.155e-06 | 1.0542e-05 | 1.2919e-05 | 1.5125e-05 | 1.7042e-05 | 1.8606e-05 | 1.9808e-05 | 2.0678e-05 | 2.127e-05 | 2.1647e-05 | 2.1867e-05 | 2.1981e-05 | 2.2049e-05 | 0.00044276 | 0.00024675 | 0.00013793 | 6.1799e-05 | 9.1291e-06 | -0.0091605 | Fixtures | 3.7716 | 1 |  |  |  | x | 3.7716 | 1 | 0 | -37.1249
LO3Slow | NR | Fixtures | Residential | Lighting | 0.00025587 | 0.00024207 | 2.0391 | -37.1249 | <0 | <40 | Multifamily - High Rise | ID/MT/OR-Ceiling and Wall Flush Mount _250 to 499 lumens | 1.5614e-06 | 4.0065e-06 | 8.8838e-06 | 1.7395e-05 | 3.0597e-05 | 4.9024e-05 | 7.2399e-05 | 9.9574e-05 | 0.00012872 | 0.00015774 | 0.00018467 | 0.00020808 | 0.00022718 | 0.00024186 | 0.00025248 | 0.00025971 | 0.00026431 | 0.000267 | 0.0002684 | 0.00026923 | 0.0054061 | 0.0030128 | 0.0016842 | 0.00075457 | 0.00011147 | -0.11185 | Fixtures | 3.7716 | 1 |  |  |  | x | 3.7716 | 1 | 0 | -37.1249
LO3Slow | NR | Fixtures | Residential | Lighting | 0.00049096 | 0.00046447 | 3.9125 | -37.1249 | <0 | <40 | Multifamily - High Rise | ID/MT/OR-Ceiling and Wall Flush Mount _500 to 999 lumens | 1.4593e-05 | 3.7446e-05 | 8.303e-05 | 0.00016258 | 0.00028597 | 0.00045819 | 0.00067666 | 0.00093064 | 0.0012031 | 0.0014743 | 0.001726 | 0.0019448 | 0.0021233 | 0.0022605 | 0.0023597 | 0.0024273 | 0.0024703 | 0.0024955 | 0.0025085 | 0.0025163 | 0.050527 | 0.028159 | 0.015741 | 0.0070524 | 0.0010418 | -1.0454 | Fixtures | 3.7716 | 1 |  |  |  | x | 3.7716 | 1 | 0 | -37.1249
LO3Slow | NR | Fixtures | Residential | Lighting | 0.00090004 | 0.00085147 | 7.1725 | -37.1249 | <0 | <40 | Multifamily - High Rise | ID/MT/OR-Ceiling and Wall Flush Mount _1000 to 1999 lumens | 1.8027e-05 | 4.6258e-05 | 0.00010257 | 0.00020084 | 0.00035326 | 0.000566 | 0.00083588 | 0.0011496 | 0.0014862 | 0.0018212 | 0.0021321 | 0.0024024 | 0.002623 | 0.0027924 | 0.002915 | 0.0029985 | 0.0030516 | 0.0030827 | 0.0030988 | 0.0031084 | 0.062417 | 0.034785 | 0.019445 | 0.008712 | 0.001287 | -1.2914 | Fixtures | 3.7716 | 1 |  |  |  | x | 3.7716 | 1 | 0 | -37.1249
LO3Slow | NR | Fixtures | Residential | Lighting | 0.0017444 | 0.0016503 | 13.9011 | -37.1249 | <0 | <40 | Multifamily - High Rise | ID/MT/OR-Ceiling and Wall Flush Mount _2000 to 3999 lumens | 1.4257e-05 | 3.6584e-05 | 8.1119e-05 | 0.00015884 | 0.00027939 | 0.00044764 | 0.00066108 | 0.00090922 | 0.0011754 | 0.0014403 | 0.0016863 | 0.0019 | 0.0020745 | 0.0022085 | 0.0023054 | 0.0023714 | 0.0024134 | 0.002438 | 0.0024507 | 0.0024583 | 0.049364 | 0.02751 | 0.015378 | 0.0068901 | 0.0010178 | -1.0213 | Fixtures | 3.7716 | 1 |  |  |  | x | 3.7716 | 1 | 0 | -37.1249
LO3Slow | NR | Fixtures | Residential | Lighting | 0.0031863 | 0.0030144 | 25.3921 | -37.1249 | <0 | <40 | Multifamily - High Rise | ID/MT/OR-Ceiling and Wall Flush Mount _4000 to 7999 lumens | 3.8326e-06 | 9.8346e-06 | 2.1806e-05 | 4.2699e-05 | 7.5105e-05 | 0.00012034 | 0.00017771 | 0.00024442 | 0.00031597 | 0.00038719 | 0.0004533 | 0.00051076 | 0.00055766 | 0.00059368 | 0.00061975 | 0.00063749 | 0.00064878 | 0.00065539 | 0.00065881 | 0.00066085 | 0.01327 | 0.0073954 | 0.0041341 | 0.0018522 | 0.00027361 | -0.27455 | Fixtures | 3.7716 | 1 |  |  |  | x | 3.7716 | 1 | 0 | -37.1249
LO3Slow | NR | Fixtures | Residential | Lighting | 0.00010381 | 9.7994e-05 | 0.82491 | -111.0448 | <0 | <40 | Multifamily - High Rise | ID/MT/OR-Downlight Fixture_0 to 249 lumens | 5.2104e-09 | 1.337e-08 | 2.9646e-08 | 5.805e-08 | 1.0211e-07 | 1.636e-07 | 2.416e-07 | 3.3229e-07 | 4.2956e-07 | 5.2639e-07 | 6.1627e-07 | 6.9439e-07 | 7.5814e-07 | 8.0712e-07 | 8.4256e-07 | 8.6667e-07 | 8.8202e-07 | 8.9101e-07 | 8.9566e-07 | 8.9844e-07 | 1.8041e-05 | 1.0054e-05 | 5.6203e-06 | 2.5181e-06 | 3.7198e-07 | -0.0011165 | Fixtures | 10.4664 | 1 |  |  |  | x | 10.4664 | 1 | 0 | -111.0448
LO3Slow | NR | Fixtures | Residential | Lighting | 0.00020337 | 0.00019197 | 1.616 | -111.0448 | <0 | <40 | Multifamily - High Rise | ID/MT/OR-Downlight Fixture_250 to 499 lumens | 8.6065e-07 | 2.2085e-06 | 4.8969e-06 | 9.5886e-06 | 1.6866e-05 | 2.7023e-05 | 3.9907e-05 | 5.4887e-05 | 7.0954e-05 | 8.6948e-05 | 0.00010179 | 0.0001147 | 0.00012523 | 0.00013332 | 0.00013917 | 0.00014316 | 0.00014569 | 0.00014718 | 0.00014794 | 0.0001484 | 0.00298 | 0.0016607 | 0.00092835 | 0.00041593 | 6.1443e-05 | -0.18441 | Fixtures | 10.4664 | 1 |  |  |  | x | 10.4664 | 1 | 0 | -111.0448
LO3Slow | NR | Fixtures | Residential | Lighting | 0.00039021 | 0.00036834 | 3.1007 | -111.0448 | <0 | <40 | Multifamily - High Rise | ID/MT/OR-Downlight Fixture_500 to 999 lumens | 3.0225e-05 | 7.756e-05 | 0.00017198 | 0.00033674 | 0.00059231 | 0.00094901 | 0.0014015 | 0.0019276 | 0.0024918 | 0.0030535 | 0.0035749 | 0.0040281 | 0.0043979 | 0.004682 | 0.0048876 | 0.0050275 | 0.0051165 | 0.0051687 | 0.0051957 | 0.0052117 | 0.10465 | 0.058323 | 0.032603 | 0.014607 | 0.0021578 | -6.4765 | Fixtures | 10.4664 | 1 |  |  |  | x | 10.4664 | 1 | 0 | -111.0448
LO3Slow | NR | Fixtures | Residential | Lighting | 0.00071535 | 0.00067525 | 5.6843 | -111.0448 | <0 | <40 | Multifamily - High Rise | ID/MT/OR-Downlight Fixture_1000 to 1999 lumens | 9.227e-06 | 2.3677e-05 | 5.25e-05 | 0.0001028 | 0.00018082 | 0.00028971 | 0.00042785 | 0.00058844 | 0.0007607 | 0.00093217 | 0.0010913 | 0.0012297 | 0.0013426 | 0.0014293 | 0.0014921 | 0.0015348 | 0.0015619 | 0.0015779 | 0.0015861 | 0.001591 | 0.031948 | 0.017805 | 0.0099528 | 0.0044592 | 0.00065873 | -1.9771 | Fixtures | 10.4664 | 1 |  |  |  | x | 10.4664 | 1 | 0 | -111.0448
LO3Slow | NR | Fixtures | Residential | Lighting | 0.0013864 | 0.0013087 | 11.0168 | -111.0448 | <0 | <40 | Multifamily - High Rise | ID/MT/OR-Downlight Fixture_2000 to 3999 lumens | 2.7461e-06 | 7.0468e-06 | 1.5625e-05 | 3.0595e-05 | 5.3815e-05 | 8.6223e-05 | 0.00012734 | 0.00017513 | 0.0002264 | 0.00027743 | 0.0003248 | 0.00036597 | 0.00039958 | 0.00042539 | 0.00044407 | 0.00045678 | 0.00046487 | 0.0004696 | 0.00047206 | 0.00047352 | 0.0095084 | 0.005299 | 0.0029622 | 0.0013272 | 0.00019605 | -0.58842 | Fixtures | 10.4664 | 1 |  |  |  | x | 10.4664 | 1 | 0 | -111.0448
LO3Slow | NR | Fixtures | Residential | Lighting | 0.0025325 | 0.0023905 | 20.1235 | -111.0448 | <0 | <40 | Multifamily - High Rise | ID/MT/OR-Downlight Fixture_4000 to 7999 lumens | 8.6488e-07 | 2.2193e-06 | 4.921e-06 | 9.6357e-06 | 1.6949e-05 | 2.7155e-05 | 4.0104e-05 | 5.5156e-05 | 7.1303e-05 | 8.7375e-05 | 0.00010229 | 0.00011526 | 0.00012584 | 0.00013397 | 0.00013986 | 0.00014386 | 0.00014641 | 0.0001479 | 0.00014867 | 0.00014913 | 0.0029946 | 0.0016689 | 0.00093291 | 0.00041798 | 6.1745e-05 | -0.18532 | Fixtures | 10.4664 | 1 |  |  |  | x | 10.4664 | 1 | 0 | -111.0448
LO3Slow | NR | Fixtures | Residential | Lighting | 0.00015581 | 0.00017678 | 0.87246 | -72.4583 | <0 | <40 | Multifamily - High Rise | ID/MT/OR-Exterior Porch_0 to 249 lumens | 6.7811e-11 | 1.7401e-10 | 3.8583e-10 | 7.555e-10 | 1.3289e-09 | 2.1291e-09 | 3.1444e-09 | 4.3246e-09 | 5.5906e-09 | 6.8508e-09 | 8.0205e-09 | 9.0371e-09 | 9.8669e-09 | 1.0504e-08 | 1.0966e-08 | 1.1279e-08 | 1.1479e-08 | 1.1596e-08 | 1.1657e-08 | 1.1693e-08 | 2.3479e-07 | 1.3085e-07 | 7.3146e-08 | 3.2772e-08 | 4.8412e-09 | -9.4812e-06 | Fixtures | 10.5821 | 1 |  |  |  | x | 10.5821 | 1 | 0 | -72.4583
LO3Slow | NR | Fixtures | Residential | Lighting | 0.00030523 | 0.0003463 | 1.7091 | -72.4583 | <0 | <40 | Multifamily - High Rise | ID/MT/OR-Exterior Porch_250 to 499 lumens | 2.1493e-08 | 5.5152e-08 | 1.2229e-07 | 2.3946e-07 | 4.2119e-07 | 6.7484e-07 | 9.9661e-07 | 1.3707e-06 | 1.7719e-06 | 2.1714e-06 | 2.5421e-06 | 2.8643e-06 | 3.1273e-06 | 3.3293e-06 | 3.4755e-06 | 3.575e-06 | 3.6383e-06 | 3.6754e-06 | 3.6946e-06 | 3.706e-06 | 7.4418e-05 | 4.1473e-05 | 2.3184e-05 | 1.0387e-05 | 1.5344e-06 | -0.0030051 | Fixtures | 10.5821 | 1 |  |  |  | x | 10.5821 | 1 | 0 | -72.4583
LO3Slow | NR | Fixtures | Residential | Lighting | 0.00058566 | 0.00066447 | 3.2794 | -72.4583 | <0 | <40 | Multifamily - High Rise | ID/MT/OR-Exterior Porch_500 to 999 lumens | 1.0745e-06 | 2.7572e-06 | 6.1137e-06 | 1.1971e-05 | 2.1057e-05 | 3.3737e-05 | 4.9824e-05 | 6.8525e-05 | 8.8585e-05 | 0.00010855 | 0.00012709 | 0.0001432 | 0.00015635 | 0.00016645 | 0.00017375 | 0.00017873 | 0.00018189 | 0.00018375 | 0.00018471 | 0.00018528 | 0.0037204 | 0.0020734 | 0.001159 | 0.00051929 | 7.671e-05 | -0.15023 | Fixtures | 10.5821 | 1 |  |  |  | x | 10.5821 | 1 | 0 | -72.4583
LO3Slow | NR | Fixtures | Residential | Lighting | 0.0010737 | 0.0012181 | 6.0119 | -72.4583 | <0 | <40 | Multifamily - High Rise | ID/MT/OR-Exterior Porch_1000 to 1999 lumens | 2.1044e-06 | 5.4e-06 | 1.1974e-05 | 2.3446e-05 | 4.1239e-05 | 6.6074e-05 | 9.758e-05 | 0.00013421 | 0.00017349 | 0.0002126 | 0.0002489 | 0.00028045 | 0.0003062 | 0.00032598 | 0.00034029 | 0.00035004 | 0.00035623 | 0.00035986 | 0.00036174 | 0.00036286 | 0.0072864 | 0.0040607 | 0.0022699 | 0.001017 | 0.00015024 | -0.29423 | Fixtures | 10.5821 | 1 |  |  |  | x | 10.5821 | 1 | 0 | -72.4583
LO3Slow | NR | Fixtures | Residential | Lighting | 0.0020809 | 0.0023609 | 11.6518 | -72.4583 | <0 | <40 | Multifamily - High Rise | ID/MT/OR-Exterior Porch_2000 to 3999 lumens | 1.991e-06 | 5.109e-06 | 1.1328e-05 | 2.2182e-05 | 3.9017e-05 | 6.2513e-05 | 9.2321e-05 | 0.00012697 | 0.00016414 | 0.00020114 | 0.00023549 | 0.00026534 | 0.0002897 | 0.00030841 | 0.00032196 | 0.00033117 | 0.00033704 | 0.00034047 | 0.00034225 | 0.00034331 | 0.0068938 | 0.0038419 | 0.0021476 | 0.00096221 | 0.00014214 | -0.27837 | Fixtures | 10.5821 | 1 |  |  |  | x | 10.5821 | 1 | 0 | -72.4583
LO3Slow | NR | Fixtures | Residential | Lighting | 0.003801 | 0.0043124 | 21.2835 | -72.4583 | <0 | <40 | Multifamily - High Rise | ID/MT/OR-Exterior Porch_4000 to 7999 lumens | 8.7242e-08 | 2.2387e-07 | 4.9639e-07 | 9.7198e-07 | 1.7097e-06 | 2.7392e-06 | 4.0454e-06 | 5.5638e-06 | 7.1925e-06 | 8.8138e-06 | 1.0319e-05 | 1.1627e-05 | 1.2694e-05 | 1.3514e-05 | 1.4108e-05 | 1.4511e-05 | 1.4768e-05 | 1.4919e-05 | 1.4997e-05 | 1.5043e-05 | 0.00030207 | 0.00016834 | 9.4105e-05 | 4.2163e-05 | 6.2284e-06 | -0.012198 | Fixtures | 10.5821 | 1 |  |  |  | x | 10.5821 | 1 | 0 | -72.4583
LO3Slow | NR | Fixtures | Residential | Lighting | 0.00017263 | 0.00020188 | 0.95994 | -89.0984 | <0 | <40 | Multifamily - High Rise | ID/MT/OR-Chandelier/Pendant_0 to 249 lumens | 5.6719e-08 | 1.4554e-07 | 3.2272e-07 | 6.3191e-07 | 1.1115e-06 | 1.7809e-06 | 2.63e-06 | 3.6172e-06 | 4.676e-06 | 5.7301e-06 | 6.7085e-06 | 7.5588e-06 | 8.2528e-06 | 8.786e-06 | 9.1718e-06 | 9.4343e-06 | 9.6014e-06 | 9.6992e-06 | 9.7499e-06 | 9.78e-06 | 0.00019639 | 0.00010945 | 6.1181e-05 | 2.7411e-05 | 4.0492e-06 | -0.0097514 | Fixtures | 6.1235 | 1 |  |  |  | x | 6.1235 | 1 | 0 | -89.0984
LO3Slow | NR | Fixtures | Residential | Lighting | 0.00033817 | 0.00039547 | 1.8805 | -89.0984 | <0 | <40 | Multifamily - High Rise | ID/MT/OR-Chandelier/Pendant_250 to 499 lumens | 4.5848e-07 | 1.1765e-06 | 2.6086e-06 | 5.108e-06 | 8.9846e-06 | 1.4395e-05 | 2.1259e-05 | 2.9239e-05 | 3.7798e-05 | 4.6318e-05 | 5.4227e-05 | 6.1101e-05 | 6.671e-05 | 7.102e-05 | 7.4138e-05 | 7.6261e-05 | 7.7611e-05 | 7.8402e-05 | 7.8811e-05 | 7.9055e-05 | 0.0015875 | 0.00088468 | 0.00049454 | 0.00022157 | 3.2731e-05 | -0.078824 | Fixtures | 6.1235 | 1 |  |  |  | x | 6.1235 | 1 | 0 | -89.0984
LO3Slow | NR | Fixtures | Residential | Lighting | 0.00064887 | 0.00075881 | 3.6083 | -89.0984 | <0 | <40 | Multifamily - High Rise | ID/MT/OR-Chandelier/Pendant_500 to 999 lumens | 3.3705e-06 | 8.6489e-06 | 1.9177e-05 | 3.7551e-05 | 6.605e-05 | 0.00010583 | 0.00015629 | 0.00021495 | 0.00027787 | 0.00034051 | 0.00039865 | 0.00044918 | 0.00049042 | 0.0005221 | 0.00054503 | 0.00056063 | 0.00057055 | 0.00057637 | 0.00057938 | 0.00058117 | 0.01167 | 0.0065037 | 0.0036356 | 0.0016289 | 0.00024062 | -0.57947 | Fixtures | 6.1235 | 1 |  |  |  | x | 6.1235 | 1 | 0 | -89.0984
LO3Slow | NR | Fixtures | Residential | Lighting | 0.0011895 | 0.0013911 | 6.6148 | -89.0984 | <0 | <40 | Multifamily - High Rise | ID/MT/OR-Chandelier/Pendant_1000 to 1999 lumens | 5.7098e-06 | 1.4652e-05 | 3.2488e-05 | 6.3614e-05 | 0.00011189 | 0.00017928 | 0.00026476 | 0.00036413 | 0.00047073 | 0.00057684 | 0.00067534 | 0.00076094 | 0.0008308 | 0.00088447 | 0.00092331 | 0.00094974 | 0.00096655 | 0.00097641 | 0.00098151 | 0.00098454 | 0.01977 | 0.011018 | 0.006159 | 0.0027594 | 0.00040763 | -0.98166 | Fixtures | 6.1235 | 1 |  |  |  | x | 6.1235 | 1 | 0 | -89.0984
LO3Slow | NR | Fixtures | Residential | Lighting | 0.0023054 | 0.0026961 | 12.8202 | -89.0984 | <0 | <40 | Multifamily - High Rise | ID/MT/OR-Chandelier/Pendant_2000 to 3999 lumens | 8.2326e-06 | 2.1125e-05 | 4.6842e-05 | 9.172e-05 | 0.00016133 | 0.00025849 | 0.00038174 | 0.00052502 | 0.00067871 | 0.00083171 | 0.00097372 | 0.0010971 | 0.0011979 | 0.0012753 | 0.0013313 | 0.0013694 | 0.0013936 | 0.0014078 | 0.0014152 | 0.0014195 | 0.028505 | 0.015886 | 0.0088802 | 0.0039786 | 0.00058774 | -1.4154 | Fixtures | 6.1235 | 1 |  |  |  | x | 6.1235 | 1 | 0 | -89.0984
LO3Slow | NR | Fixtures | Residential | Lighting | 0.0042112 | 0.0049247 | 23.4176 | -89.0984 | <0 | <40 | Multifamily - High Rise | ID/MT/OR-Chandelier/Pendant_4000 to 7999 lumens | 4.9456e-06 | 1.2691e-05 | 2.8139e-05 | 5.51e-05 | 9.6917e-05 | 0.00015528 | 0.00022932 | 0.0003154 | 0.00040773 | 0.00049964 | 0.00058495 | 0.00065909 | 0.00071961 | 0.00076609 | 0.00079973 | 0.00082262 | 0.00083719 | 0.00084572 | 0.00085014 | 0.00085277 | 0.017124 | 0.0095431 | 0.0053346 | 0.0023901 | 0.00035307 | -0.85027 | Fixtures | 6.1235 | 1 |  |  |  | x | 6.1235 | 1 | 0 | -89.0984
LO3Slow | NR | Fixtures | Residential | Lighting | 2.898e-05 | 2.7142e-05 | 0.22794 | 11.6324 | 10-20 | <40 | Multifamily - High Rise | ID/MT/OR-Linear Flush Mount_0 to 249 lumens | 8.834e-09 | 2.2669e-08 | 5.0264e-08 | 9.8421e-08 | 1.7312e-07 | 2.7737e-07 | 4.0963e-07 | 5.6338e-07 | 7.283e-07 | 8.9247e-07 | 1.0449e-06 | 1.1773e-06 | 1.2854e-06 | 1.3684e-06 | 1.4285e-06 | 1.4694e-06 | 1.4954e-06 | 1.5107e-06 | 1.5186e-06 | 1.5233e-06 | 3.0587e-05 | 1.7046e-05 | 9.5289e-06 | 4.2693e-06 | 6.3068e-07 | 0.00019829 | Fixtures | 1.5691 | 1 |  |  |  | x | #REF! | #REF! | 18.2519 | -6.6196
LO3Slow | NR | Fixtures | Residential | Lighting | 5.6772e-05 | 5.3172e-05 | 0.44653 | 11.6324 | 10-20 | <40 | Multifamily - High Rise | ID/MT/OR-Linear Flush Mount_250 to 499 lumens | 2.5206e-07 | 6.4681e-07 | 1.4342e-06 | 2.8083e-06 | 4.9395e-06 | 7.9143e-06 | 1.1688e-05 | 1.6075e-05 | 2.0781e-05 | 2.5465e-05 | 2.9813e-05 | 3.3592e-05 | 3.6676e-05 | 3.9046e-05 | 4.076e-05 | 4.1927e-05 | 4.2669e-05 | 4.3104e-05 | 4.3329e-05 | 4.3463e-05 | 0.00087276 | 0.00048638 | 0.00027189 | 0.00012182 | 1.7995e-05 | 0.0056578 | Fixtures | 1.5691 | 1 |  |  |  | x | #REF! | #REF! | 18.252 | -6.6196
LO3Slow | NR | Fixtures | Residential | Lighting | 0.00010893 | 0.00010202 | 0.85678 | 11.6324 | 10-20 | <40 | Multifamily - High Rise | ID/MT/OR-Linear Flush Mount_500 to 999 lumens | 4.9246e-06 | 1.2637e-05 | 2.802e-05 | 5.4866e-05 | 9.6505e-05 | 0.00015462 | 0.00022835 | 0.00031406 | 0.000406 | 0.00049752 | 0.00058247 | 0.0006563 | 0.00071655 | 0.00076284 | 0.00079634 | 0.00081913 | 0.00083364 | 0.00084213 | 0.00084653 | 0.00084915 | 0.017051 | 0.0095026 | 0.005312 | 0.00238 | 0.00035158 | 0.11054 | Fixtures | 1.5691 | 1 |  |  |  | x | #REF! | #REF! | 18.2519 | -6.6196
LO3Slow | NR | Fixtures | Residential | Lighting | 0.0001997 | 0.00018703 | 1.5707 | 11.6324 | 10-20 | <40 | Multifamily - High Rise | ID/MT/OR-Linear Flush Mount_1000 to 1999 lumens | 8.061e-06 | 2.0685e-05 | 4.5865e-05 | 8.9809e-05 | 0.00015797 | 0.0002531 | 0.00037378 | 0.00051408 | 0.00066457 | 0.00081437 | 0.00095343 | 0.0010743 | 0.0011729 | 0.0012487 | 0.0013035 | 0.0013408 | 0.0013646 | 0.0013785 | 0.0013857 | 0.00139 | 0.027911 | 0.015555 | 0.0086951 | 0.0038957 | 0.00057549 | 0.18094 | Fixtures | 1.5691 | 1 |  |  |  | x | #REF! | #REF! | 18.2519 | -6.6196
LO3Slow | NR | Fixtures | Residential | Lighting | 0.00038704 | 0.00036249 | 3.0442 | 11.6324 | 10-20 | <40 | Multifamily - High Rise | ID/MT/OR-Linear Flush Mount_2000 to 3999 lumens | 2.9865e-06 | 7.6637e-06 | 1.6993e-05 | 3.3274e-05 | 5.8526e-05 | 9.3772e-05 | 0.00013848 | 0.00019046 | 0.00024622 | 0.00030172 | 0.00035324 | 0.00039801 | 0.00043456 | 0.00046263 | 0.00048294 | 0.00049677 | 0.00050556 | 0.00051072 | 0.00051338 | 0.00051497 | 0.010341 | 0.0057629 | 0.0032215 | 0.0014433 | 0.00021321 | 0.067036 | Fixtures | 1.5691 | 1 |  |  |  | x | #REF! | #REF! | 18.2519 | -6.6196
LO3Slow | NR | Fixtures | Residential | Lighting | 0.00070697 | 0.00066213 | 5.5605 | 11.6324 | 10-20 | <40 | Multifamily - High Rise | ID/MT/OR-Linear Flush Mount_4000 to 7999 lumens | 3.4495e-07 | 8.8516e-07 | 1.9627e-06 | 3.8431e-06 | 6.7598e-06 | 1.0831e-05 | 1.5995e-05 | 2.1999e-05 | 2.8438e-05 | 3.4849e-05 | 4.0799e-05 | 4.5971e-05 | 5.0191e-05 | 5.3434e-05 | 5.578e-05 | 5.7377e-05 | 5.8393e-05 | 5.8988e-05 | 5.9296e-05 | 5.9479e-05 | 0.0011944 | 0.00066561 | 0.00037208 | 0.00016671 | 2.4626e-05 | 0.0077427 | Fixtures | 1.5691 | 1 |  |  |  | x | #REF! | #REF! | 18.2519 | -6.6196
LO3Slow | NR | Fixtures | Residential | Lighting | 2.1873e-05 | 2.0242e-05 | 0.16937 | 20.5429 | 20-30 | <40 | Multifamily - High Rise | ID/MT/OR-Linear Shop_0 to 249 lumens | 2.0809e-09 | 5.3397e-09 | 1.184e-08 | 2.3184e-08 | 4.0779e-08 | 6.5336e-08 | 9.649e-08 | 1.3271e-07 | 1.7156e-07 | 2.1023e-07 | 2.4612e-07 | 2.7732e-07 | 3.0278e-07 | 3.2234e-07 | 3.3649e-07 | 3.4613e-07 | 3.5226e-07 | 3.5585e-07 | 3.577e-07 | 3.5881e-07 | 7.205e-06 | 4.0153e-06 | 2.2446e-06 | 1.0057e-06 | 1.4856e-07 | 8.2487e-05 | Fixtures | 1.2346 | 1 |  |  |  | x | #REF! | #REF! | 25.3629 | -4.82
LO3Slow | NR | Fixtures | Residential | Lighting | 4.2848e-05 | 3.9655e-05 | 0.33179 | 20.5429 | 20-30 | <40 | Multifamily - High Rise | ID/MT/OR-Linear Shop_250 to 499 lumens | 0 | 0 | 0 | 0 | 0 | 0 | 0 | 0 | 0 | 0 | 0 | 0 | 0 | 0 | 0 | 0 | 0 | 0 | 0 | 0 | 0 | 0 | 0 | 0 | 0 | 0 | Fixtures | 1.2346 | 1 |  |  |  | x | #REF! | #REF! | 25.3629 | -4.82
LO3Slow | NR | Fixtures | Residential | Lighting | 8.2216e-05 | 7.6087e-05 | 0.63662 | 20.5429 | 20-30 | <40 | Multifamily - High Rise | ID/MT/OR-Linear Shop_500 to 999 lumens | 3.2722e-09 | 8.3968e-09 | 1.8618e-08 | 3.6456e-08 | 6.4124e-08 | 1.0274e-07 | 1.5173e-07 | 2.0868e-07 | 2.6977e-07 | 3.3058e-07 | 3.8703e-07 | 4.3609e-07 | 4.7612e-07 | 5.0688e-07 | 5.2914e-07 | 5.4429e-07 | 5.5392e-07 | 5.5957e-07 | 5.6249e-07 | 5.6423e-07 | 1.133e-05 | 6.3141e-06 | 3.5296e-06 | 1.5814e-06 | 2.3361e-07 | 0.00012971 | Fixtures | 1.2346 | 1 |  |  |  | x | #REF! | #REF! | 25.3629 | -4.82
LO3Slow | NR | Fixtures | Residential | Lighting | 0.00015072 | 0.00013949 | 1.1671 | 20.5429 | 20-30 | <40 | Multifamily - High Rise | ID/MT/OR-Linear Shop_1000 to 1999 lumens | 1.8352e-09 | 4.7091e-09 | 1.0442e-08 | 2.0446e-08 | 3.5963e-08 | 5.762e-08 | 8.5095e-08 | 1.1703e-07 | 1.513e-07 | 1.854e-07 | 2.1706e-07 | 2.4457e-07 | 2.6702e-07 | 2.8427e-07 | 2.9676e-07 | 3.0525e-07 | 3.1066e-07 | 3.1382e-07 | 3.1546e-07 | 3.1644e-07 | 6.3542e-06 | 3.5412e-06 | 1.9795e-06 | 8.869e-07 | 1.3102e-07 | 7.2746e-05 | Fixtures | 1.2346 | 1 |  |  |  | x | #REF! | #REF! | 25.3629 | -4.82
LO3Slow | NR | Fixtures | Residential | Lighting | 0.00029211 | 0.00027034 | 2.2619 | 20.5429 | 20-30 | <40 | Multifamily - High Rise | ID/MT/OR-Linear Shop_2000 to 3999 lumens | 0 | 0 | 0 | 0 | 0 | 0 | 0 | 0 | 0 | 0 | 0 | 0 | 0 | 0 | 0 | 0 | 0 | 0 | 0 | 0 | 0 | 0 | 0 | 0 | 0 | 0 | Fixtures | 1.2346 | 1 |  |  |  | x | #REF! | #REF! | 25.3629 | -4.82
LO3Slow | NR | Fixtures | Residential | Lighting | 0.00053358 | 0.00049381 | 4.1317 | 20.5429 | 20-30 | <40 | Multifamily - High Rise | ID/MT/OR-Linear Shop_4000 to 7999 lumens | 2.6529e-08 | 6.8075e-08 | 1.5094e-07 | 2.9556e-07 | 5.1987e-07 | 8.3295e-07 | 1.2301e-06 | 1.6918e-06 | 2.1871e-06 | 2.6801e-06 | 3.1378e-06 | 3.5355e-06 | 3.8601e-06 | 4.1094e-06 | 4.2899e-06 | 4.4127e-06 | 4.4908e-06 | 4.5366e-06 | 4.5603e-06 | 4.5744e-06 | 9.1855e-05 | 5.119e-05 | 2.8616e-05 | 1.2821e-05 | 1.8939e-06 | 0.0010516 | Fixtures | 1.2346 | 1 |  |  |  | x | #REF! | #REF! | 25.3629 | -4.82
LO3Slow | NR | Fixtures | Residential | Lighting | 0.00025527 | 0.00024217 | 2.0416 | -46.2769 | <0 | <40 | Multifamily - High Rise | ID/MT/OR-Track_0 to 249 lumens | 1.1804e-09 | 3.029e-09 | 6.7163e-09 | 1.3151e-08 | 2.3132e-08 | 3.7063e-08 | 5.4735e-08 | 7.5279e-08 | 9.7316e-08 | 1.1925e-07 | 1.3962e-07 | 1.5731e-07 | 1.7176e-07 | 1.8285e-07 | 1.9088e-07 | 1.9634e-07 | 1.9982e-07 | 2.0186e-07 | 2.0291e-07 | 2.0354e-07 | 4.0871e-06 | 2.2777e-06 | 1.2733e-06 | 5.7047e-07 | 8.4271e-08 | -0.00010541 | Fixtures | 3.6929 | 1 |  |  |  | x | 3.6929 | 1 | 0 | -46.2769
LO3Slow | NR | Fixtures | Residential | Lighting | 0.00050008 | 0.0004744 | 3.9995 | -46.2769 | <0 | <40 | Multifamily - High Rise | ID/MT/OR-Track_250 to 499 lumens | 1.0767e-07 | 2.7628e-07 | 6.1261e-07 | 1.1995e-06 | 2.1099e-06 | 3.3806e-06 | 4.9925e-06 | 6.8664e-06 | 8.8764e-06 | 1.0877e-05 | 1.2735e-05 | 1.4349e-05 | 1.5666e-05 | 1.6678e-05 | 1.7411e-05 | 1.7909e-05 | 1.8226e-05 | 1.8412e-05 | 1.8508e-05 | 1.8565e-05 | 0.0003728 | 0.00020776 | 0.00011614 | 5.2034e-05 | 7.6866e-06 | -0.0096144 | Fixtures | 3.6929 | 1 |  |  |  | x | 3.6929 | 1 | 0 | -46.2769
LO3Slow | NR | Fixtures | Residential | Lighting | 0.00095953 | 0.00091026 | 7.674 | -46.2769 | <0 | <40 | Multifamily - High Rise | ID/MT/OR-Track_500 to 999 lumens | 1.7142e-06 | 4.3988e-06 | 9.7535e-06 | 1.9098e-05 | 3.3593e-05 | 5.3823e-05 | 7.9487e-05 | 0.00010932 | 0.00014132 | 0.00017318 | 0.00020275 | 0.00022845 | 0.00024943 | 0.00026554 | 0.0002772 | 0.00028513 | 0.00029018 | 0.00029314 | 0.00029467 | 0.00029558 | 0.0059354 | 0.0033078 | 0.0018491 | 0.00082844 | 0.00012238 | -0.15307 | Fixtures | 3.6929 | 1 |  |  |  | x | 3.6929 | 1 | 0 | -46.2769
LO3Slow | NR | Fixtures | Residential | Lighting | 0.001759 | 0.0016687 | 14.0682 | -46.277 | <0 | <40 | Multifamily - High Rise | ID/MT/OR-Track_1000 to 1999 lumens | 2.4908e-06 | 6.3916e-06 | 1.4172e-05 | 2.7751e-05 | 4.8811e-05 | 7.8207e-05 | 0.0001155 | 0.00015885 | 0.00020535 | 0.00025164 | 0.00029461 | 0.00033195 | 0.00036242 | 0.00038584 | 0.00040278 | 0.00041431 | 0.00042164 | 0.00042594 | 0.00042817 | 0.00042949 | 0.0086243 | 0.0048063 | 0.0026868 | 0.0012038 | 0.00017782 | -0.22242 | Fixtures | 3.6929 | 1 |  |  |  | x | 3.6929 | 1 | 0 | -46.277
LO3Slow | NR | Fixtures | Residential | Lighting | 0.0034092 | 0.0032342 | 27.2659 | -46.2769 | <0 | <40 | Multifamily - High Rise | ID/MT/OR-Track_2000 to 3999 lumens | 3.9779e-06 | 1.0208e-05 | 2.2633e-05 | 4.4318e-05 | 7.7953e-05 | 0.0001249 | 0.00018445 | 0.00025369 | 0.00032795 | 0.00040187 | 0.00047049 | 0.00053013 | 0.0005788 | 0.00061619 | 0.00064325 | 0.00066166 | 0.00067338 | 0.00068024 | 0.0006838 | 0.00068591 | 0.013773 | 0.0076758 | 0.0042908 | 0.0019224 | 0.00028399 | -0.35521 | Fixtures | 3.6929 | 1 |  |  |  | x | 3.6929 | 1 | 0 | -46.2769
LO3Slow | NR | Fixtures | Residential | Lighting | 0.0062274 | 0.0059076 | 49.8044 | -46.2769 | <0 | <40 | Multifamily - High Rise | ID/MT/OR-Track_4000 to 7999 lumens | 1.6003e-06 | 4.1065e-06 | 9.1054e-06 | 1.7829e-05 | 3.136e-05 | 5.0246e-05 | 7.4205e-05 | 0.00010206 | 0.00013193 | 0.00016167 | 0.00018928 | 0.00021327 | 0.00023285 | 0.00024789 | 0.00025878 | 0.00026619 | 0.0002709 | 0.00027366 | 0.00027509 | 0.00027594 | 0.005541 | 0.003088 | 0.0017262 | 0.0007734 | 0.00011425 | -0.1429 | Fixtures | 3.6929 | 1 |  |  |  | x | 3.6929 | 1 | 0 | -46.2769
LO3Slow | NR | Fixtures | Residential | Lighting | 7.0455e-05 | 6.6792e-05 | 0.56298 | -73.9725 | <0 | <40 | Multifamily - High Rise | WA-Floor/Table_0 to 249 lumens | 1.8473e-07 | 4.7403e-07 | 1.0511e-06 | 2.0581e-06 | 3.6201e-06 | 5.8002e-06 | 8.5658e-06 | 1.1781e-05 | 1.523e-05 | 1.8663e-05 | 2.1849e-05 | 2.4619e-05 | 2.6879e-05 | 2.8615e-05 | 2.9872e-05 | 3.0727e-05 | 3.1271e-05 | 3.159e-05 | 3.1755e-05 | 3.1853e-05 | 0.00063962 | 0.00035646 | 0.00019926 | 8.9276e-05 | 1.3188e-05 | -0.026368 | Fixtures | 10.5207 | 1 |  |  |  | x | 10.5207 | 1 | 0 | -73.9725
LO3Slow | NR | Fixtures | Residential | Lighting | 0.00013802 | 0.00013084 | 1.1029 | -73.9724 | <0 | <40 | Multifamily - High Rise | WA-Floor/Table_250 to 499 lumens | 1.2939e-06 | 3.3201e-06 | 7.3618e-06 | 1.4415e-05 | 2.5355e-05 | 4.0625e-05 | 5.9995e-05 | 8.2514e-05 | 0.00010667 | 0.00013071 | 0.00015303 | 0.00017243 | 0.00018826 | 0.00020042 | 0.00020922 | 0.00021521 | 0.00021902 | 0.00022126 | 0.00022241 | 0.0002231 | 0.0044799 | 0.0024966 | 0.0013956 | 0.0006253 | 9.237e-05 | -0.18468 | Fixtures | 10.5207 | 1 |  |  |  | x | 10.5207 | 1 | 0 | -73.9724
LO3Slow | NR | Fixtures | Residential | Lighting | 0.00026483 | 0.00025106 | 2.1161 | -73.9724 | <0 | <40 | Multifamily - High Rise | WA-Floor/Table_500 to 999 lumens | 1.0986e-05 | 2.8191e-05 | 6.2508e-05 | 0.0001224 | 0.00021529 | 0.00034494 | 0.00050941 | 0.00070061 | 0.00090571 | 0.0011099 | 0.0012994 | 0.0014641 | 0.0015985 | 0.0017018 | 0.0017765 | 0.0018273 | 0.0018597 | 0.0018787 | 0.0018885 | 0.0018943 | 0.038038 | 0.021199 | 0.01185 | 0.0053093 | 0.0007843 | -1.5681 | Fixtures | 10.5207 | 1 |  |  |  | x | 10.5207 | 1 | 0 | -73.9724
LO3Slow | NR | Fixtures | Residential | Lighting | 0.00048549 | 0.00046025 | 3.8794 | -73.9724 | <0 | <40 | Multifamily - High Rise | WA-Floor/Table_1000 to 1999 lumens | 1.2085e-05 | 3.1011e-05 | 6.8761e-05 | 0.00013464 | 0.00023682 | 0.00037944 | 0.00056037 | 0.0007707 | 0.00099632 | 0.0012209 | 0.0014294 | 0.0016105 | 0.0017584 | 0.001872 | 0.0019542 | 0.0020102 | 0.0020457 | 0.0020666 | 0.0020774 | 0.0020838 | 0.041844 | 0.023319 | 0.013036 | 0.0058404 | 0.00086277 | -1.725 | Fixtures | 10.5207 | 1 |  |  |  | x | 10.5207 | 1 | 0 | -73.9724
LO3Slow | NR | Fixtures | Residential | Lighting | 0.00094094 | 0.00089202 | 7.5187 | -73.9725 | <0 | <40 | Multifamily - High Rise | WA-Floor/Table_2000 to 3999 lumens | 3.3651e-06 | 8.6351e-06 | 1.9147e-05 | 3.7491e-05 | 6.5944e-05 | 0.00010566 | 0.00015604 | 0.0002146 | 0.00027743 | 0.00033996 | 0.00039801 | 0.00044846 | 0.00048964 | 0.00052127 | 0.00054416 | 0.00055973 | 0.00056964 | 0.00057545 | 0.00057846 | 0.00058025 | 0.011652 | 0.0064933 | 0.0036298 | 0.0016263 | 0.00024024 | -0.48033 | Fixtures | 10.5207 | 1 |  |  |  | x | 10.5207 | 1 | 0 | -73.9725
LO3Slow | NR | Fixtures | Residential | Lighting | 0.0017187 | 0.0016294 | 13.7338 | -73.9725 | <0 | <40 | Multifamily - High Rise | WA-Floor/Table_4000 to 7999 lumens | 3.8747e-07 | 9.9428e-07 | 2.2046e-06 | 4.3169e-06 | 7.5931e-06 | 1.2166e-05 | 1.7967e-05 | 2.471e-05 | 3.1944e-05 | 3.9145e-05 | 4.5829e-05 | 5.1638e-05 | 5.6379e-05 | 6.0021e-05 | 6.2656e-05 | 6.445e-05 | 6.5591e-05 | 6.626e-05 | 6.6606e-05 | 6.6812e-05 | 0.0013416 | 0.00074767 | 0.00041795 | 0.00018726 | 2.7662e-05 | -0.055307 | Fixtures | 10.5207 | 1 |  |  |  | x | 10.5207 | 1 | 0 | -73.9725
LO3Slow | NR | Fixtures | Residential | Lighting | 0.00011143 | 0.00010541 | 0.88796 | -37.3815 | <0 | <40 | Multifamily - High Rise | WA-Ceiling and Wall Flush Mount _0 to 249 lumens | 1.2301e-07 | 3.1566e-07 | 6.9992e-07 | 1.3705e-06 | 2.4106e-06 | 3.8624e-06 | 5.704e-06 | 7.845e-06 | 1.0142e-05 | 1.2428e-05 | 1.455e-05 | 1.6394e-05 | 1.7899e-05 | 1.9055e-05 | 1.9892e-05 | 2.0461e-05 | 2.0824e-05 | 2.1036e-05 | 2.1146e-05 | 2.1211e-05 | 0.00042593 | 0.00023737 | 0.00013269 | 5.945e-05 | 8.7821e-06 | -0.0088732 | Fixtures | 3.6094 | 1 |  |  |  | x | 3.6094 | 1 | 0 | -37.3815
LO3Slow | NR | Fixtures | Residential | Lighting | 0.00021828 | 0.0002065 | 1.7395 | -37.3815 | <0 | <40 | Multifamily - High Rise | WA-Ceiling and Wall Flush Mount _250 to 499 lumens | 1.502e-06 | 3.8543e-06 | 8.5461e-06 | 1.6734e-05 | 2.9434e-05 | 4.716e-05 | 6.9647e-05 | 9.5789e-05 | 0.00012383 | 0.00015174 | 0.00017765 | 0.00020017 | 0.00021855 | 0.00023267 | 0.00024288 | 0.00024984 | 0.00025426 | 0.00025685 | 0.00025819 | 0.00025899 | 0.0052006 | 0.0028983 | 0.0016202 | 0.00072589 | 0.00010723 | -0.10834 | Fixtures | 3.6094 | 1 |  |  |  | x | 3.6094 | 1 | 0 | -37.3815
LO3Slow | NR | Fixtures | Residential | Lighting | 0.00041883 | 0.00039623 | 3.3377 | -37.3815 | <0 | <40 | Multifamily - High Rise | WA-Ceiling and Wall Flush Mount _500 to 999 lumens | 1.4038e-05 | 3.6023e-05 | 7.9874e-05 | 0.0001564 | 0.0002751 | 0.00044077 | 0.00065094 | 0.00089526 | 0.0011573 | 0.0014182 | 0.0016604 | 0.0018708 | 0.0020426 | 0.0021746 | 0.0022701 | 0.002335 | 0.0023764 | 0.0024006 | 0.0024131 | 0.0024206 | 0.048606 | 0.027088 | 0.015142 | 0.0067844 | 0.0010022 | -1.0126 | Fixtures | 3.6094 | 1 |  |  |  | x | 3.6094 | 1 | 0 | -37.3815
LO3Slow | NR | Fixtures | Residential | Lighting | 0.00076781 | 0.00072638 | 6.1187 | -37.3815 | <0 | <40 | Multifamily - High Rise | WA-Ceiling and Wall Flush Mount _1000 to 1999 lumens | 1.7341e-05 | 4.4499e-05 | 9.8669e-05 | 0.0001932 | 0.00033983 | 0.00054449 | 0.00080411 | 0.0011059 | 0.0014297 | 0.0017519 | 0.0020511 | 0.0023111 | 0.0025233 | 0.0026863 | 0.0028042 | 0.0028845 | 0.0029356 | 0.0029655 | 0.002981 | 0.0029902 | 0.060044 | 0.033462 | 0.018706 | 0.0083808 | 0.001238 | -1.2509 | Fixtures | 3.6094 | 1 |  |  |  | x | 3.6094 | 1 | 0 | -37.3815
LO3Slow | NR | Fixtures | Residential | Lighting | 0.0014881 | 0.0014078 | 11.8588 | -37.3815 | <0 | <40 | Multifamily - High Rise | WA-Ceiling and Wall Flush Mount _2000 to 3999 lumens | 1.3715e-05 | 3.5194e-05 | 7.8035e-05 | 0.0001528 | 0.00026877 | 0.00043062 | 0.00063595 | 0.00087466 | 0.0011307 | 0.0013856 | 0.0016222 | 0.0018278 | 0.0019956 | 0.0021245 | 0.0022178 | 0.0022813 | 0.0023217 | 0.0023453 | 0.0023576 | 0.0023649 | 0.047488 | 0.026465 | 0.014794 | 0.0066282 | 0.00097914 | -0.98929 | Fixtures | 3.6094 | 1 |  |  |  | x | 3.6094 | 1 | 0 | -37.3815
LO3Slow | NR | Fixtures | Residential | Lighting | 0.0027182 | 0.0025715 | 21.6616 | -37.3815 | <0 | <40 | Multifamily - High Rise | WA-Ceiling and Wall Flush Mount _4000 to 7999 lumens | 3.6869e-06 | 9.4608e-06 | 2.0978e-05 | 4.1076e-05 | 7.225e-05 | 0.00011576 | 0.00017096 | 0.00023513 | 0.00030396 | 0.00037247 | 0.00043607 | 0.00049135 | 0.00053646 | 0.00057111 | 0.00059619 | 0.00061326 | 0.00062412 | 0.00063048 | 0.00063377 | 0.00063573 | 0.012766 | 0.0071143 | 0.0039769 | 0.0017818 | 0.00026321 | -0.26594 | Fixtures | 3.6094 | 1 |  |  |  | x | 3.6094 | 1 | 0 | -37.3815
LO3Slow | NR | Fixtures | Residential | Lighting | 7.9543e-05 | 7.5085e-05 | 0.63206 | -112.4296 | <0 | <40 | Multifamily - High Rise | WA-Downlight Fixture_0 to 249 lumens | 4.502e-09 | 1.1552e-08 | 2.5615e-08 | 5.0157e-08 | 8.8224e-08 | 1.4135e-07 | 2.0875e-07 | 2.8711e-07 | 3.7116e-07 | 4.5482e-07 | 5.3248e-07 | 5.9998e-07 | 6.5506e-07 | 6.9738e-07 | 7.28e-07 | 7.4884e-07 | 7.621e-07 | 7.6987e-07 | 7.7389e-07 | 7.7628e-07 | 1.5588e-05 | 8.6871e-06 | 4.8561e-06 | 2.1757e-06 | 3.2141e-07 | -0.00097669 | Fixtures | 9.5904 | 1 |  |  |  | x | 9.5904 | 1 | 0 | -112.4296
LO3Slow | NR | Fixtures | Residential | Lighting | 0.00015582 | 0.00014709 | 1.2382 | -112.4296 | <0 | <40 | Multifamily - High Rise | WA-Downlight Fixture_250 to 499 lumens | 7.4363e-07 | 1.9082e-06 | 4.2311e-06 | 8.2849e-06 | 1.4573e-05 | 2.3349e-05 | 3.4482e-05 | 4.7424e-05 | 6.1307e-05 | 7.5126e-05 | 8.7954e-05 | 9.9103e-05 | 0.0001082 | 0.00011519 | 0.00012025 | 0.00012369 | 0.00012588 | 0.00012716 | 0.00012783 | 0.00012822 | 0.0025748 | 0.0014349 | 0.00080213 | 0.00035938 | 5.3089e-05 | -0.16133 | Fixtures | 9.5904 | 1 |  |  |  | x | 9.5904 | 1 | 0 | -112.4296
LO3Slow | NR | Fixtures | Residential | Lighting | 0.00029899 | 0.00028223 | 2.3758 | -112.4296 | <0 | <40 | Multifamily - High Rise | WA-Downlight Fixture_500 to 999 lumens | 2.6116e-05 | 6.7015e-05 | 0.00014859 | 0.00029096 | 0.00051178 | 0.00081998 | 0.001211 | 0.0016655 | 0.0021531 | 0.0026384 | 0.0030889 | 0.0034804 | 0.0038 | 0.0040454 | 0.0042231 | 0.004344 | 0.0044209 | 0.0044659 | 0.0044893 | 0.0045031 | 0.090425 | 0.050393 | 0.02817 | 0.012621 | 0.0018644 | -5.6657 | Fixtures | 9.5904 | 1 |  |  |  | x | 9.5904 | 1 | 0 | -112.4296
LO3Slow | NR | Fixtures | Residential | Lighting | 0.00054811 | 0.0005174 | 4.3554 | -112.4296 | <0 | <40 | Multifamily - High Rise | WA-Downlight Fixture_1000 to 1999 lumens | 7.9725e-06 | 2.0458e-05 | 4.5362e-05 | 8.8822e-05 | 0.00015623 | 0.00025032 | 0.00036968 | 0.00050843 | 0.00065727 | 0.00080543 | 0.00094296 | 0.0010625 | 0.00116 | 0.001235 | 0.0012892 | 0.0013261 | 0.0013496 | 0.0013633 | 0.0013705 | 0.0013747 | 0.027604 | 0.015384 | 0.0085996 | 0.0038529 | 0.00056917 | -1.7296 | Fixtures | 9.5904 | 1 |  |  |  | x | 9.5904 | 1 | 0 | -112.4296
LO3Slow | NR | Fixtures | Residential | Lighting | 0.0010623 | 0.0010028 | 8.4413 | -112.4296 | <0 | <40 | Multifamily - High Rise | WA-Downlight Fixture_2000 to 3999 lumens | 2.3728e-06 | 6.0887e-06 | 1.3501e-05 | 2.6435e-05 | 4.6498e-05 | 7.45e-05 | 0.00011002 | 0.00015132 | 0.00019562 | 0.00023971 | 0.00028064 | 0.00031622 | 0.00034525 | 0.00036755 | 0.00038369 | 0.00039467 | 0.00040166 | 0.00040576 | 0.00040787 | 0.00040914 | 0.0082156 | 0.0045785 | 0.0025594 | 0.0011467 | 0.0001694 | -0.51476 | Fixtures | 9.5904 | 1 |  |  |  | x | 9.5904 | 1 | 0 | -112.4296
LO3Slow | NR | Fixtures | Residential | Lighting | 0.0019404 | 0.0018317 | 15.4191 | -112.4296 | <0 | <40 | Multifamily - High Rise | WA-Downlight Fixture_4000 to 7999 lumens | 7.4729e-07 | 1.9176e-06 | 4.2519e-06 | 8.3256e-06 | 1.4644e-05 | 2.3463e-05 | 3.4651e-05 | 4.7657e-05 | 6.1608e-05 | 7.5496e-05 | 8.8387e-05 | 9.959e-05 | 0.00010873 | 0.00011576 | 0.00012084 | 0.0001243 | 0.0001265 | 0.00012779 | 0.00012846 | 0.00012885 | 0.0025874 | 0.001442 | 0.00080607 | 0.00036115 | 5.335e-05 | -0.16212 | Fixtures | 9.5904 | 1 |  |  |  | x | 9.5904 | 1 | 0 | -112.4296
LO3Slow | NR | Fixtures | Residential | Lighting | 0.00014232 | 0.00016147 | 0.7969 | -73.9245 | <0 | <40 | Multifamily - High Rise | WA-Exterior Porch_0 to 249 lumens | 6.9846e-11 | 1.7923e-10 | 3.9741e-10 | 7.7816e-10 | 1.3687e-09 | 2.193e-09 | 3.2387e-09 | 4.4543e-09 | 5.7583e-09 | 7.0563e-09 | 8.2612e-09 | 9.3083e-09 | 1.0163e-08 | 1.0819e-08 | 1.1294e-08 | 1.1618e-08 | 1.1824e-08 | 1.1944e-08 | 1.2006e-08 | 1.2044e-08 | 2.4184e-07 | 1.3478e-07 | 7.534e-08 | 3.3755e-08 | 4.9864e-09 | -9.9632e-06 | Fixtures | 12.2733 | 1 |  |  |  | x | 12.2733 | 1 | 0 | -73.9245
LO3Slow | NR | Fixtures | Residential | Lighting | 0.0002788 | 0.00031631 | 1.5611 | -73.9245 | <0 | <40 | Multifamily - High Rise | WA-Exterior Porch_250 to 499 lumens | 2.2138e-08 | 5.6807e-08 | 1.2596e-07 | 2.4664e-07 | 4.3382e-07 | 6.9508e-07 | 1.0265e-06 | 1.4118e-06 | 1.8251e-06 | 2.2365e-06 | 2.6184e-06 | 2.9503e-06 | 3.2211e-06 | 3.4292e-06 | 3.5798e-06 | 3.6823e-06 | 3.7475e-06 | 3.7857e-06 | 3.8054e-06 | 3.8172e-06 | 7.6651e-05 | 4.2717e-05 | 2.3879e-05 | 1.0699e-05 | 1.5804e-06 | -0.0031579 | Fixtures | 12.2733 | 1 |  |  |  | x | 12.2733 | 1 | 0 | -73.9245
LO3Slow | NR | Fixtures | Residential | Lighting | 0.00053494 | 0.00060693 | 2.9954 | -73.9245 | <0 | <40 | Multifamily - High Rise | WA-Exterior Porch_500 to 999 lumens | 1.1067e-06 | 2.84e-06 | 6.2971e-06 | 1.233e-05 | 2.1688e-05 | 3.4749e-05 | 5.1319e-05 | 7.0581e-05 | 9.1243e-05 | 0.00011181 | 0.0001309 | 0.00014749 | 0.00016104 | 0.00017144 | 0.00017897 | 0.00018409 | 0.00018735 | 0.00018926 | 0.00019025 | 0.00019084 | 0.003832 | 0.0021356 | 0.0011938 | 0.00053487 | 7.9012e-05 | -0.15787 | Fixtures | 12.2733 | 1 |  |  |  | x | 12.2733 | 1 | 0 | -73.9245
LO3Slow | NR | Fixtures | Residential | Lighting | 0.00098067 | 0.0011126 | 5.4913 | -73.9245 | <0 | <40 | Multifamily - High Rise | WA-Exterior Porch_1000 to 1999 lumens | 2.1675e-06 | 5.5621e-06 | 1.2333e-05 | 2.4149e-05 | 4.2476e-05 | 6.8057e-05 | 0.00010051 | 0.00013823 | 0.0001787 | 0.00021898 | 0.00025637 | 0.00028887 | 0.00031539 | 0.00033576 | 0.0003505 | 0.00036054 | 0.00036692 | 0.00037066 | 0.0003726 | 0.00037375 | 0.007505 | 0.0041825 | 0.002338 | 0.0010475 | 0.00015474 | -0.30919 | Fixtures | 12.2733 | 1 |  |  |  | x | 12.2733 | 1 | 0 | -73.9245
LO3Slow | NR | Fixtures | Residential | Lighting | 0.0019007 | 0.0021564 | 10.6428 | -73.9245 | <0 | <40 | Multifamily - High Rise | WA-Exterior Porch_2000 to 3999 lumens | 2.0507e-06 | 5.2623e-06 | 1.1668e-05 | 2.2848e-05 | 4.0187e-05 | 6.4389e-05 | 9.5091e-05 | 0.00013078 | 0.00016907 | 0.00020718 | 0.00024255 | 0.0002733 | 0.00029839 | 0.00031767 | 0.00033162 | 0.00034111 | 0.00034715 | 0.00035069 | 0.00035252 | 0.00035361 | 0.0071006 | 0.0039571 | 0.0022121 | 0.00099108 | 0.00014641 | -0.29253 | Fixtures | 12.2733 | 1 |  |  |  | x | 12.2733 | 1 | 0 | -73.9245
LO3Slow | NR | Fixtures | Residential | Lighting | 0.0034718 | 0.003939 | 19.4403 | -73.9245 | <0 | <40 | Multifamily - High Rise | WA-Exterior Porch_4000 to 7999 lumens | 8.986e-08 | 2.3059e-07 | 5.1128e-07 | 1.0011e-06 | 1.7609e-06 | 2.8214e-06 | 4.1667e-06 | 5.7307e-06 | 7.4083e-06 | 9.0782e-06 | 1.0628e-05 | 1.1976e-05 | 1.3075e-05 | 1.392e-05 | 1.4531e-05 | 1.4947e-05 | 1.5211e-05 | 1.5367e-05 | 1.5447e-05 | 1.5495e-05 | 0.00031114 | 0.00017339 | 9.6929e-05 | 4.3428e-05 | 6.4152e-06 | -0.012818 | Fixtures | 12.2733 | 1 |  |  |  | x | 12.2733 | 1 | 0 | -73.9245
LO3Slow | NR | Fixtures | Residential | Lighting | 0.00011634 | 0.00013606 | 0.64697 | -109.2876 | <0 | <40 | Multifamily - High Rise | WA-Chandelier/Pendant_0 to 249 lumens | 4.3107e-08 | 1.1061e-07 | 2.4527e-07 | 4.8026e-07 | 8.4474e-07 | 1.3535e-06 | 1.9988e-06 | 2.7491e-06 | 3.5538e-06 | 4.3549e-06 | 5.0985e-06 | 5.7448e-06 | 6.2722e-06 | 6.6774e-06 | 6.9706e-06 | 7.1701e-06 | 7.2971e-06 | 7.3715e-06 | 7.41e-06 | 7.4329e-06 | 0.00014925 | 8.3179e-05 | 4.6497e-05 | 2.0833e-05 | 3.0774e-06 | -0.0090904 | Fixtures | 5.6742 | 1 |  |  |  | x | 5.6742 | 1 | 0 | -109.2876
LO3Slow | NR | Fixtures | Residential | Lighting | 0.00022792 | 0.00026653 | 1.2674 | -109.2876 | <0 | <40 | Multifamily - High Rise | WA-Chandelier/Pendant_250 to 499 lumens | 3.4844e-07 | 8.9413e-07 | 1.9826e-06 | 3.8821e-06 | 6.8283e-06 | 1.094e-05 | 1.6157e-05 | 2.2222e-05 | 2.8727e-05 | 3.5202e-05 | 4.1213e-05 | 4.6437e-05 | 5.07e-05 | 5.3976e-05 | 5.6346e-05 | 5.7958e-05 | 5.8985e-05 | 5.9586e-05 | 5.9897e-05 | 6.0082e-05 | 0.0012065 | 0.00067236 | 0.00037585 | 0.0001684 | 2.4876e-05 | -0.073481 | Fixtures | 5.6742 | 1 |  |  |  | x | 5.6742 | 1 | 0 | -109.2876
LO3Slow | NR | Fixtures | Residential | Lighting | 0.00043732 | 0.00051142 | 2.4318 | -109.2876 | <0 | <40 | Multifamily - High Rise | WA-Chandelier/Pendant_500 to 999 lumens | 2.5616e-06 | 6.5732e-06 | 1.4575e-05 | 2.8539e-05 | 5.0198e-05 | 8.0429e-05 | 0.00011878 | 0.00016336 | 0.00021118 | 0.00025879 | 0.00030298 | 0.00034138 | 0.00037272 | 0.0003968 | 0.00041422 | 0.00042608 | 0.00043362 | 0.00043804 | 0.00044033 | 0.00044169 | 0.0088694 | 0.0049429 | 0.0027631 | 0.001238 | 0.00018288 | -0.54019 | Fixtures | 5.6742 | 1 |  |  |  | x | 5.6742 | 1 | 0 | -109.2876
LO3Slow | NR | Fixtures | Residential | Lighting | 0.0008017 | 0.00093754 | 4.4581 | -109.2876 | <0 | <40 | Multifamily - High Rise | WA-Chandelier/Pendant_1000 to 1999 lumens | 4.3395e-06 | 1.1135e-05 | 2.4691e-05 | 4.8347e-05 | 8.5039e-05 | 0.00013625 | 0.00020122 | 0.00027674 | 0.00035776 | 0.0004384 | 0.00051326 | 0.00057832 | 0.00063141 | 0.0006722 | 0.00070172 | 0.0007218 | 0.00073459 | 0.00074207 | 0.00074595 | 0.00074826 | 0.015025 | 0.0083735 | 0.0046808 | 0.0020972 | 0.0003098 | -0.91512 | Fixtures | 5.6742 | 1 |  |  |  | x | 5.6742 | 1 | 0 | -109.2876
LO3Slow | NR | Fixtures | Residential | Lighting | 0.0015538 | 0.0018171 | 8.6404 | -109.2876 | <0 | <40 | Multifamily - High Rise | WA-Chandelier/Pendant_2000 to 3999 lumens | 6.2568e-06 | 1.6055e-05 | 3.56e-05 | 6.9708e-05 | 0.00012261 | 0.00019645 | 0.00029012 | 0.00039902 | 0.00051583 | 0.0006321 | 0.00074003 | 0.00083383 | 0.00091039 | 0.0009692 | 0.0010118 | 0.0010407 | 0.0010591 | 0.0010699 | 0.0010755 | 0.0010789 | 0.021664 | 0.012073 | 0.006749 | 0.0030238 | 0.00044668 | -1.3194 | Fixtures | 5.6742 | 1 |  |  |  | x | 5.6742 | 1 | 0 | -109.2876
LO3Slow | NR | Fixtures | Residential | Lighting | 0.0028382 | 0.0033191 | 15.7827 | -109.2876 | <0 | <40 | Multifamily - High Rise | WA-Chandelier/Pendant_4000 to 7999 lumens | 3.7587e-06 | 9.645e-06 | 2.1386e-05 | 4.1876e-05 | 7.3657e-05 | 0.00011802 | 0.00017429 | 0.0002397 | 0.00030988 | 0.00037973 | 0.00044457 | 0.00050091 | 0.0005469 | 0.00058224 | 0.0006078 | 0.0006252 | 0.00063627 | 0.00064275 | 0.00064611 | 0.00064811 | 0.013014 | 0.0072528 | 0.0040543 | 0.0018165 | 0.00026834 | -0.79264 | Fixtures | 5.6742 | 1 |  |  |  | x | 5.6742 | 1 | 0 | -109.2876
LO3Slow | NR | Fixtures | Residential | Lighting | 2.898e-05 | 2.7142e-05 | 0.22794 | 11.6324 | 10-20 | <40 | Multifamily - High Rise | WA-Linear Flush Mount_0 to 249 lumens | 9.9618e-09 | 2.5563e-08 | 5.668e-08 | 1.1099e-07 | 1.9522e-07 | 3.1278e-07 | 4.6192e-07 | 6.353e-07 | 8.2128e-07 | 1.0064e-06 | 1.1782e-06 | 1.3276e-06 | 1.4495e-06 | 1.5431e-06 | 1.6109e-06 | 1.657e-06 | 1.6863e-06 | 1.7035e-06 | 1.7124e-06 | 1.7177e-06 | 3.4492e-05 | 1.9222e-05 | 1.0745e-05 | 4.8143e-06 | 7.1119e-07 | 0.0002236 | Fixtures | 1.5691 | 1 |  |  |  | x | #REF! | #REF! | 18.252 | -6.6196
LO3Slow | NR | Fixtures | Residential | Lighting | 5.6772e-05 | 5.3172e-05 | 0.44653 | 11.6324 | 10-20 | <40 | Multifamily - High Rise | WA-Linear Flush Mount_250 to 499 lumens | 2.8424e-07 | 7.2938e-07 | 1.6173e-06 | 3.1668e-06 | 5.5701e-06 | 8.9246e-06 | 1.318e-05 | 1.8127e-05 | 2.3434e-05 | 2.8716e-05 | 3.3619e-05 | 3.788e-05 | 4.1358e-05 | 4.403e-05 | 4.5963e-05 | 4.7279e-05 | 4.8116e-05 | 4.8607e-05 | 4.886e-05 | 4.9012e-05 | 0.00098417 | 0.00054847 | 0.0003066 | 0.00013737 | 2.0292e-05 | 0.0063801 | Fixtures | 1.5691 | 1 |  |  |  | x | #REF! | #REF! | 18.252 | -6.6196
LO3Slow | NR | Fixtures | Residential | Lighting | 0.00010893 | 0.00010202 | 0.85678 | 11.6324 | 10-20 | <40 | Multifamily - High Rise | WA-Linear Flush Mount_500 to 999 lumens | 5.5533e-06 | 1.425e-05 | 3.1597e-05 | 6.187e-05 | 0.00010883 | 0.00017436 | 0.0002575 | 0.00035415 | 0.00045783 | 0.00056103 | 0.00065682 | 0.00074008 | 0.00080803 | 0.00086023 | 0.000898 | 0.0009237 | 0.00094006 | 0.00094964 | 0.0009546 | 0.00095755 | 0.019228 | 0.010716 | 0.0059901 | 0.0026838 | 0.00039646 | 0.12465 | Fixtures | 1.5691 | 1 |  |  |  | x | #REF! | #REF! | 18.252 | -6.6196
LO3Slow | NR | Fixtures | Residential | Lighting | 0.0001997 | 0.00018703 | 1.5707 | 11.6324 | 10-20 | <40 | Multifamily - High Rise | WA-Linear Flush Mount_1000 to 1999 lumens | 9.09e-06 | 2.3326e-05 | 5.172e-05 | 0.00010127 | 0.00017813 | 0.00028541 | 0.0004215 | 0.0005797 | 0.00074941 | 0.00091833 | 0.0010751 | 0.0012114 | 0.0013226 | 0.0014081 | 0.0014699 | 0.001512 | 0.0015388 | 0.0015544 | 0.0015626 | 0.0015674 | 0.031474 | 0.01754 | 0.0098051 | 0.004393 | 0.00064895 | 0.20403 | Fixtures | 1.5691 | 1 |  |  |  | x | #REF! | #REF! | 18.2519 | -6.6196
LO3Slow | NR | Fixtures | Residential | Lighting | 0.00038704 | 0.00036249 | 3.0442 | 11.6324 | 10-20 | <40 | Multifamily - High Rise | WA-Linear Flush Mount_2000 to 3999 lumens | 3.3678e-06 | 8.642e-06 | 1.9162e-05 | 3.7521e-05 | 6.5997e-05 | 0.00010574 | 0.00015616 | 0.00021478 | 0.00027765 | 0.00034024 | 0.00039833 | 0.00044882 | 0.00049003 | 0.00052169 | 0.00054459 | 0.00056018 | 0.0005701 | 0.00057591 | 0.00057892 | 0.00058071 | 0.011661 | 0.0064986 | 0.0036327 | 0.0016276 | 0.00024043 | 0.075594 | Fixtures | 1.5691 | 1 |  |  |  | x | #REF! | #REF! | 18.252 | -6.6196
LO3Slow | NR | Fixtures | Residential | Lighting | 0.00070697 | 0.00066213 | 5.5605 | 11.6324 | 10-20 | <40 | Multifamily - High Rise | WA-Linear Flush Mount_4000 to 7999 lumens | 3.8898e-07 | 9.9816e-07 | 2.2132e-06 | 4.3337e-06 | 7.6227e-06 | 1.2213e-05 | 1.8037e-05 | 2.4807e-05 | 3.2069e-05 | 3.9298e-05 | 4.6008e-05 | 5.1839e-05 | 5.6599e-05 | 6.0255e-05 | 6.2901e-05 | 6.4701e-05 | 6.5847e-05 | 6.6518e-05 | 6.6866e-05 | 6.7072e-05 | 0.0013468 | 0.00075059 | 0.00041958 | 0.00018799 | 2.777e-05 | 0.0087311 | Fixtures | 1.5691 | 1 |  |  |  | x | #REF! | #REF! | 18.2519 | -6.6196
LO3Slow | NR | Fixtures | Residential | Lighting | 2.1873e-05 | 2.0242e-05 | 0.16937 | 20.5429 | 20-30 | <40 | Multifamily - High Rise | WA-Linear Shop_0 to 249 lumens | 2.3466e-09 | 6.0214e-09 | 1.3351e-08 | 2.6143e-08 | 4.5984e-08 | 7.3677e-08 | 1.0881e-07 | 1.4965e-07 | 1.9346e-07 | 2.3706e-07 | 2.7754e-07 | 3.1272e-07 | 3.4143e-07 | 3.6349e-07 | 3.7945e-07 | 3.9031e-07 | 3.9722e-07 | 4.0127e-07 | 4.0337e-07 | 4.0462e-07 | 8.1248e-06 | 4.5279e-06 | 2.5311e-06 | 1.134e-06 | 1.6752e-07 | 9.3017e-05 | Fixtures | 1.2346 | 1 |  |  |  | x | #REF! | #REF! | 25.3629 | -4.82
LO3Slow | NR | Fixtures | Residential | Lighting | 4.2848e-05 | 3.9655e-05 | 0.33179 | 20.5429 | 20-30 | <40 | Multifamily - High Rise | WA-Linear Shop_250 to 499 lumens | 0 | 0 | 0 | 0 | 0 | 0 | 0 | 0 | 0 | 0 | 0 | 0 | 0 | 0 | 0 | 0 | 0 | 0 | 0 | 0 | 0 | 0 | 0 | 0 | 0 | 0 | Fixtures | 1.2346 | 1 |  |  |  | x | #REF! | #REF! | 25.3629 | -4.82
LO3Slow | NR | Fixtures | Residential | Lighting | 8.2216e-05 | 7.6087e-05 | 0.63662 | 20.5429 | 20-30 | <40 | Multifamily - High Rise | WA-Linear Shop_500 to 999 lumens | 3.69e-09 | 9.4687e-09 | 2.0995e-08 | 4.111e-08 | 7.2311e-08 | 1.1586e-07 | 1.711e-07 | 2.3532e-07 | 3.0421e-07 | 3.7278e-07 | 4.3644e-07 | 4.9176e-07 | 5.3691e-07 | 5.7159e-07 | 5.9669e-07 | 6.1377e-07 | 6.2464e-07 | 6.31e-07 | 6.343e-07 | 6.3626e-07 | 1.2776e-05 | 7.1202e-06 | 3.9802e-06 | 1.7833e-06 | 2.6343e-07 | 0.00014627 | Fixtures | 1.2346 | 1 |  |  |  | x | #REF! | #REF! | 25.3629 | -4.82
LO3Slow | NR | Fixtures | Residential | Lighting | 0.00015072 | 0.00013949 | 1.1671 | 20.5429 | 20-30 | <40 | Multifamily - High Rise | WA-Linear Shop_1000 to 1999 lumens | 2.0694e-09 | 5.3103e-09 | 1.1775e-08 | 2.3056e-08 | 4.0554e-08 | 6.4976e-08 | 9.5958e-08 | 1.3198e-07 | 1.7061e-07 | 2.0907e-07 | 2.4477e-07 | 2.7579e-07 | 3.0111e-07 | 3.2056e-07 | 3.3464e-07 | 3.4422e-07 | 3.5031e-07 | 3.5388e-07 | 3.5573e-07 | 3.5683e-07 | 7.1653e-06 | 3.9932e-06 | 2.2322e-06 | 1.0001e-06 | 1.4774e-07 | 8.2032e-05 | Fixtures | 1.2346 | 1 |  |  |  | x | #REF! | #REF! | 25.3629 | -4.82
LO3Slow | NR | Fixtures | Residential | Lighting | 0.00029211 | 0.00027034 | 2.2619 | 20.5429 | 20-30 | <40 | Multifamily - High Rise | WA-Linear Shop_2000 to 3999 lumens | 0 | 0 | 0 | 0 | 0 | 0 | 0 | 0 | 0 | 0 | 0 | 0 | 0 | 0 | 0 | 0 | 0 | 0 | 0 | 0 | 0 | 0 | 0 | 0 | 0 | 0 | Fixtures | 1.2346 | 1 |  |  |  | x | #REF! | #REF! | 25.3629 | -4.82
LO3Slow | NR | Fixtures | Residential | Lighting | 0.00053358 | 0.00049381 | 4.1317 | 20.5429 | 20-30 | <40 | Multifamily - High Rise | WA-Linear Shop_4000 to 7999 lumens | 2.9916e-08 | 7.6765e-08 | 1.7021e-07 | 3.3329e-07 | 5.8624e-07 | 9.3929e-07 | 1.3872e-06 | 1.9078e-06 | 2.4663e-06 | 3.0223e-06 | 3.5383e-06 | 3.9868e-06 | 4.3528e-06 | 4.634e-06 | 4.8375e-06 | 4.976e-06 | 5.0641e-06 | 5.1157e-06 | 5.1424e-06 | 5.1583e-06 | 0.00010358 | 5.7725e-05 | 3.2269e-05 | 1.4458e-05 | 2.1357e-06 | 0.0011858 | Fixtures | 1.2346 | 1 |  |  |  | x | #REF! | #REF! | 25.3629 | -4.82
LO3Slow | NR | Fixtures | Residential | Lighting | 0.00021426 | 0.00020326 | 1.7136 | -52.1552 | <0 | <40 | Multifamily - High Rise | WA-Track_0 to 249 lumens | 1.1172e-09 | 2.8669e-09 | 6.3569e-09 | 1.2447e-08 | 2.1894e-08 | 3.5079e-08 | 5.1806e-08 | 7.1251e-08 | 9.2109e-08 | 1.1287e-07 | 1.3214e-07 | 1.4889e-07 | 1.6256e-07 | 1.7307e-07 | 1.8066e-07 | 1.8584e-07 | 1.8913e-07 | 1.9105e-07 | 1.9205e-07 | 1.9265e-07 | 3.8684e-06 | 2.1558e-06 | 1.2051e-06 | 5.3994e-07 | 7.9762e-08 | -0.00011244 | Fixtures | 5.0418 | 1 |  |  |  | x | 5.0418 | 1 | 0 | -52.1552
LO3Slow | NR | Fixtures | Residential | Lighting | 0.00041973 | 0.00039818 | 3.3569 | -52.1552 | <0 | <40 | Multifamily - High Rise | WA-Track_250 to 499 lumens | 1.0191e-07 | 2.615e-07 | 5.7983e-07 | 1.1354e-06 | 1.997e-06 | 3.1997e-06 | 4.7253e-06 | 6.4989e-06 | 8.4014e-06 | 1.0295e-05 | 1.2053e-05 | 1.3581e-05 | 1.4828e-05 | 1.5786e-05 | 1.6479e-05 | 1.6951e-05 | 1.7251e-05 | 1.7427e-05 | 1.7518e-05 | 1.7572e-05 | 0.00035285 | 0.00019664 | 0.00010992 | 4.9249e-05 | 7.2753e-06 | -0.010256 | Fixtures | 5.0418 | 1 |  |  |  | x | 5.0418 | 1 | 0 | -52.1552
LO3Slow | NR | Fixtures | Residential | Lighting | 0.00080537 | 0.00076401 | 6.4411 | -52.1552 | <0 | <40 | Multifamily - High Rise | WA-Track_500 to 999 lumens | 1.6225e-06 | 4.1634e-06 | 9.2316e-06 | 1.8076e-05 | 3.1795e-05 | 5.0943e-05 | 7.5233e-05 | 0.00010347 | 0.00013376 | 0.00016391 | 0.0001919 | 0.00021623 | 0.00023608 | 0.00025133 | 0.00026236 | 0.00026987 | 0.00027465 | 0.00027745 | 0.0002789 | 0.00027976 | 0.0056178 | 0.0031308 | 0.0017501 | 0.00078411 | 0.00011583 | -0.16329 | Fixtures | 5.0418 | 1 |  |  |  | x | 5.0418 | 1 | 0 | -52.1552
LO3Slow | NR | Fixtures | Residential | Lighting | 0.0014764 | 0.0014006 | 11.808 | -52.1552 | <0 | <40 | Multifamily - High Rise | WA-Track_1000 to 1999 lumens | 2.3575e-06 | 6.0496e-06 | 1.3414e-05 | 2.6266e-05 | 4.6199e-05 | 7.4022e-05 | 0.00010932 | 0.00015035 | 0.00019436 | 0.00023817 | 0.00027884 | 0.00031418 | 0.00034303 | 0.00036519 | 0.00038123 | 0.00039214 | 0.00039908 | 0.00040315 | 0.00040525 | 0.00040651 | 0.0081628 | 0.0045491 | 0.002543 | 0.0011393 | 0.00016831 | -0.23726 | Fixtures | 5.0418 | 1 |  |  |  | x | 5.0418 | 1 | 0 | -52.1552
LO3Slow | NR | Fixtures | Residential | Lighting | 0.0028615 | 0.0027146 | 22.8853 | -52.1552 | <0 | <40 | Multifamily - High Rise | WA-Track_2000 to 3999 lumens | 3.765e-06 | 9.6613e-06 | 2.1422e-05 | 4.1947e-05 | 7.3782e-05 | 0.00011821 | 0.00017458 | 0.00024011 | 0.0003104 | 0.00038037 | 0.00044532 | 0.00050176 | 0.00054783 | 0.00058322 | 0.00060883 | 0.00062626 | 0.00063735 | 0.00064384 | 0.0006472 | 0.00064921 | 0.013036 | 0.0072651 | 0.0040612 | 0.0018196 | 0.00026879 | -0.37891 | Fixtures | 5.0418 | 1 |  |  |  | x | 5.0418 | 1 | 0 | -52.1552
LO3Slow | NR | Fixtures | Residential | Lighting | 0.0052269 | 0.0049585 | 41.8027 | -52.1552 | <0 | <40 | Multifamily - High Rise | WA-Track_4000 to 7999 lumens | 1.5147e-06 | 3.8867e-06 | 8.6181e-06 | 1.6875e-05 | 2.9682e-05 | 4.7558e-05 | 7.0234e-05 | 9.6596e-05 | 0.00012487 | 0.00015302 | 0.00017915 | 0.00020186 | 0.00022039 | 0.00023463 | 0.00024493 | 0.00025194 | 0.0002564 | 0.00025902 | 0.00026037 | 0.00026117 | 0.0052445 | 0.0029227 | 0.0016338 | 0.00073201 | 0.00010813 | -0.15244 | Fixtures | 5.0418 | 1 |  |  |  | x | 5.0418 | 1 | 0 | -52.1552
LO3Slow | NR | Fixtures | Residential | Lighting | 9.9203e-05 | 9.4046e-05 | 0.7927 | -66.87 | <0 | <40 | Manufactured | ID/MT/OR-Floor/Table_0 to 249 lumens | 8.5635e-07 | 2.1789e-06 | 4.7906e-06 | 9.3013e-06 | 1.6222e-05 | 2.5773e-05 | 3.774e-05 | 5.1468e-05 | 6.5974e-05 | 8.0163e-05 | 9.306e-05 | 0.00010397 | 0.00011256 | 0.00011882 | 0.00012299 | 0.00012544 | 0.00012659 | 0.0001268 | 0.00012639 | 0.00012571 | 0.0025243 | 0.0014768 | 0.00084587 | 0.00038753 | 5.9122e-05 | -0.098753 | Fixtures | 8.6572 | 1 |  |  |  | x | 8.6572 | 1 | 0 | -66.87
LO3Slow | NR | Fixtures | Residential | Lighting | 0.00019434 | 0.00018423 | 1.5529 | -66.87 | <0 | <40 | Manufactured | ID/MT/OR-Floor/Table_250 to 499 lumens | 5.9979e-06 | 1.5261e-05 | 3.3554e-05 | 6.5147e-05 | 0.00011362 | 0.00018051 | 0.00026434 | 0.00036049 | 0.00046208 | 0.00056147 | 0.00065179 | 0.00072821 | 0.00078837 | 0.00083222 | 0.00086143 | 0.00087861 | 0.00088663 | 0.00088811 | 0.00088522 | 0.00088047 | 0.01768 | 0.010344 | 0.0059245 | 0.0027143 | 0.00041409 | -0.69167 | Fixtures | 8.6572 | 1 |  |  |  | x | 8.6572 | 1 | 0 | -66.87
LO3Slow | NR | Fixtures | Residential | Lighting | 0.00037289 | 0.0003535 | 2.9796 | -66.87 | <0 | <40 | Manufactured | ID/MT/OR-Floor/Table_500 to 999 lumens | 5.0927e-05 | 0.00012958 | 0.0002849 | 0.00055315 | 0.00096475 | 0.0015327 | 0.0022444 | 0.0030608 | 0.0039235 | 0.0047673 | 0.0055343 | 0.0061832 | 0.0066939 | 0.0070662 | 0.0073143 | 0.0074602 | 0.0075282 | 0.0075408 | 0.0075163 | 0.0074759 | 0.15012 | 0.087825 | 0.050304 | 0.023046 | 0.003516 | -5.8729 | Fixtures | 8.6572 | 1 |  |  |  | x | 8.6572 | 1 | 0 | -66.87
LO3Slow | NR | Fixtures | Residential | Lighting | 0.00068359 | 0.00064805 | 5.4623 | -66.87 | <0 | <40 | Manufactured | ID/MT/OR-Floor/Table_1000 to 1999 lumens | 5.6022e-05 | 0.00014254 | 0.0003134 | 0.00060849 | 0.0010613 | 0.001686 | 0.002469 | 0.003367 | 0.004316 | 0.0052443 | 0.0060879 | 0.0068017 | 0.0073636 | 0.0077731 | 0.008046 | 0.0082065 | 0.0082814 | 0.0082952 | 0.0082682 | 0.0082238 | 0.16514 | 0.096611 | 0.055336 | 0.025352 | 0.0038678 | -6.4604 | Fixtures | 8.6572 | 1 |  |  |  | x | 8.6572 | 1 | 0 | -66.87
LO3Slow | NR | Fixtures | Residential | Lighting | 0.0013249 | 0.001256 | 10.5866 | -66.87 | <0 | <40 | Manufactured | ID/MT/OR-Floor/Table_2000 to 3999 lumens | 1.56e-05 | 3.9692e-05 | 8.7267e-05 | 0.00016944 | 0.00029551 | 0.00046948 | 0.00068749 | 0.00093756 | 0.0012018 | 0.0014603 | 0.0016952 | 0.001894 | 0.0020504 | 0.0021645 | 0.0022404 | 0.0022851 | 0.002306 | 0.0023098 | 0.0023023 | 0.00229 | 0.045983 | 0.026902 | 0.015409 | 0.0070593 | 0.001077 | -1.7989 | Fixtures | 8.6572 | 1 |  |  |  | x | 8.6572 | 1 | 0 | -66.87
LO3Slow | NR | Fixtures | Residential | Lighting | 0.0024201 | 0.0022942 | 19.3377 | -66.87 | <0 | <40 | Manufactured | ID/MT/OR-Floor/Table_4000 to 7999 lumens | 1.7962e-06 | 4.5703e-06 | 1.0048e-05 | 1.951e-05 | 3.4026e-05 | 5.4058e-05 | 7.9161e-05 | 0.00010795 | 0.00013838 | 0.00016814 | 0.00019519 | 0.00021808 | 0.00023609 | 0.00024922 | 0.00025797 | 0.00026312 | 0.00026552 | 0.00026596 | 0.0002651 | 0.00026367 | 0.0052947 | 0.0030976 | 0.0017742 | 0.00081284 | 0.00012401 | -0.20714 | Fixtures | 8.6572 | 1 |  |  |  | x | 8.6572 | 1 | 0 | -66.87
LO3Slow | NR | Fixtures | Residential | Lighting | 0.00013061 | 0.00012357 | 1.0409 | -37.1249 | <0 | <40 | Manufactured | ID/MT/OR-Ceiling and Wall Flush Mount _0 to 249 lumens | 4.7474e-07 | 1.2079e-06 | 2.6558e-06 | 5.1565e-06 | 8.9934e-06 | 1.4288e-05 | 2.0923e-05 | 2.8533e-05 | 3.6575e-05 | 4.4441e-05 | 5.159e-05 | 5.7639e-05 | 6.24e-05 | 6.5871e-05 | 6.8183e-05 | 6.9544e-05 | 7.0178e-05 | 7.0295e-05 | 7.0066e-05 | 6.969e-05 | 0.0013994 | 0.00081871 | 0.00046893 | 0.00021484 | 3.2776e-05 | -0.030394 | Fixtures | 3.7716 | 1 |  |  |  | x | 3.7716 | 1 | 0 | -37.1249
LO3Slow | NR | Fixtures | Residential | Lighting | 0.00025587 | 0.00024207 | 2.0391 | -37.1249 | <0 | <40 | Manufactured | ID/MT/OR-Ceiling and Wall Flush Mount _250 to 499 lumens | 5.7967e-06 | 1.4749e-05 | 3.2428e-05 | 6.2961e-05 | 0.00010981 | 0.00017446 | 0.00025547 | 0.00034839 | 0.00044658 | 0.00054263 | 0.00062993 | 0.00070378 | 0.00076192 | 0.00080429 | 0.00083253 | 0.00084913 | 0.00085688 | 0.00085831 | 0.00085552 | 0.00085093 | 0.017087 | 0.0099965 | 0.0057257 | 0.0026232 | 0.0004002 | -0.37112 | Fixtures | 3.7716 | 1 |  |  |  | x | 3.7716 | 1 | 0 | -37.1249
LO3Slow | NR | Fixtures | Residential | Lighting | 0.00049096 | 0.00046447 | 3.9125 | -37.1249 | <0 | <40 | Manufactured | ID/MT/OR-Ceiling and Wall Flush Mount _500 to 999 lumens | 5.4177e-05 | 0.00013785 | 0.00030308 | 0.00058845 | 0.0010263 | 0.0016305 | 0.0023877 | 0.0032561 | 0.0041738 | 0.0050715 | 0.0058874 | 0.0065777 | 0.0071211 | 0.0075171 | 0.007781 | 0.0079362 | 0.0080086 | 0.008022 | 0.0079959 | 0.007953 | 0.1597 | 0.09343 | 0.053514 | 0.024517 | 0.0037404 | -3.4686 | Fixtures | 3.7716 | 1 |  |  |  | x | 3.7716 | 1 | 0 | -37.1249
LO3Slow | NR | Fixtures | Residential | Lighting | 0.00090004 | 0.00085147 | 7.1725 | -37.1249 | <0 | <40 | Manufactured | ID/MT/OR-Ceiling and Wall Flush Mount _1000 to 1999 lumens | 6.6925e-05 | 0.00017029 | 0.0003744 | 0.00072692 | 0.0012678 | 0.0020142 | 0.0029495 | 0.0040224 | 0.005156 | 0.0062649 | 0.0072728 | 0.0081255 | 0.0087967 | 0.009286 | 0.009612 | 0.0098037 | 0.0098931 | 0.0099097 | 0.0098774 | 0.0098244 | 0.19728 | 0.11541 | 0.066106 | 0.030286 | 0.0046205 | -4.2848 | Fixtures | 3.7716 | 1 |  |  |  | x | 3.7716 | 1 | 0 | -37.1249
LO3Slow | NR | Fixtures | Residential | Lighting | 0.0017444 | 0.0016503 | 13.9011 | -37.1249 | <0 | <40 | Manufactured | ID/MT/OR-Ceiling and Wall Flush Mount _2000 to 3999 lumens | 5.293e-05 | 0.00013468 | 0.0002961 | 0.0005749 | 0.0010027 | 0.001593 | 0.0023327 | 0.0031812 | 0.0040778 | 0.0049548 | 0.0057519 | 0.0064263 | 0.0069571 | 0.0073441 | 0.0076019 | 0.0077535 | 0.0078243 | 0.0078374 | 0.0078118 | 0.0077699 | 0.15602 | 0.091279 | 0.052282 | 0.023953 | 0.0036543 | -3.3887 | Fixtures | 3.7716 | 1 |  |  |  | x | 3.7716 | 1 | 0 | -37.1249
LO3Slow | NR | Fixtures | Residential | Lighting | 0.0031863 | 0.0030144 | 25.3921 | -37.1249 | <0 | <40 | Manufactured | ID/MT/OR-Ceiling and Wall Flush Mount _4000 to 7999 lumens | 1.4229e-05 | 3.6204e-05 | 7.9598e-05 | 0.00015455 | 0.00026954 | 0.00042823 | 0.00062708 | 0.00085517 | 0.0010962 | 0.001332 | 0.0015462 | 0.0017275 | 0.0018702 | 0.0019743 | 0.0020436 | 0.0020843 | 0.0021033 | 0.0021068 | 0.0021 | 0.0020887 | 0.041942 | 0.024538 | 0.014055 | 0.006439 | 0.00098235 | -0.91096 | Fixtures | 3.7716 | 1 |  |  |  | x | 3.7716 | 1 | 0 | -37.1249
LO3Slow | NR | Fixtures | Residential | Lighting | 0.00010381 | 9.7994e-05 | 0.82491 | -111.0448 | <0 | <40 | Manufactured | ID/MT/OR-Downlight Fixture_0 to 249 lumens | 1.9344e-08 | 4.922e-08 | 1.0821e-07 | 2.1011e-07 | 3.6645e-07 | 5.8218e-07 | 8.5252e-07 | 1.1626e-06 | 1.4903e-06 | 1.8108e-06 | 2.1021e-06 | 2.3486e-06 | 2.5426e-06 | 2.684e-06 | 2.7782e-06 | 2.8337e-06 | 2.8595e-06 | 2.8643e-06 | 2.855e-06 | 2.8396e-06 | 5.7021e-05 | 3.3359e-05 | 1.9107e-05 | 8.7539e-06 | 1.3355e-06 | -0.0037044 | Fixtures | 10.4664 | 1 |  |  |  | x | 10.4664 | 1 | 0 | -111.0448
LO3Slow | NR | Fixtures | Residential | Lighting | 0.00020337 | 0.00019197 | 1.616 | -111.0448 | <0 | <40 | Manufactured | ID/MT/OR-Downlight Fixture_250 to 499 lumens | 3.1952e-06 | 8.13e-06 | 1.7875e-05 | 3.4705e-05 | 6.0529e-05 | 9.6163e-05 | 0.00014082 | 0.00019204 | 0.00024616 | 0.00029911 | 0.00034722 | 0.00038794 | 0.00041998 | 0.00044334 | 0.0004589 | 0.00046806 | 0.00047233 | 0.00047312 | 0.00047158 | 0.00046904 | 0.0094186 | 0.0055102 | 0.0031561 | 0.0014459 | 0.0002206 | -0.61188 | Fixtures | 10.4664 | 1 |  |  |  | x | 10.4664 | 1 | 0 | -111.0448
LO3Slow | NR | Fixtures | Residential | Lighting | 0.00039021 | 0.00036834 | 3.1007 | -111.0448 | <0 | <40 | Manufactured | ID/MT/OR-Downlight Fixture_500 to 999 lumens | 0.00011221 | 0.00028552 | 0.00062774 | 0.0012188 | 0.0021257 | 0.0033772 | 0.0049454 | 0.0067442 | 0.008645 | 0.010504 | 0.012194 | 0.013624 | 0.014749 | 0.01557 | 0.016116 | 0.016438 | 0.016588 | 0.016615 | 0.016561 | 0.016472 | 0.33077 | 0.19351 | 0.11084 | 0.05078 | 0.0077472 | -21.4888 | Fixtures | 10.4664 | 1 |  |  |  | x | 10.4664 | 1 | 0 | -111.0448
LO3Slow | NR | Fixtures | Residential | Lighting | 0.00071535 | 0.00067525 | 5.6843 | -111.0448 | <0 | <40 | Manufactured | ID/MT/OR-Downlight Fixture_1000 to 1999 lumens | 3.4256e-05 | 8.7161e-05 | 0.00019163 | 0.00037207 | 0.00064893 | 0.001031 | 0.0015097 | 0.0020588 | 0.0026391 | 0.0032067 | 0.0037226 | 0.0041591 | 0.0045026 | 0.0047531 | 0.0049199 | 0.005018 | 0.0050638 | 0.0050723 | 0.0050558 | 0.0050286 | 0.10098 | 0.059075 | 0.033837 | 0.015502 | 0.002365 | -6.56 | Fixtures | 10.4664 | 1 |  |  |  | x | 10.4664 | 1 | 0 | -111.0448
LO3Slow | NR | Fixtures | Residential | Lighting | 0.0013864 | 0.0013087 | 11.0168 | -111.0448 | <0 | <40 | Manufactured | ID/MT/OR-Downlight Fixture_2000 to 3999 lumens | 1.0195e-05 | 2.5941e-05 | 5.7034e-05 | 0.00011074 | 0.00019314 | 0.00030684 | 0.00044932 | 0.00061275 | 0.00078545 | 0.00095438 | 0.0011079 | 0.0012378 | 0.0013401 | 0.0014146 | 0.0014643 | 0.0014935 | 0.0015071 | 0.0015096 | 0.0015047 | 0.0014966 | 0.030053 | 0.017582 | 0.01007 | 0.0046137 | 0.00070388 | -1.9524 | Fixtures | 10.4664 | 1 |  |  |  | x | 10.4664 | 1 | 0 | -111.0448
LO3Slow | NR | Fixtures | Residential | Lighting | 0.0025325 | 0.0023905 | 20.1235 | -111.0448 | <0 | <40 | Manufactured | ID/MT/OR-Downlight Fixture_4000 to 7999 lumens | 3.2109e-06 | 8.1699e-06 | 1.7963e-05 | 3.4876e-05 | 6.0827e-05 | 9.6636e-05 | 0.00014151 | 0.00019298 | 0.00024737 | 0.00030058 | 0.00034893 | 0.00038984 | 0.00042205 | 0.00044552 | 0.00046116 | 0.00047036 | 0.00047465 | 0.00047544 | 0.00047389 | 0.00047135 | 0.0094649 | 0.0055373 | 0.0031716 | 0.0014531 | 0.00022168 | -0.61489 | Fixtures | 10.4664 | 1 |  |  |  | x | 10.4664 | 1 | 0 | -111.0448
LO3Slow | NR | Fixtures | Residential | Lighting | 0.00015581 | 0.00017678 | 0.87246 | -72.4583 | <0 | <40 | Manufactured | ID/MT/OR-Exterior Porch_0 to 249 lumens | 2.5176e-10 | 6.4057e-10 | 1.4084e-09 | 2.7345e-09 | 4.7692e-09 | 7.5768e-09 | 1.1095e-08 | 1.5131e-08 | 1.9395e-08 | 2.3567e-08 | 2.7358e-08 | 3.0566e-08 | 3.3091e-08 | 3.4931e-08 | 3.6158e-08 | 3.6879e-08 | 3.7215e-08 | 3.7277e-08 | 3.7156e-08 | 3.6957e-08 | 7.421e-07 | 4.3416e-07 | 2.4867e-07 | 1.1393e-07 | 1.7381e-08 | -3.1458e-05 | Fixtures | 10.5821 | 1 |  |  |  | x | 10.5821 | 1 | 0 | -72.4583
LO3Slow | NR | Fixtures | Residential | Lighting | 0.00030523 | 0.0003463 | 1.7091 | -72.4583 | <0 | <40 | Manufactured | ID/MT/OR-Exterior Porch_250 to 499 lumens | 7.9794e-08 | 2.0303e-07 | 4.4639e-07 | 8.6669e-07 | 1.5116e-06 | 2.4015e-06 | 3.5166e-06 | 4.7958e-06 | 6.1474e-06 | 7.4696e-06 | 8.6713e-06 | 9.6879e-06 | 1.0488e-05 | 1.1072e-05 | 1.146e-05 | 1.1689e-05 | 1.1795e-05 | 1.1815e-05 | 1.1777e-05 | 1.1713e-05 | 0.00023521 | 0.00013761 | 7.8817e-05 | 3.611e-05 | 5.509e-06 | -0.0099708 | Fixtures | 10.5821 | 1 |  |  |  | x | 10.5821 | 1 | 0 | -72.4583
LO3Slow | NR | Fixtures | Residential | Lighting | 0.00058566 | 0.00066447 | 3.2794 | -72.4583 | <0 | <40 | Manufactured | ID/MT/OR-Exterior Porch_500 to 999 lumens | 3.9892e-06 | 1.015e-05 | 2.2316e-05 | 4.3329e-05 | 7.5569e-05 | 0.00012006 | 0.00017581 | 0.00023976 | 0.00030733 | 0.00037343 | 0.0004335 | 0.00048433 | 0.00052434 | 0.0005535 | 0.00057293 | 0.00058436 | 0.00058969 | 0.00059068 | 0.00058875 | 0.00058559 | 0.011759 | 0.0068794 | 0.0039403 | 0.0018052 | 0.00027541 | -0.49847 | Fixtures | 10.5821 | 1 |  |  |  | x | 10.5821 | 1 | 0 | -72.4583
LO3Slow | NR | Fixtures | Residential | Lighting | 0.0010737 | 0.0012181 | 6.0119 | -72.4583 | <0 | <40 | Manufactured | ID/MT/OR-Exterior Porch_1000 to 1999 lumens | 7.8128e-06 | 1.9879e-05 | 4.3706e-05 | 8.4859e-05 | 0.000148 | 0.00023513 | 0.00034432 | 0.00046956 | 0.0006019 | 0.00073136 | 0.00084902 | 0.00094856 | 0.0010269 | 0.001084 | 0.0011221 | 0.0011445 | 0.0011549 | 0.0011568 | 0.0011531 | 0.0011469 | 0.02303 | 0.013473 | 0.0077171 | 0.0035355 | 0.00053939 | -0.97625 | Fixtures | 10.5821 | 1 |  |  |  | x | 10.5821 | 1 | 0 | -72.4583
LO3Slow | NR | Fixtures | Residential | Lighting | 0.0020809 | 0.0023609 | 11.6518 | -72.4583 | <0 | <40 | Manufactured | ID/MT/OR-Exterior Porch_2000 to 3999 lumens | 7.3917e-06 | 1.8808e-05 | 4.1351e-05 | 8.0286e-05 | 0.00014003 | 0.00022246 | 0.00032576 | 0.00044426 | 0.00056947 | 0.00069195 | 0.00080326 | 0.00089744 | 0.00097157 | 0.0010256 | 0.0010616 | 0.0010828 | 0.0010927 | 0.0010945 | 0.0010909 | 0.0010851 | 0.021789 | 0.012747 | 0.0073013 | 0.003345 | 0.00051032 | -0.92364 | Fixtures | 10.5821 | 1 |  |  |  | x | 10.5821 | 1 | 0 | -72.4583
LO3Slow | NR | Fixtures | Residential | Lighting | 0.003801 | 0.0043124 | 21.2835 | -72.4583 | <0 | <40 | Manufactured | ID/MT/OR-Exterior Porch_4000 to 7999 lumens | 3.2389e-07 | 8.2412e-07 | 1.8119e-06 | 3.518e-06 | 6.1357e-06 | 9.7479e-06 | 1.4274e-05 | 1.9467e-05 | 2.4953e-05 | 3.032e-05 | 3.5198e-05 | 3.9324e-05 | 4.2573e-05 | 4.4941e-05 | 4.6518e-05 | 4.7446e-05 | 4.7879e-05 | 4.7959e-05 | 4.7803e-05 | 4.7546e-05 | 0.00095475 | 0.00055856 | 0.00031993 | 0.00014657 | 2.2362e-05 | -0.040473 | Fixtures | 10.5821 | 1 |  |  |  | x | 10.5821 | 1 | 0 | -72.4583
LO3Slow | NR | Fixtures | Residential | Lighting | 0.00017263 | 0.00020188 | 0.95994 | -89.0984 | <0 | <40 | Manufactured | ID/MT/OR-Chandelier/Pendant_0 to 249 lumens | 2.1057e-07 | 5.3579e-07 | 1.178e-06 | 2.2872e-06 | 3.989e-06 | 6.3374e-06 | 9.2802e-06 | 1.2656e-05 | 1.6223e-05 | 1.9712e-05 | 2.2883e-05 | 2.5566e-05 | 2.7678e-05 | 2.9217e-05 | 3.0243e-05 | 3.0846e-05 | 3.1128e-05 | 3.118e-05 | 3.1078e-05 | 3.0911e-05 | 0.00062071 | 0.00036314 | 0.000208 | 9.5292e-05 | 1.4538e-05 | -0.032355 | Fixtures | 6.1235 | 1 |  |  |  | x | 6.1235 | 1 | 0 | -89.0984
LO3Slow | NR | Fixtures | Residential | Lighting | 0.00033817 | 0.00039547 | 1.8805 | -89.0984 | <0 | <40 | Manufactured | ID/MT/OR-Chandelier/Pendant_250 to 499 lumens | 1.7021e-06 | 4.3309e-06 | 9.5221e-06 | 1.8488e-05 | 3.2245e-05 | 5.1227e-05 | 7.5015e-05 | 0.0001023 | 0.00013113 | 0.00015934 | 0.00018497 | 0.00020666 | 0.00022373 | 0.00023617 | 0.00024446 | 0.00024934 | 0.00025161 | 0.00025203 | 0.00025121 | 0.00024987 | 0.0050174 | 0.0029354 | 0.0016813 | 0.00077027 | 0.00011751 | -0.26154 | Fixtures | 6.1235 | 1 |  |  |  | x | 6.1235 | 1 | 0 | -89.0984
LO3Slow | NR | Fixtures | Residential | Lighting | 0.00064887 | 0.00075881 | 3.6083 | -89.0984 | <0 | <40 | Manufactured | ID/MT/OR-Chandelier/Pendant_500 to 999 lumens | 1.2513e-05 | 3.1839e-05 | 7.0001e-05 | 0.00013591 | 0.00023704 | 0.0003766 | 0.00055147 | 0.00075207 | 0.00096402 | 0.0011714 | 0.0013598 | 0.0015192 | 0.0016447 | 0.0017362 | 0.0017972 | 0.001833 | 0.0018497 | 0.0018528 | 0.0018468 | 0.0018369 | 0.036885 | 0.021579 | 0.01236 | 0.0056626 | 0.00086391 | -1.9227 | Fixtures | 6.1235 | 1 |  |  |  | x | 6.1235 | 1 | 0 | -89.0984
LO3Slow | NR | Fixtures | Residential | Lighting | 0.0011895 | 0.0013911 | 6.6148 | -89.0984 | <0 | <40 | Manufactured | ID/MT/OR-Chandelier/Pendant_1000 to 1999 lumens | 2.1198e-05 | 5.3937e-05 | 0.00011859 | 0.00023024 | 0.00040157 | 0.00063798 | 0.00093423 | 0.001274 | 0.0016331 | 0.0019844 | 0.0023036 | 0.0025737 | 0.0027863 | 0.0029413 | 0.0030445 | 0.0031052 | 0.0031336 | 0.0031388 | 0.0031286 | 0.0031118 | 0.062486 | 0.036557 | 0.020939 | 0.0095929 | 0.0014635 | -3.2571 | Fixtures | 6.1235 | 1 |  |  |  | x | 6.1235 | 1 | 0 | -89.0984
LO3Slow | NR | Fixtures | Residential | Lighting | 0.0023054 | 0.0026961 | 12.8202 | -89.0984 | <0 | <40 | Manufactured | ID/MT/OR-Chandelier/Pendant_2000 to 3999 lumens | 3.0564e-05 | 7.7768e-05 | 0.00017098 | 0.00033197 | 0.00057899 | 0.00091985 | 0.001347 | 0.001837 | 0.0023547 | 0.0028611 | 0.0033214 | 0.0037108 | 0.0040174 | 0.0042408 | 0.0043897 | 0.0044772 | 0.0045181 | 0.0045256 | 0.0045109 | 0.0044867 | 0.090094 | 0.052708 | 0.03019 | 0.013831 | 0.0021101 | -4.6962 | Fixtures | 6.1235 | 1 |  |  |  | x | 6.1235 | 1 | 0 | -89.0984
LO3Slow | NR | Fixtures | Residential | Lighting | 0.0042112 | 0.0049247 | 23.4176 | -89.0984 | <0 | <40 | Manufactured | ID/MT/OR-Chandelier/Pendant_4000 to 7999 lumens | 1.8361e-05 | 4.6718e-05 | 0.00010271 | 0.00019943 | 0.00034782 | 0.00055259 | 0.00080919 | 0.0011035 | 0.0014145 | 0.0017188 | 0.0019953 | 0.0022292 | 0.0024134 | 0.0025476 | 0.002637 | 0.0026896 | 0.0027142 | 0.0027187 | 0.0027098 | 0.0026953 | 0.054123 | 0.031664 | 0.018136 | 0.0083089 | 0.0012676 | -2.8212 | Fixtures | 6.1235 | 1 |  |  |  | x | 6.1235 | 1 | 0 | -89.0984
LO3Slow | NR | Fixtures | Residential | Lighting | 2.898e-05 | 2.7142e-05 | 0.22794 | 11.6324 | 10-20 | <40 | Manufactured | ID/MT/OR-Linear Flush Mount_0 to 249 lumens | 3.2797e-08 | 8.3449e-08 | 1.8347e-07 | 3.5623e-07 | 6.213e-07 | 9.8706e-07 | 1.4454e-06 | 1.9712e-06 | 2.5267e-06 | 3.0701e-06 | 3.5641e-06 | 3.9819e-06 | 4.3109e-06 | 4.5506e-06 | 4.7104e-06 | 4.8043e-06 | 4.8482e-06 | 4.8563e-06 | 4.8404e-06 | 4.8145e-06 | 9.6676e-05 | 5.6559e-05 | 3.2396e-05 | 1.4842e-05 | 2.2643e-06 | 0.00065792 | Fixtures | 1.5691 | 1 |  |  |  | x | #REF! | #REF! | 18.252 | -6.6196
LO3Slow | NR | Fixtures | Residential | Lighting | 5.6772e-05 | 5.3172e-05 | 0.44653 | 11.6324 | 10-20 | <40 | Manufactured | ID/MT/OR-Linear Flush Mount_250 to 499 lumens | 9.358e-07 | 2.3811e-06 | 5.2351e-06 | 1.0164e-05 | 1.7727e-05 | 2.8164e-05 | 4.1242e-05 | 5.6243e-05 | 7.2095e-05 | 8.7601e-05 | 0.00010169 | 0.00011362 | 0.000123 | 0.00012984 | 0.0001344 | 0.00013708 | 0.00013833 | 0.00013856 | 0.00013811 | 0.00013737 | 0.0027585 | 0.0016138 | 0.00092435 | 0.00042348 | 6.4607e-05 | 0.018772 | Fixtures | 1.5691 | 1 |  |  |  | x | #REF! | #REF! | 18.252 | -6.6196
LO3Slow | NR | Fixtures | Residential | Lighting | 0.00010893 | 0.00010202 | 0.85678 | 11.6324 | 10-20 | <40 | Manufactured | ID/MT/OR-Linear Flush Mount_500 to 999 lumens | 1.8283e-05 | 4.652e-05 | 0.00010228 | 0.00019858 | 0.00034635 | 0.00055024 | 0.00080576 | 0.0010988 | 0.0014085 | 0.0017115 | 0.0019868 | 0.0022198 | 0.0024031 | 0.0025368 | 0.0026258 | 0.0026782 | 0.0027026 | 0.0027072 | 0.0026983 | 0.0026839 | 0.053893 | 0.031529 | 0.018059 | 0.0082737 | 0.0012623 | 0.36676 | Fixtures | 1.5691 | 1 |  |  |  | x | #REF! | #REF! | 18.2519 | -6.6196
LO3Slow | NR | Fixtures | Residential | Lighting | 0.0001997 | 0.00018703 | 1.5707 | 11.6324 | 10-20 | <40 | Manufactured | ID/MT/OR-Linear Flush Mount_1000 to 1999 lumens | 2.9927e-05 | 7.6147e-05 | 0.00016742 | 0.00032505 | 0.00056693 | 0.00090068 | 0.0013189 | 0.0017987 | 0.0023056 | 0.0028015 | 0.0032522 | 0.0036335 | 0.0039336 | 0.0041524 | 0.0042982 | 0.0043839 | 0.0044239 | 0.0044313 | 0.0044169 | 0.0043932 | 0.088216 | 0.05161 | 0.029561 | 0.013543 | 0.0020662 | 0.60035 | Fixtures | 1.5691 | 1 |  |  |  | x | #REF! | #REF! | 18.252 | -6.6196
LO3Slow | NR | Fixtures | Residential | Lighting | 0.00038704 | 0.00036249 | 3.0442 | 11.6324 | 10-20 | <40 | Manufactured | ID/MT/OR-Linear Flush Mount_2000 to 3999 lumens | 1.1088e-05 | 2.8212e-05 | 6.2027e-05 | 0.00012043 | 0.00021004 | 0.0003337 | 0.00048865 | 0.0006664 | 0.00085421 | 0.0010379 | 0.0012049 | 0.0013462 | 0.0014574 | 0.0015384 | 0.0015924 | 0.0016242 | 0.001639 | 0.0016418 | 0.0016364 | 0.0016276 | 0.032684 | 0.019121 | 0.010952 | 0.0050176 | 0.0007655 | 0.22242 | Fixtures | 1.5691 | 1 |  |  |  | x | #REF! | #REF! | 18.2519 | -6.6196
LO3Slow | NR | Fixtures | Residential | Lighting | 0.00070697 | 0.00066213 | 5.5605 | 11.6324 | 10-20 | <40 | Manufactured | ID/MT/OR-Linear Flush Mount_4000 to 7999 lumens | 1.2806e-06 | 3.2585e-06 | 7.1642e-06 | 1.391e-05 | 2.426e-05 | 3.8542e-05 | 5.644e-05 | 7.6969e-05 | 9.8662e-05 | 0.00011988 | 0.00013917 | 0.00015548 | 0.00016833 | 0.00017769 | 0.00018393 | 0.0001876 | 0.00018931 | 0.00018963 | 0.00018901 | 0.00018799 | 0.003775 | 0.0022085 | 0.001265 | 0.00057954 | 8.8415e-05 | 0.02569 | Fixtures | 1.5691 | 1 |  |  |  | x | #REF! | #REF! | 18.2519 | -6.6196
LO3Slow | NR | Fixtures | Residential | Lighting | 2.1873e-05 | 2.0242e-05 | 0.16937 | 20.5429 | 20-30 | <40 | Manufactured | ID/MT/OR-Linear Shop_0 to 249 lumens | 7.7255e-09 | 1.9657e-08 | 4.3218e-08 | 8.3911e-08 | 1.4635e-07 | 2.3251e-07 | 3.4047e-07 | 4.6432e-07 | 5.9518e-07 | 7.2319e-07 | 8.3953e-07 | 9.3797e-07 | 1.0154e-06 | 1.0719e-06 | 1.1096e-06 | 1.1317e-06 | 1.142e-06 | 1.1439e-06 | 1.1402e-06 | 1.1341e-06 | 2.2773e-05 | 1.3323e-05 | 7.631e-06 | 3.4961e-06 | 5.3337e-07 | 0.00027369 | Fixtures | 1.2346 | 1 |  |  |  | x | #REF! | #REF! | 25.3629 | -4.82
LO3Slow | NR | Fixtures | Residential | Lighting | 4.2848e-05 | 3.9655e-05 | 0.33179 | 20.5429 | 20-30 | <40 | Manufactured | ID/MT/OR-Linear Shop_250 to 499 lumens | 0 | 0 | 0 | 0 | 0 | 0 | 0 | 0 | 0 | 0 | 0 | 0 | 0 | 0 | 0 | 0 | 0 | 0 | 0 | 0 | 0 | 0 | 0 | 0 | 0 | 0 | Fixtures | 1.2346 | 1 |  |  |  | x | #REF! | #REF! | 25.3629 | -4.82
LO3Slow | NR | Fixtures | Residential | Lighting | 8.2216e-05 | 7.6087e-05 | 0.63662 | 20.5429 | 20-30 | <40 | Manufactured | ID/MT/OR-Linear Shop_500 to 999 lumens | 1.2148e-08 | 3.0911e-08 | 6.7961e-08 | 1.3195e-07 | 2.3014e-07 | 3.6562e-07 | 5.354e-07 | 7.3014e-07 | 9.3592e-07 | 1.1372e-06 | 1.3202e-06 | 1.475e-06 | 1.5968e-06 | 1.6856e-06 | 1.7448e-06 | 1.7796e-06 | 1.7958e-06 | 1.7988e-06 | 1.793e-06 | 1.7833e-06 | 3.581e-05 | 2.095e-05 | 1.2e-05 | 5.4976e-06 | 8.3872e-07 | 0.00043038 | Fixtures | 1.2346 | 1 |  |  |  | x | #REF! | #REF! | 25.3629 | -4.82
LO3Slow | NR | Fixtures | Residential | Lighting | 0.00015072 | 0.00013949 | 1.1671 | 20.5429 | 20-30 | <40 | Manufactured | ID/MT/OR-Linear Shop_1000 to 1999 lumens | 6.8132e-09 | 1.7336e-08 | 3.8114e-08 | 7.4002e-08 | 1.2907e-07 | 2.0505e-07 | 3.0027e-07 | 4.0949e-07 | 5.2489e-07 | 6.3779e-07 | 7.4039e-07 | 8.272e-07 | 8.9553e-07 | 9.4534e-07 | 9.7852e-07 | 9.9804e-07 | 1.0071e-06 | 1.0088e-06 | 1.0055e-06 | 1.0001e-06 | 2.0083e-05 | 1.1749e-05 | 6.7298e-06 | 3.0832e-06 | 4.7038e-07 | 0.00024137 | Fixtures | 1.2346 | 1 |  |  |  | x | #REF! | #REF! | 25.3629 | -4.82
LO3Slow | NR | Fixtures | Residential | Lighting | 0.00029211 | 0.00027034 | 2.2619 | 20.5429 | 20-30 | <40 | Manufactured | ID/MT/OR-Linear Shop_2000 to 3999 lumens | 0 | 0 | 0 | 0 | 0 | 0 | 0 | 0 | 0 | 0 | 0 | 0 | 0 | 0 | 0 | 0 | 0 | 0 | 0 | 0 | 0 | 0 | 0 | 0 | 0 | 0 | Fixtures | 1.2346 | 1 |  |  |  | x | #REF! | #REF! | 25.3629 | -4.82
LO3Slow | NR | Fixtures | Residential | Lighting | 0.00053358 | 0.00049381 | 4.1317 | 20.5429 | 20-30 | <40 | Manufactured | ID/MT/OR-Linear Shop_4000 to 7999 lumens | 9.849e-08 | 2.506e-07 | 5.5098e-07 | 1.0698e-06 | 1.8658e-06 | 2.9642e-06 | 4.3406e-06 | 5.9195e-06 | 7.5878e-06 | 9.2197e-06 | 1.0703e-05 | 1.1958e-05 | 1.2946e-05 | 1.3666e-05 | 1.4145e-05 | 1.4428e-05 | 1.4559e-05 | 1.4584e-05 | 1.4536e-05 | 1.4458e-05 | 0.00029032 | 0.00016985 | 9.7285e-05 | 4.457e-05 | 6.7998e-06 | 0.0034892 | Fixtures | 1.2346 | 1 |  |  |  | x | #REF! | #REF! | 25.3629 | -4.82
LO3Slow | NR | Fixtures | Residential | Lighting | 0.00025527 | 0.00024217 | 2.0416 | -46.2769 | <0 | <40 | Manufactured | ID/MT/OR-Track_0 to 249 lumens | 4.3824e-09 | 1.1151e-08 | 2.4516e-08 | 4.7599e-08 | 8.3018e-08 | 1.3189e-07 | 1.9314e-07 | 2.6339e-07 | 3.3762e-07 | 4.1024e-07 | 4.7623e-07 | 5.3207e-07 | 5.7602e-07 | 6.0806e-07 | 6.294e-07 | 6.4196e-07 | 6.4782e-07 | 6.489e-07 | 6.4678e-07 | 6.4331e-07 | 1.2918e-05 | 7.5575e-06 | 4.3287e-06 | 1.9832e-06 | 3.0256e-07 | -0.00034974 | Fixtures | 3.6929 | 1 |  |  |  | x | 3.6929 | 1 | 0 | -46.2769
LO3Slow | NR | Fixtures | Residential | Lighting | 0.00050008 | 0.0004744 | 3.9995 | -46.2769 | <0 | <40 | Manufactured | ID/MT/OR-Track_250 to 499 lumens | 3.9973e-07 | 1.0171e-06 | 2.2361e-06 | 4.3417e-06 | 7.5723e-06 | 1.203e-05 | 1.7616e-05 | 2.4024e-05 | 3.0795e-05 | 3.7419e-05 | 4.3438e-05 | 4.8531e-05 | 5.254e-05 | 5.5462e-05 | 5.7409e-05 | 5.8555e-05 | 5.9089e-05 | 5.9187e-05 | 5.8995e-05 | 5.8678e-05 | 0.0011783 | 0.00068934 | 0.00039483 | 0.00018089 | 2.7597e-05 | -0.0319 | Fixtures | 3.6929 | 1 |  |  |  | x | 3.6929 | 1 | 0 | -46.2769
LO3Slow | NR | Fixtures | Residential | Lighting | 0.00095953 | 0.00091026 | 7.674 | -46.277 | <0 | <40 | Manufactured | ID/MT/OR-Track_500 to 999 lumens | 6.3641e-06 | 1.6193e-05 | 3.5602e-05 | 6.9125e-05 | 0.00012056 | 0.00019153 | 0.00028048 | 0.0003825 | 0.0004903 | 0.00059575 | 0.00069159 | 0.00077268 | 0.00083651 | 0.00088303 | 0.00091403 | 0.00093226 | 0.00094077 | 0.00094234 | 0.00093927 | 0.00093423 | 0.01876 | 0.010975 | 0.0062862 | 0.00288 | 0.00043938 | -0.50789 | Fixtures | 3.6929 | 1 |  |  |  | x | 3.6929 | 1 | 0 | -46.277
LO3Slow | NR | Fixtures | Residential | Lighting | 0.001759 | 0.0016687 | 14.0682 | -46.2769 | <0 | <40 | Manufactured | ID/MT/OR-Track_1000 to 1999 lumens | 9.2473e-06 | 2.3529e-05 | 5.1732e-05 | 0.00010044 | 0.00017518 | 0.00027831 | 0.00040754 | 0.00055578 | 0.00071242 | 0.00086565 | 0.0010049 | 0.0011227 | 0.0012155 | 0.0012831 | 0.0013281 | 0.0013546 | 0.001367 | 0.0013693 | 0.0013648 | 0.0013575 | 0.027258 | 0.015947 | 0.0091342 | 0.0041847 | 0.00063843 | -0.73799 | Fixtures | 3.6929 | 1 |  |  |  | x | 3.6929 | 1 | 0 | -46.2769
LO3Slow | NR | Fixtures | Residential | Lighting | 0.0034092 | 0.0032342 | 27.2659 | -46.2769 | <0 | <40 | Manufactured | ID/MT/OR-Track_2000 to 3999 lumens | 1.4768e-05 | 3.7577e-05 | 8.2617e-05 | 0.00016041 | 0.00027977 | 0.00044447 | 0.00065086 | 0.0008876 | 0.0011378 | 0.0013825 | 0.0016049 | 0.001793 | 0.0019412 | 0.0020491 | 0.002121 | 0.0021634 | 0.0021831 | 0.0021867 | 0.0021796 | 0.0021679 | 0.043533 | 0.025468 | 0.014588 | 0.0066832 | 0.0010196 | -1.1786 | Fixtures | 3.6929 | 1 |  |  |  | x | 3.6929 | 1 | 0 | -46.2769
LO3Slow | NR | Fixtures | Residential | Lighting | 0.0062274 | 0.0059076 | 49.8044 | -46.2769 | <0 | <40 | Manufactured | ID/MT/OR-Track_4000 to 7999 lumens | 5.9413e-06 | 1.5117e-05 | 3.3237e-05 | 6.4531e-05 | 0.00011255 | 0.00017881 | 0.00026184 | 0.00035708 | 0.00045772 | 0.00055616 | 0.00064564 | 0.00072134 | 0.00078092 | 0.00082436 | 0.00085329 | 0.00087032 | 0.00087826 | 0.00087972 | 0.00087686 | 0.00087215 | 0.017513 | 0.010246 | 0.0058685 | 0.0026886 | 0.00041018 | -0.47415 | Fixtures | 3.6929 | 1 |  |  |  | x | 3.6929 | 1 | 0 | -46.2769
LO3Slow | NR | Fixtures | Residential | Lighting | 7.0455e-05 | 6.6792e-05 | 0.56298 | -73.9725 | <0 | <40 | Manufactured | WA-Floor/Table_0 to 249 lumens | 6.8582e-07 | 1.745e-06 | 3.8366e-06 | 7.4491e-06 | 1.2992e-05 | 2.0641e-05 | 3.0225e-05 | 4.1219e-05 | 5.2836e-05 | 6.42e-05 | 7.4529e-05 | 8.3267e-05 | 9.0145e-05 | 9.5159e-05 | 9.8499e-05 | 0.00010046 | 0.00010138 | 0.00010155 | 0.00010122 | 0.00010068 | 0.0020216 | 0.0011827 | 0.00067743 | 0.00031036 | 4.7349e-05 | -0.087489 | Fixtures | 10.5207 | 1 |  |  |  | x | 10.5207 | 1 | 0 | -73.9725
LO3Slow | NR | Fixtures | Residential | Lighting | 0.00013802 | 0.00013084 | 1.1029 | -73.9725 | <0 | <40 | Manufactured | WA-Floor/Table_250 to 499 lumens | 4.8035e-06 | 1.2222e-05 | 2.6872e-05 | 5.2174e-05 | 9.0997e-05 | 0.00014457 | 0.0002117 | 0.0002887 | 0.00037007 | 0.00044966 | 0.000522 | 0.0005832 | 0.00063138 | 0.0006665 | 0.00068989 | 0.00070366 | 0.00071007 | 0.00071126 | 0.00070895 | 0.00070514 | 0.014159 | 0.0082838 | 0.0047447 | 0.0021738 | 0.00033164 | -0.61277 | Fixtures | 10.5207 | 1 |  |  |  | x | 10.5207 | 1 | 0 | -73.9725
LO3Slow | NR | Fixtures | Residential | Lighting | 0.00026483 | 0.00025106 | 2.1161 | -73.9724 | <0 | <40 | Manufactured | WA-Floor/Table_500 to 999 lumens | 4.0786e-05 | 0.00010378 | 0.00022817 | 0.000443 | 0.00077264 | 0.0012275 | 0.0017975 | 0.0024513 | 0.0031422 | 0.003818 | 0.0044322 | 0.0049519 | 0.005361 | 0.0056591 | 0.0058578 | 0.0059746 | 0.0060291 | 0.0060392 | 0.0060195 | 0.0059872 | 0.12023 | 0.070337 | 0.040287 | 0.018457 | 0.0028159 | -5.203 | Fixtures | 10.5207 | 1 |  |  |  | x | 10.5207 | 1 | 0 | -73.9724
LO3Slow | NR | Fixtures | Residential | Lighting | 0.00048549 | 0.00046025 | 3.8794 | -73.9724 | <0 | <40 | Manufactured | WA-Floor/Table_1000 to 1999 lumens | 4.4866e-05 | 0.00011416 | 0.00025099 | 0.00048732 | 0.00084993 | 0.0013503 | 0.0019773 | 0.0026966 | 0.0034565 | 0.0042 | 0.0048756 | 0.0054473 | 0.0058973 | 0.0062253 | 0.0064438 | 0.0065723 | 0.0066323 | 0.0066434 | 0.0066217 | 0.0065862 | 0.13225 | 0.077373 | 0.044317 | 0.020304 | 0.0030976 | -5.7235 | Fixtures | 10.5207 | 1 |  |  |  | x | 10.5207 | 1 | 0 | -73.9724
LO3Slow | NR | Fixtures | Residential | Lighting | 0.00094094 | 0.00089202 | 7.5187 | -73.9725 | <0 | <40 | Manufactured | WA-Floor/Table_2000 to 3999 lumens | 1.2493e-05 | 3.1788e-05 | 6.989e-05 | 0.0001357 | 0.00023667 | 0.00037599 | 0.00055059 | 0.00075087 | 0.00096249 | 0.0011695 | 0.0013576 | 0.0015168 | 0.0016421 | 0.0017334 | 0.0017943 | 0.0018301 | 0.0018468 | 0.0018499 | 0.0018438 | 0.001834 | 0.036826 | 0.021545 | 0.01234 | 0.0056536 | 0.00086253 | -1.5937 | Fixtures | 10.5207 | 1 |  |  |  | x | 10.5207 | 1 | 0 | -73.9725
LO3Slow | NR | Fixtures | Residential | Lighting | 0.0017187 | 0.0016294 | 13.7338 | -73.9724 | <0 | <40 | Manufactured | WA-Floor/Table_4000 to 7999 lumens | 1.4385e-06 | 3.6602e-06 | 8.0474e-06 | 1.5625e-05 | 2.7251e-05 | 4.3293e-05 | 6.3397e-05 | 8.6458e-05 | 0.00011082 | 0.00013466 | 0.00015632 | 0.00017465 | 0.00018908 | 0.0001996 | 0.0002066 | 0.00021072 | 0.00021265 | 0.000213 | 0.00021231 | 0.00021117 | 0.0042403 | 0.0024808 | 0.0014209 | 0.00065098 | 9.9315e-05 | -0.18351 | Fixtures | 10.5207 | 1 |  |  |  | x | 10.5207 | 1 | 0 | -73.9724
LO3Slow | NR | Fixtures | Residential | Lighting | 0.00011143 | 0.00010541 | 0.88796 | -37.3815 | <0 | <40 | Manufactured | WA-Ceiling and Wall Flush Mount _0 to 249 lumens | 4.567e-07 | 1.162e-06 | 2.5549e-06 | 4.9605e-06 | 8.6515e-06 | 1.3745e-05 | 2.0127e-05 | 2.7448e-05 | 3.5184e-05 | 4.2752e-05 | 4.9629e-05 | 5.5448e-05 | 6.0029e-05 | 6.3367e-05 | 6.5592e-05 | 6.69e-05 | 6.751e-05 | 6.7623e-05 | 6.7403e-05 | 6.7041e-05 | 0.0013462 | 0.00078758 | 0.00045111 | 0.00020667 | 3.153e-05 | -0.029441 | Fixtures | 3.6094 | 1 |  |  |  | x | 3.6094 | 1 | 0 | -37.3815
LO3Slow | NR | Fixtures | Residential | Lighting | 0.00021828 | 0.0002065 | 1.7395 | -37.3815 | <0 | <40 | Manufactured | WA-Ceiling and Wall Flush Mount _250 to 499 lumens | 5.5763e-06 | 1.4189e-05 | 3.1195e-05 | 6.0568e-05 | 0.00010564 | 0.00016782 | 0.00024576 | 0.00033515 | 0.0004296 | 0.000522 | 0.00060598 | 0.00067703 | 0.00073295 | 0.00077372 | 0.00080088 | 0.00081686 | 0.00082431 | 0.00082569 | 0.000823 | 0.00081858 | 0.016437 | 0.0096165 | 0.0055081 | 0.0025235 | 0.00038499 | -0.35948 | Fixtures | 3.6094 | 1 |  |  |  | x | 3.6094 | 1 | 0 | -37.3815
LO3Slow | NR | Fixtures | Residential | Lighting | 0.00041883 | 0.00039623 | 3.3377 | -37.3815 | <0 | <40 | Manufactured | WA-Ceiling and Wall Flush Mount _500 to 999 lumens | 5.2118e-05 | 0.00013261 | 0.00029156 | 0.00056608 | 0.0009873 | 0.0015685 | 0.0022969 | 0.0031324 | 0.0040152 | 0.0048788 | 0.0056636 | 0.0063277 | 0.0068504 | 0.0072314 | 0.0074852 | 0.0076346 | 0.0077042 | 0.0077171 | 0.0076919 | 0.0076507 | 0.15363 | 0.089878 | 0.05148 | 0.023585 | 0.0035982 | -3.3598 | Fixtures | 3.6094 | 1 |  |  |  | x | 3.6094 | 1 | 0 | -37.3815
LO3Slow | NR | Fixtures | Residential | Lighting | 0.00076781 | 0.00072638 | 6.1187 | -37.3815 | <0 | <40 | Manufactured | WA-Ceiling and Wall Flush Mount _1000 to 1999 lumens | 6.4382e-05 | 0.00016381 | 0.00036016 | 0.00069929 | 0.0012196 | 0.0019376 | 0.0028374 | 0.0038695 | 0.00496 | 0.0060268 | 0.0069964 | 0.0078166 | 0.0084623 | 0.008933 | 0.0092466 | 0.009431 | 0.0095171 | 0.009533 | 0.0095019 | 0.0094509 | 0.18978 | 0.11103 | 0.063593 | 0.029135 | 0.0044449 | -4.1504 | Fixtures | 3.6094 | 1 |  |  |  | x | 3.6094 | 1 | 0 | -37.3815
LO3Slow | NR | Fixtures | Residential | Lighting | 0.0014881 | 0.0014078 | 11.8588 | -37.3815 | <0 | <40 | Manufactured | WA-Ceiling and Wall Flush Mount _2000 to 3999 lumens | 5.0918e-05 | 0.00012956 | 0.00028485 | 0.00055305 | 0.00096457 | 0.0015324 | 0.002244 | 0.0030603 | 0.0039228 | 0.0047665 | 0.0055333 | 0.006182 | 0.0066927 | 0.0070649 | 0.0073129 | 0.0074588 | 0.0075269 | 0.0075394 | 0.0075149 | 0.0074746 | 0.15009 | 0.087809 | 0.050295 | 0.023042 | 0.0035154 | -3.2824 | Fixtures | 3.6094 | 1 |  |  |  | x | 3.6094 | 1 | 0 | -37.3815
LO3Slow | NR | Fixtures | Residential | Lighting | 0.0027182 | 0.0025715 | 21.6616 | -37.3815 | <0 | <40 | Manufactured | WA-Ceiling and Wall Flush Mount _4000 to 7999 lumens | 1.3688e-05 | 3.4828e-05 | 7.6573e-05 | 0.00014867 | 0.0002593 | 0.00041195 | 0.00060324 | 0.00082267 | 0.0010545 | 0.0012813 | 0.0014875 | 0.0016619 | 0.0017991 | 0.0018992 | 0.0019659 | 0.0020051 | 0.0020234 | 0.0020268 | 0.0020202 | 0.0020093 | 0.040348 | 0.023605 | 0.01352 | 0.0061942 | 0.000945 | -0.88239 | Fixtures | 3.6094 | 1 |  |  |  | x | 3.6094 | 1 | 0 | -37.3815
LO3Slow | NR | Fixtures | Residential | Lighting | 7.9543e-05 | 7.5085e-05 | 0.63206 | -112.4296 | <0 | <40 | Manufactured | WA-Downlight Fixture_0 to 249 lumens | 1.6714e-08 | 4.2528e-08 | 9.3502e-08 | 1.8154e-07 | 3.1662e-07 | 5.0302e-07 | 7.3661e-07 | 1.0045e-06 | 1.2877e-06 | 1.5646e-06 | 1.8163e-06 | 2.0293e-06 | 2.1969e-06 | 2.3191e-06 | 2.4005e-06 | 2.4484e-06 | 2.4707e-06 | 2.4749e-06 | 2.4668e-06 | 2.4536e-06 | 4.9268e-05 | 2.8824e-05 | 1.6509e-05 | 7.5637e-06 | 1.1539e-06 | -0.0032406 | Fixtures | 9.5904 | 1 |  |  |  | x | 9.5904 | 1 | 0 | -112.4296
LO3Slow | NR | Fixtures | Residential | Lighting | 0.00015582 | 0.00014709 | 1.2382 | -112.4296 | <0 | <40 | Manufactured | WA-Downlight Fixture_250 to 499 lumens | 2.7608e-06 | 7.0246e-06 | 1.5444e-05 | 2.9987e-05 | 5.2299e-05 | 8.3088e-05 | 0.00012167 | 0.00016593 | 0.00021269 | 0.00025844 | 0.00030002 | 0.00033519 | 0.00036288 | 0.00038306 | 0.00039651 | 0.00040442 | 0.00040811 | 0.00040879 | 0.00040746 | 0.00040527 | 0.008138 | 0.004761 | 0.002727 | 0.0012494 | 0.0001906 | -0.53528 | Fixtures | 9.5904 | 1 |  |  |  | x | 9.5904 | 1 | 0 | -112.4296
LO3Slow | NR | Fixtures | Residential | Lighting | 0.00029899 | 0.00028223 | 2.3758 | -112.4296 | <0 | <40 | Manufactured | WA-Downlight Fixture_500 to 999 lumens | 9.6957e-05 | 0.0002467 | 0.0005424 | 0.0010531 | 0.0018367 | 0.002918 | 0.004273 | 0.0058273 | 0.0074696 | 0.0090762 | 0.010536 | 0.011772 | 0.012744 | 0.013453 | 0.013925 | 0.014203 | 0.014332 | 0.014356 | 0.01431 | 0.014233 | 0.2858 | 0.1672 | 0.09577 | 0.043876 | 0.0066939 | -18.7987 | Fixtures | 9.5904 | 1 |  |  |  | x | 9.5904 | 1 | 0 | -112.4296
LO3Slow | NR | Fixtures | Residential | Lighting | 0.00054811 | 0.0005174 | 4.3554 | -112.4296 | <0 | <40 | Manufactured | WA-Downlight Fixture_1000 to 1999 lumens | 2.9598e-05 | 7.5311e-05 | 0.00016558 | 0.00032149 | 0.0005607 | 0.00089079 | 0.0013044 | 0.0017789 | 0.0022803 | 0.0027707 | 0.0032165 | 0.0035936 | 0.0038904 | 0.0041068 | 0.004251 | 0.0043358 | 0.0043753 | 0.0043826 | 0.0043684 | 0.0043449 | 0.087247 | 0.051043 | 0.029236 | 0.013394 | 0.0020435 | -5.7388 | Fixtures | 9.5904 | 1 |  |  |  | x | 9.5904 | 1 | 0 | -112.4296
LO3Slow | NR | Fixtures | Residential | Lighting | 0.0010623 | 0.0010028 | 8.4413 | -112.4296 | <0 | <40 | Manufactured | WA-Downlight Fixture_2000 to 3999 lumens | 8.8091e-06 | 2.2414e-05 | 4.928e-05 | 9.5681e-05 | 0.00016688 | 0.00026512 | 0.00038823 | 0.00052944 | 0.00067866 | 0.00082462 | 0.00095729 | 0.0010695 | 0.0011579 | 0.0012223 | 0.0012652 | 0.0012904 | 0.0013022 | 0.0013044 | 0.0013001 | 0.0012931 | 0.025967 | 0.015191 | 0.0087013 | 0.0039864 | 0.00060818 | -1.708 | Fixtures | 9.5904 | 1 |  |  |  | x | 9.5904 | 1 | 0 | -112.4296
LO3Slow | NR | Fixtures | Residential | Lighting | 0.0019404 | 0.0018317 | 15.4191 | -112.4296 | <0 | <40 | Manufactured | WA-Downlight Fixture_4000 to 7999 lumens | 2.7744e-06 | 7.0591e-06 | 1.552e-05 | 3.0134e-05 | 5.2556e-05 | 8.3497e-05 | 0.00012227 | 0.00016674 | 0.00021374 | 0.00025971 | 0.00030149 | 0.00033684 | 0.00036466 | 0.00038495 | 0.00039846 | 0.00040641 | 0.00041011 | 0.0004108 | 0.00040946 | 0.00040726 | 0.008178 | 0.0047844 | 0.0027404 | 0.0012555 | 0.00019154 | -0.53791 | Fixtures | 9.5904 | 1 |  |  |  | x | 9.5904 | 1 | 0 | -112.4296
LO3Slow | NR | Fixtures | Residential | Lighting | 0.00014232 | 0.00016147 | 0.7969 | -73.9245 | <0 | <40 | Manufactured | WA-Exterior Porch_0 to 249 lumens | 2.5931e-10 | 6.5979e-10 | 1.4506e-09 | 2.8165e-09 | 4.9122e-09 | 7.8041e-09 | 1.1428e-08 | 1.5585e-08 | 1.9977e-08 | 2.4274e-08 | 2.8179e-08 | 3.1483e-08 | 3.4084e-08 | 3.5979e-08 | 3.7242e-08 | 3.7985e-08 | 3.8332e-08 | 3.8396e-08 | 3.8271e-08 | 3.8065e-08 | 7.6437e-07 | 4.4718e-07 | 2.5613e-07 | 1.1735e-07 | 1.7903e-08 | -3.3058e-05 | Fixtures | 12.2733 | 1 |  |  |  | x | 12.2733 | 1 | 0 | -73.9245
LO3Slow | NR | Fixtures | Residential | Lighting | 0.0002788 | 0.00031631 | 1.5611 | -73.9245 | <0 | <40 | Manufactured | WA-Exterior Porch_250 to 499 lumens | 8.2188e-08 | 2.0912e-07 | 4.5978e-07 | 8.9269e-07 | 1.5569e-06 | 2.4735e-06 | 3.6221e-06 | 4.9397e-06 | 6.3318e-06 | 7.6937e-06 | 8.9314e-06 | 9.9786e-06 | 1.0803e-05 | 1.1404e-05 | 1.1804e-05 | 1.2039e-05 | 1.2149e-05 | 1.217e-05 | 1.213e-05 | 1.2065e-05 | 0.00024227 | 0.00014174 | 8.1182e-05 | 3.7193e-05 | 5.6743e-06 | -0.010478 | Fixtures | 12.2733 | 1 |  |  |  | x | 12.2733 | 1 | 0 | -73.9245
LO3Slow | NR | Fixtures | Residential | Lighting | 0.00053494 | 0.00060693 | 2.9954 | -73.9245 | <0 | <40 | Manufactured | WA-Exterior Porch_500 to 999 lumens | 4.1089e-06 | 1.0455e-05 | 2.2986e-05 | 4.4629e-05 | 7.7837e-05 | 0.00012366 | 0.00018108 | 0.00024695 | 0.00031655 | 0.00038463 | 0.00044651 | 0.00049886 | 0.00054007 | 0.00057011 | 0.00059012 | 0.00060189 | 0.00060738 | 0.0006084 | 0.00060642 | 0.00060316 | 0.012112 | 0.0070858 | 0.0040586 | 0.0018594 | 0.00028367 | -0.52382 | Fixtures | 12.2733 | 1 |  |  |  | x | 12.2733 | 1 | 0 | -73.9245
LO3Slow | NR | Fixtures | Residential | Lighting | 0.00098067 | 0.0011126 | 5.4913 | -73.9245 | <0 | <40 | Manufactured | WA-Exterior Porch_1000 to 1999 lumens | 8.0472e-06 | 2.0475e-05 | 4.5018e-05 | 8.7405e-05 | 0.00015244 | 0.00024219 | 0.00035465 | 0.00048365 | 0.00061996 | 0.0007533 | 0.00087449 | 0.00097702 | 0.0010577 | 0.0011166 | 0.0011557 | 0.0011788 | 0.0011896 | 0.0011915 | 0.0011877 | 0.0011813 | 0.023721 | 0.013878 | 0.0079487 | 0.0036416 | 0.00055557 | -1.0259 | Fixtures | 12.2733 | 1 |  |  |  | x | 12.2733 | 1 | 0 | -73.9245
LO3Slow | NR | Fixtures | Residential | Lighting | 0.0019007 | 0.0021564 | 10.6428 | -73.9245 | <0 | <40 | Manufactured | WA-Exterior Porch_2000 to 3999 lumens | 7.6135e-06 | 1.9372e-05 | 4.2592e-05 | 8.2695e-05 | 0.00014423 | 0.00022914 | 0.00033554 | 0.00045759 | 0.00058655 | 0.0007127 | 0.00082736 | 0.00092437 | 0.0010007 | 0.0010564 | 0.0010935 | 0.0011153 | 0.0011255 | 0.0011273 | 0.0011237 | 0.0011176 | 0.022442 | 0.01313 | 0.0075203 | 0.0034454 | 0.00052563 | -0.9706 | Fixtures | 12.2733 | 1 |  |  |  | x | 12.2733 | 1 | 0 | -73.9245
LO3Slow | NR | Fixtures | Residential | Lighting | 0.0034718 | 0.003939 | 19.4403 | -73.9245 | <0 | <40 | Manufactured | WA-Exterior Porch_4000 to 7999 lumens | 3.3361e-07 | 8.4885e-07 | 1.8663e-06 | 3.6236e-06 | 6.3198e-06 | 1.004e-05 | 1.4703e-05 | 2.0051e-05 | 2.5702e-05 | 3.123e-05 | 3.6254e-05 | 4.0504e-05 | 4.385e-05 | 4.6289e-05 | 4.7914e-05 | 4.887e-05 | 4.9316e-05 | 4.9398e-05 | 4.9237e-05 | 4.8973e-05 | 0.00098339 | 0.00057532 | 0.00032953 | 0.00015097 | 2.3032e-05 | -0.04253 | Fixtures | 12.2733 | 1 |  |  |  | x | 12.2733 | 1 | 0 | -73.9245
LO3Slow | NR | Fixtures | Residential | Lighting | 0.00011634 | 0.00013606 | 0.64697 | -109.2876 | <0 | <40 | Manufactured | WA-Chandelier/Pendant_0 to 249 lumens | 1.6004e-07 | 4.072e-07 | 8.9528e-07 | 1.7382e-06 | 3.0317e-06 | 4.8164e-06 | 7.053e-06 | 9.6185e-06 | 1.2329e-05 | 1.4981e-05 | 1.7391e-05 | 1.943e-05 | 2.1035e-05 | 2.2205e-05 | 2.2985e-05 | 2.3443e-05 | 2.3657e-05 | 2.3697e-05 | 2.3619e-05 | 2.3493e-05 | 0.00047174 | 0.00027599 | 0.00015808 | 7.2422e-05 | 1.1049e-05 | -0.030162 | Fixtures | 5.6742 | 1 |  |  |  | x | 5.6742 | 1 | 0 | -109.2876
LO3Slow | NR | Fixtures | Residential | Lighting | 0.00022792 | 0.00026653 | 1.2674 | -109.2876 | <0 | <40 | Manufactured | WA-Chandelier/Pendant_250 to 499 lumens | 1.2936e-06 | 3.2915e-06 | 7.2368e-06 | 1.4051e-05 | 2.4506e-05 | 3.8933e-05 | 5.7012e-05 | 7.775e-05 | 9.9662e-05 | 0.0001211 | 0.00014058 | 0.00015706 | 0.00017004 | 0.00017949 | 0.00018579 | 0.0001895 | 0.00019123 | 0.00019155 | 0.00019092 | 0.0001899 | 0.0038132 | 0.0022309 | 0.0012778 | 0.00058541 | 8.9312e-05 | -0.24381 | Fixtures | 5.6742 | 1 |  |  |  | x | 5.6742 | 1 | 0 | -109.2876
LO3Slow | NR | Fixtures | Residential | Lighting | 0.00043732 | 0.00051142 | 2.4318 | -109.2876 | <0 | <40 | Manufactured | WA-Chandelier/Pendant_500 to 999 lumens | 9.5101e-06 | 2.4198e-05 | 5.3201e-05 | 0.00010329 | 0.00018016 | 0.00028621 | 0.00041912 | 0.00057157 | 0.00073266 | 0.00089024 | 0.0010335 | 0.0011546 | 0.00125 | 0.0013195 | 0.0013659 | 0.0013931 | 0.0014058 | 0.0014082 | 0.0014036 | 0.001396 | 0.028033 | 0.0164 | 0.0093937 | 0.0043036 | 0.00065657 | -1.7924 | Fixtures | 5.6742 | 1 |  |  |  | x | 5.6742 | 1 | 0 | -109.2876
LO3Slow | NR | Fixtures | Residential | Lighting | 0.0008017 | 0.00093754 | 4.4581 | -109.2876 | <0 | <40 | Manufactured | WA-Chandelier/Pendant_1000 to 1999 lumens | 1.6111e-05 | 4.0992e-05 | 9.0126e-05 | 0.00017499 | 0.00030519 | 0.00048486 | 0.00071002 | 0.00096828 | 0.0012412 | 0.0015081 | 0.0017507 | 0.001956 | 0.0021176 | 0.0022354 | 0.0023138 | 0.00236 | 0.0023815 | 0.0023855 | 0.0023777 | 0.002365 | 0.047489 | 0.027783 | 0.015913 | 0.0072906 | 0.0011123 | -3.0364 | Fixtures | 5.6742 | 1 |  |  |  | x | 5.6742 | 1 | 0 | -109.2876
LO3Slow | NR | Fixtures | Residential | Lighting | 0.0015538 | 0.0018171 | 8.6404 | -109.2876 | <0 | <40 | Manufactured | WA-Chandelier/Pendant_2000 to 3999 lumens | 2.3229e-05 | 5.9104e-05 | 0.00012995 | 0.0002523 | 0.00044004 | 0.00069909 | 0.0010237 | 0.0013961 | 0.0017896 | 0.0021745 | 0.0025243 | 0.0028202 | 0.0030532 | 0.003223 | 0.0033362 | 0.0034027 | 0.0034338 | 0.0034395 | 0.0034283 | 0.0034099 | 0.068472 | 0.040059 | 0.022944 | 0.010512 | 0.0016037 | -4.3779 | Fixtures | 5.6742 | 1 |  |  |  | x | 5.6742 | 1 | 0 | -109.2876
LO3Slow | NR | Fixtures | Residential | Lighting | 0.0028382 | 0.0033191 | 15.7827 | -109.2876 | <0 | <40 | Manufactured | WA-Chandelier/Pendant_4000 to 7999 lumens | 1.3954e-05 | 3.5506e-05 | 7.8064e-05 | 0.00015157 | 0.00026435 | 0.00041997 | 0.00061499 | 0.00083869 | 0.0010751 | 0.0013063 | 0.0015164 | 0.0016942 | 0.0018342 | 0.0019362 | 0.0020042 | 0.0020441 | 0.0020628 | 0.0020662 | 0.0020595 | 0.0020484 | 0.041133 | 0.024065 | 0.013784 | 0.0063148 | 0.00096341 | -2.63 | Fixtures | 5.6742 | 1 |  |  |  | x | 5.6742 | 1 | 0 | -109.2876
LO3Slow | NR | Fixtures | Residential | Lighting | 2.898e-05 | 2.7142e-05 | 0.22794 | 11.6324 | 10-20 | <40 | Manufactured | WA-Linear Flush Mount_0 to 249 lumens | 3.6984e-08 | 9.4103e-08 | 2.069e-07 | 4.017e-07 | 7.0061e-07 | 1.1131e-06 | 1.6299e-06 | 2.2228e-06 | 2.8493e-06 | 3.4621e-06 | 4.019e-06 | 4.4903e-06 | 4.8612e-06 | 5.1316e-06 | 5.3117e-06 | 5.4176e-06 | 5.4671e-06 | 5.4762e-06 | 5.4584e-06 | 5.4291e-06 | 0.00010902 | 6.378e-05 | 3.6531e-05 | 1.6736e-05 | 2.5534e-06 | 0.00074191 | Fixtures | 1.5691 | 1 |  |  |  | x | #REF! | #REF! | 18.2519 | -6.6196
LO3Slow | NR | Fixtures | Residential | Lighting | 5.6772e-05 | 5.3172e-05 | 0.44653 | 11.6324 | 10-20 | <40 | Manufactured | WA-Linear Flush Mount_250 to 499 lumens | 1.0553e-06 | 2.685e-06 | 5.9034e-06 | 1.1462e-05 | 1.9991e-05 | 3.1759e-05 | 4.6507e-05 | 6.3423e-05 | 8.1298e-05 | 9.8784e-05 | 0.00011468 | 0.00012812 | 0.0001387 | 0.00014642 | 0.00015156 | 0.00015458 | 0.00015599 | 0.00015625 | 0.00015574 | 0.00015491 | 0.0031106 | 0.0018198 | 0.0010423 | 0.00047754 | 7.2855e-05 | 0.021169 | Fixtures | 1.5691 | 1 |  |  |  | x | #REF! | #REF! | 18.252 | -6.6196
LO3Slow | NR | Fixtures | Residential | Lighting | 0.00010893 | 0.00010202 | 0.85678 | 11.6324 | 10-20 | <40 | Manufactured | WA-Linear Flush Mount_500 to 999 lumens | 2.0617e-05 | 5.2458e-05 | 0.00011534 | 0.00022393 | 0.00039056 | 0.00062049 | 0.00090862 | 0.0012391 | 0.0015883 | 0.00193 | 0.0022405 | 0.0025031 | 0.0027099 | 0.0028606 | 0.002961 | 0.0030201 | 0.0030477 | 0.0030528 | 0.0030428 | 0.0030265 | 0.060773 | 0.035554 | 0.020365 | 0.0093299 | 0.0014234 | 0.41358 | Fixtures | 1.5691 | 1 |  |  |  | x | #REF! | #REF! | 18.252 | -6.6196
LO3Slow | NR | Fixtures | Residential | Lighting | 0.0001997 | 0.00018703 | 1.5707 | 11.6324 | 10-20 | <40 | Manufactured | WA-Linear Flush Mount_1000 to 1999 lumens | 3.3747e-05 | 8.5868e-05 | 0.00018879 | 0.00036655 | 0.0006393 | 0.0010157 | 0.0014873 | 0.0020283 | 0.0025999 | 0.0031591 | 0.0036673 | 0.0040973 | 0.0044358 | 0.0046825 | 0.0048469 | 0.0049436 | 0.0049887 | 0.004997 | 0.0049807 | 0.004954 | 0.099478 | 0.058198 | 0.033334 | 0.015272 | 0.0023299 | 0.67699 | Fixtures | 1.5691 | 1 |  |  |  | x | #REF! | #REF! | 18.252 | -6.6196
LO3Slow | NR | Fixtures | Residential | Lighting | 0.00038704 | 0.00036249 | 3.0442 | 11.6324 | 10-20 | <40 | Manufactured | WA-Linear Flush Mount_2000 to 3999 lumens | 1.2503e-05 | 3.1814e-05 | 6.9946e-05 | 0.00013581 | 0.00023686 | 0.0003763 | 0.00055104 | 0.00075147 | 0.00096326 | 0.0011704 | 0.0013587 | 0.001518 | 0.0016434 | 0.0017348 | 0.0017957 | 0.0018316 | 0.0018483 | 0.0018514 | 0.0018453 | 0.0018354 | 0.036856 | 0.021562 | 0.01235 | 0.0056582 | 0.00086322 | 0.25082 | Fixtures | 1.5691 | 1 |  |  |  | x | #REF! | #REF! | 18.2519 | -6.6196
LO3Slow | NR | Fixtures | Residential | Lighting | 0.00070697 | 0.00066213 | 5.5605 | 11.6324 | 10-20 | <40 | Manufactured | WA-Linear Flush Mount_4000 to 7999 lumens | 1.4441e-06 | 3.6745e-06 | 8.0788e-06 | 1.5686e-05 | 2.7357e-05 | 4.3462e-05 | 6.3645e-05 | 8.6795e-05 | 0.00011126 | 0.00013519 | 0.00015693 | 0.00017533 | 0.00018982 | 0.00020037 | 0.00020741 | 0.00021155 | 0.00021348 | 0.00021383 | 0.00021314 | 0.00021199 | 0.0042569 | 0.0024904 | 0.0014265 | 0.00065352 | 9.9702e-05 | 0.02897 | Fixtures | 1.5691 | 1 |  |  |  | x | #REF! | #REF! | 18.2519 | -6.6196
LO3Slow | NR | Fixtures | Residential | Lighting | 2.1873e-05 | 2.0242e-05 | 0.16937 | 20.5429 | 20-30 | <40 | Manufactured | WA-Linear Shop_0 to 249 lumens | 8.7118e-09 | 2.2166e-08 | 4.8735e-08 | 9.4623e-08 | 1.6503e-07 | 2.6219e-07 | 3.8394e-07 | 5.2359e-07 | 6.7116e-07 | 8.1551e-07 | 9.4671e-07 | 1.0577e-06 | 1.1451e-06 | 1.2088e-06 | 1.2512e-06 | 1.2762e-06 | 1.2878e-06 | 1.29e-06 | 1.2858e-06 | 1.2789e-06 | 2.568e-05 | 1.5024e-05 | 8.6051e-06 | 3.9424e-06 | 6.0146e-07 | 0.00030863 | Fixtures | 1.2346 | 1 |  |  |  | x | #REF! | #REF! | 25.3629 | -4.82
LO3Slow | NR | Fixtures | Residential | Lighting | 4.2848e-05 | 3.9655e-05 | 0.33179 | 20.5429 | 20-30 | <40 | Manufactured | WA-Linear Shop_250 to 499 lumens | 0 | 0 | 0 | 0 | 0 | 0 | 0 | 0 | 0 | 0 | 0 | 0 | 0 | 0 | 0 | 0 | 0 | 0 | 0 | 0 | 0 | 0 | 0 | 0 | 0 | 0 | Fixtures | 1.2346 | 1 |  |  |  | x | #REF! | #REF! | 25.3629 | -4.82
LO3Slow | NR | Fixtures | Residential | Lighting | 8.2216e-05 | 7.6087e-05 | 0.63662 | 20.5429 | 20-30 | <40 | Manufactured | WA-Linear Shop_500 to 999 lumens | 1.3699e-08 | 3.4857e-08 | 7.6637e-08 | 1.488e-07 | 2.5951e-07 | 4.1229e-07 | 6.0375e-07 | 8.2335e-07 | 1.0554e-06 | 1.2824e-06 | 1.4887e-06 | 1.6632e-06 | 1.8006e-06 | 1.9008e-06 | 1.9675e-06 | 2.0068e-06 | 2.0251e-06 | 2.0285e-06 | 2.0218e-06 | 2.011e-06 | 4.0381e-05 | 2.3625e-05 | 1.3532e-05 | 6.1994e-06 | 9.458e-07 | 0.00048532 | Fixtures | 1.2346 | 1 |  |  |  | x | #REF! | #REF! | 25.3629 | -4.82
LO3Slow | NR | Fixtures | Residential | Lighting | 0.00015072 | 0.00013949 | 1.1671 | 20.5429 | 20-30 | <40 | Manufactured | WA-Linear Shop_1000 to 1999 lumens | 7.6829e-09 | 1.9549e-08 | 4.298e-08 | 8.3449e-08 | 1.4554e-07 | 2.3123e-07 | 3.386e-07 | 4.6176e-07 | 5.919e-07 | 7.192e-07 | 8.3491e-07 | 9.328e-07 | 1.0099e-06 | 1.066e-06 | 1.1034e-06 | 1.1254e-06 | 1.1357e-06 | 1.1376e-06 | 1.1339e-06 | 1.1278e-06 | 2.2647e-05 | 1.3249e-05 | 7.5889e-06 | 3.4768e-06 | 5.3043e-07 | 0.00027218 | Fixtures | 1.2346 | 1 |  |  |  | x | #REF! | #REF! | 25.3629 | -4.82
LO3Slow | NR | Fixtures | Residential | Lighting | 0.00029211 | 0.00027034 | 2.2619 | 20.5429 | 20-30 | <40 | Manufactured | WA-Linear Shop_2000 to 3999 lumens | 0 | 0 | 0 | 0 | 0 | 0 | 0 | 0 | 0 | 0 | 0 | 0 | 0 | 0 | 0 | 0 | 0 | 0 | 0 | 0 | 0 | 0 | 0 | 0 | 0 | 0 | Fixtures | 1.2346 | 1 |  |  |  | x | #REF! | #REF! | 25.3629 | -4.82
LO3Slow | NR | Fixtures | Residential | Lighting | 0.00053358 | 0.00049381 | 4.1317 | 20.5429 | 20-30 | <40 | Manufactured | WA-Linear Shop_4000 to 7999 lumens | 1.1106e-07 | 2.8259e-07 | 6.2131e-07 | 1.2063e-06 | 2.104e-06 | 3.3426e-06 | 4.8947e-06 | 6.6751e-06 | 8.5564e-06 | 1.0397e-05 | 1.2069e-05 | 1.3484e-05 | 1.4598e-05 | 1.541e-05 | 1.5951e-05 | 1.6269e-05 | 1.6418e-05 | 1.6445e-05 | 1.6392e-05 | 1.6304e-05 | 0.00032738 | 0.00019153 | 0.0001097 | 5.026e-05 | 7.6678e-06 | 0.0039346 | Fixtures | 1.2346 | 1 |  |  |  | x | #REF! | #REF! | 25.3629 | -4.82
LO3Slow | NR | Fixtures | Residential | Lighting | 0.00021426 | 0.00020326 | 1.7136 | -52.1552 | <0 | <40 | Manufactured | WA-Track_0 to 249 lumens | 4.1479e-09 | 1.0554e-08 | 2.3204e-08 | 4.5052e-08 | 7.8576e-08 | 1.2483e-07 | 1.828e-07 | 2.4929e-07 | 3.1955e-07 | 3.8828e-07 | 4.5075e-07 | 5.036e-07 | 5.452e-07 | 5.7552e-07 | 5.9572e-07 | 6.0761e-07 | 6.1315e-07 | 6.1417e-07 | 6.1217e-07 | 6.0889e-07 | 1.2227e-05 | 7.1531e-06 | 4.0971e-06 | 1.877e-06 | 2.8637e-07 | -0.00037307 | Fixtures | 5.0418 | 1 |  |  |  | x | 5.0418 | 1 | 0 | -52.1552
LO3Slow | NR | Fixtures | Residential | Lighting | 0.00041973 | 0.00039818 | 3.3569 | -52.1552 | <0 | <40 | Manufactured | WA-Track_250 to 499 lumens | 3.7834e-07 | 9.6264e-07 | 2.1165e-06 | 4.1093e-06 | 7.167e-06 | 1.1386e-05 | 1.6674e-05 | 2.2739e-05 | 2.9147e-05 | 3.5416e-05 | 4.1114e-05 | 4.5934e-05 | 4.9729e-05 | 5.2495e-05 | 5.4337e-05 | 5.5421e-05 | 5.5927e-05 | 5.602e-05 | 5.5838e-05 | 5.5538e-05 | 0.0011152 | 0.00065245 | 0.0003737 | 0.00017121 | 2.612e-05 | -0.034029 | Fixtures | 5.0418 | 1 |  |  |  | x | 5.0418 | 1 | 0 | -52.1552
LO3Slow | NR | Fixtures | Residential | Lighting | 0.00080537 | 0.00076401 | 6.4411 | -52.1552 | <0 | <40 | Manufactured | WA-Track_500 to 999 lumens | 6.0236e-06 | 1.5327e-05 | 3.3697e-05 | 6.5426e-05 | 0.00011411 | 0.00018129 | 0.00026547 | 0.00036203 | 0.00046406 | 0.00056387 | 0.00065458 | 0.00073133 | 0.00079174 | 0.00083578 | 0.00086512 | 0.00088237 | 0.00089042 | 0.00089191 | 0.00088901 | 0.00088424 | 0.017756 | 0.010388 | 0.0059498 | 0.0027259 | 0.00041587 | -0.54178 | Fixtures | 5.0418 | 1 |  |  |  | x | 5.0418 | 1 | 0 | -52.1552
LO3Slow | NR | Fixtures | Residential | Lighting | 0.0014764 | 0.0014006 | 11.808 | -52.1552 | <0 | <40 | Manufactured | WA-Track_1000 to 1999 lumens | 8.7525e-06 | 2.227e-05 | 4.8963e-05 | 9.5066e-05 | 0.0001658 | 0.00026341 | 0.00038573 | 0.00052604 | 0.0006743 | 0.00081933 | 0.00095114 | 0.0010627 | 0.0011504 | 0.0012144 | 0.001257 | 0.0012821 | 0.0012938 | 0.001296 | 0.0012918 | 0.0012848 | 0.0258 | 0.015094 | 0.0086454 | 0.0039608 | 0.00060427 | -0.78722 | Fixtures | 5.0418 | 1 |  |  |  | x | 5.0418 | 1 | 0 | -52.1552
LO3Slow | NR | Fixtures | Residential | Lighting | 0.0028615 | 0.0027146 | 22.8853 | -52.1552 | <0 | <40 | Manufactured | WA-Track_2000 to 3999 lumens | 1.3978e-05 | 3.5566e-05 | 7.8196e-05 | 0.00015182 | 0.00026479 | 0.00042068 | 0.00061603 | 0.0008401 | 0.0010769 | 0.0013085 | 0.001519 | 0.0016971 | 0.0018373 | 0.0019395 | 0.0020075 | 0.0020476 | 0.0020663 | 0.0020697 | 0.002063 | 0.0020519 | 0.041203 | 0.024105 | 0.013807 | 0.0063255 | 0.00096504 | -1.2572 | Fixtures | 5.0418 | 1 |  |  |  | x | 5.0418 | 1 | 0 | -52.1552
LO3Slow | NR | Fixtures | Residential | Lighting | 0.0052269 | 0.0049585 | 41.8027 | -52.1552 | <0 | <40 | Manufactured | WA-Track_4000 to 7999 lumens | 5.6233e-06 | 1.4308e-05 | 3.1458e-05 | 6.1078e-05 | 0.00010653 | 0.00016924 | 0.00024783 | 0.00033797 | 0.00043322 | 0.0005264 | 0.00061109 | 0.00068274 | 0.00073913 | 0.00078024 | 0.00080763 | 0.00082374 | 0.00083126 | 0.00083265 | 0.00082993 | 0.00082548 | 0.016576 | 0.0096976 | 0.0055545 | 0.0025447 | 0.00038823 | -0.50578 | Fixtures | 5.0418 | 1 |  |  |  | x | 5.0418 | 1 | 0 | -52.1552
LO12Med | NR | Lamps | Residential | Lighting | 0.0023671 | 0.0023694 | 17.2202 | -51.6052 | <0 | <40 | Single Family | ID/MT/OR_Reflectors and Outdoor_1490 to 2600 lumens | 0.03487 | 0.069556 | 0.10402 | 0.1382 | 0.17201 | 0.20194 | 0.22525 | 0.24326 | 0.25707 | 0.2676 | 0.27561 | 0.28171 | 0.28637 | 0.28994 | 0.29268 | 0.29477 | 0.074912 | 0 | 0 | 0 | 3.5097 | 3.5097 | 3.1401 | 1.9894 | 0.72059 | -181.121 | Lamps | 3.3802 | 1 |  |  |  | x | 3.3802 | 1 | 0 | -51.6052
LO12Med | NR | Lamps | Residential | Lighting | 7.7004e-05 | 7.8448e-05 | 0.56761 | -116.0136 | <0 | <40 | Single Family | ID/MT/OR_Reflectors and Outdoor_250 to 1049 lumens | 0.004541 | 0.0090579 | 0.013546 | 0.017997 | 0.0224 | 0.026297 | 0.029333 | 0.031678 | 0.033476 | 0.034848 | 0.035891 | 0.036685 | 0.037292 | 0.037758 | 0.038115 | 0.038387 | 0.0097554 | 0 | 0 | 0 | 0.45706 | 0.45706 | 0.40892 | 0.25907 | 0.093839 | -53.0249 | Lamps | 3.5348 | 1 |  |  |  | x | 3.5348 | 1 | 0 | -116.0136
LO12Med | NR | Lamps | Residential | Lighting | 3.9173e-05 | 3.9742e-05 | 0.28785 | -68.8263 | <0 | <40 | Single Family | ID/MT/OR_Reflectors and Outdoor_1050 to 1489 lumens | 0.00035097 | 0.00070008 | 0.001047 | 0.001391 | 0.0017313 | 0.0020325 | 0.0022671 | 0.0024484 | 0.0025874 | 0.0026934 | 0.002774 | 0.0028354 | 0.0028823 | 0.0029183 | 0.0029458 | 0.0029669 | 0.00075399 | 0 | 0 | 0 | 0.035326 | 0.035326 | 0.031605 | 0.020023 | 0.0072528 | -2.4313 | Lamps | 1.6161 | 1 |  |  |  | x | 1.6161 | 1 | 0 | -68.8263
LO12Med | NR | Lamps | Residential | Lighting | 0.00010157 | 9.6452e-05 | 0.8134 | -55.5162 | <0 | <40 | Single Family | ID/MT/OR_Globe_250 to 1049 lumens | 0.0011137 | 0.0022214 | 0.0033221 | 0.0044137 | 0.0054935 | 0.0064493 | 0.0071939 | 0.007769 | 0.00821 | 0.0085463 | 0.0088022 | 0.008997 | 0.0091459 | 0.00926 | 0.0093475 | 0.0094143 | 0.0023925 | 0 | 0 | 0 | 0.11209 | 0.11209 | 0.10029 | 0.063535 | 0.023014 | -6.2229 | Lamps | 1.6103 | 1 |  |  |  | x | 1.6103 | 1 | 0 | -55.5162
LO12Med | NR | Lamps | Residential | Lighting | 0.00042815 | 0.00043476 | 3.1483 | -11.2775 | <0 | <40 | Single Family | ID/MT/OR_General Purpose and Three-Way_1490 to 2600 lumens | 0.045193 | 0.090147 | 0.13481 | 0.17911 | 0.22293 | 0.26172 | 0.29193 | 0.31527 | 0.33317 | 0.34681 | 0.35719 | 0.3651 | 0.37114 | 0.37577 | 0.37932 | 0.38204 | 0.097088 | 0 | 0 | 0 | 4.5487 | 4.5487 | 4.0696 | 2.5783 | 0.93391 | -51.2983 | Lamps | 1.7667 | 1 |  |  |  | x | 1.7667 | 1 | 0 | -11.2775
LO12Med | NR | Lamps | Residential | Lighting | 8.289e-05 | 7.8627e-05 | 0.66286 | -26.8283 | <0 | <40 | Single Family | ID/MT/OR_Decorative and Mini-Base_250 to 1049 lumens | 0.0012092 | 0.0024119 | 0.003607 | 0.0047922 | 0.0059646 | 0.0070024 | 0.0078107 | 0.0084352 | 0.008914 | 0.0092791 | 0.0095569 | 0.0097685 | 0.0099301 | 0.010054 | 0.010149 | 0.010222 | 0.0025976 | 0 | 0 | 0 | 0.1217 | 0.1217 | 0.10888 | 0.068983 | 0.024987 | -3.2651 | Lamps | 1.3146 | 1 |  |  |  | x | 1.3146 | 1 | 0 | -26.8283
LO12Med | NR | Lamps | Residential | Lighting | 0.0011984 | 0.0012191 | 8.8242 | -20.7036 | <0 | <40 | Single Family | ID/MT/OR_General Purpose and Three-Way_1050 to 1489 lumens | 0.06643 | 0.13251 | 0.19817 | 0.26328 | 0.32769 | 0.3847 | 0.42911 | 0.46342 | 0.48973 | 0.50979 | 0.52505 | 0.53667 | 0.54555 | 0.55236 | 0.55758 | 0.56157 | 0.14271 | 0 | 0 | 0 | 6.6863 | 6.6863 | 5.982 | 3.7899 | 1.3728 | -138.4313 | Lamps | 2.5292 | 1 |  |  |  | x | 2.5292 | 1 | 0 | -20.7036
LO12Med | NR | Lamps | Residential | Lighting | 0.00051674 | 0.00052472 | 3.7997 | 13.0239 | 10-20 | <40 | Single Family | WA_General Purpose and Three-Way_1490 to 2600 lumens | 0.061507 | 0.12269 | 0.18348 | 0.24377 | 0.30341 | 0.3562 | 0.39732 | 0.42908 | 0.45344 | 0.47201 | 0.48614 | 0.4969 | 0.50512 | 0.51143 | 0.51626 | 0.51995 | 0.13214 | 0 | 0 | 0 | 6.1908 | 6.1908 | 5.5388 | 3.509 | 1.271 | 80.6286 | Lamps | 1.5637 | 1 |  |  |  | x | #REF! | #REF! | 20.3652 | -7.3413
LO12Med | NR | Lamps | Residential | Lighting | 4.9341e-05 | 5.0253e-05 | 0.36363 | -66.1381 | <0 | <40 | Single Family | ID/MT/OR_General Purpose and Three-Way_250 to 1049 lumens | 0.0046313 | 0.0092382 | 0.013816 | 0.018355 | 0.022846 | 0.026821 | 0.029917 | 0.032309 | 0.034143 | 0.035541 | 0.036605 | 0.037415 | 0.038035 | 0.038509 | 0.038873 | 0.039151 | 0.0099495 | 0 | 0 | 0 | 0.46615 | 0.46615 | 0.41705 | 0.26422 | 0.095707 | -30.8305 | Lamps | 2.1441 | 1 |  |  |  | x | 2.1441 | 1 | 0 | -66.1381
LO12Med | NR | Lamps | Residential | Lighting | 0.00071813 | 0.00073059 | 5.288 | 13.033 | 10-20 | <40 | Single Family | WA_General Purpose and Three-Way_1050 to 1489 lumens | 0.044891 | 0.089545 | 0.13391 | 0.17791 | 0.22144 | 0.25997 | 0.28998 | 0.31316 | 0.33094 | 0.3445 | 0.35481 | 0.36266 | 0.36866 | 0.37326 | 0.37679 | 0.37948 | 0.096439 | 0 | 0 | 0 | 4.5184 | 4.5184 | 4.0424 | 2.5611 | 0.92767 | 58.8881 | Lamps | 1.5641 | 1 |  |  |  | x | #REF! | #REF! | 20.3847 | -7.3516
LO12Med | NR | Lamps | Residential | Lighting | 0.0013946 | 0.0013959 | 10.1451 | 58.3707 | 50-60 | 40-100 | Single Family | WA_Reflectors and Outdoor_1490 to 2600 lumens | 0.023166 | 0.046209 | 0.069106 | 0.091812 | 0.11427 | 0.13416 | 0.14964 | 0.16161 | 0.17078 | 0.17778 | 0.1831 | 0.18715 | 0.19025 | 0.19262 | 0.19444 | 0.19583 | 0.049767 | 0 | 0 | 0 | 2.3317 | 2.3317 | 2.0861 | 1.3216 | 0.47872 | 136.1028 | Lamps | 0.69529 | 0 |  |  |  | x | #REF! | #REF! | 40.5847 | 17.786
LO12Med | NR | Lamps | Residential | Lighting | 7.5478e-05 | 7.6872e-05 | 0.55625 | 18.0316 | 10-20 | <40 | Single Family | WA_General Purpose and Three-Way_250 to 1049 lumens | 0.007989 | 0.015936 | 0.023832 | 0.031663 | 0.039409 | 0.046265 | 0.051606 | 0.055732 | 0.058896 | 0.061308 | 0.063144 | 0.064541 | 0.065609 | 0.066428 | 0.067056 | 0.067535 | 0.017163 | 0 | 0 | 0 | 0.80411 | 0.80411 | 0.71942 | 0.45578 | 0.16509 | 14.4994 | Lamps | 1.3754 | 1 |  |  |  | x | #REF! | #REF! | 24.801 | -6.7694
LO12Med | NR | Lamps | Residential | Lighting | 5.4558e-05 | 5.5349e-05 | 0.4009 | 45.2056 | 40-50 | 40-100 | Single Family | WA_Reflectors and Outdoor_1050 to 1489 lumens | 0.0005512 | 0.0010995 | 0.0016443 | 0.0021846 | 0.002719 | 0.0031921 | 0.0035606 | 0.0038453 | 0.0040635 | 0.00423 | 0.0043566 | 0.004453 | 0.0045267 | 0.0045832 | 0.0046265 | 0.0046596 | 0.0011842 | 0 | 0 | 0 | 0.05548 | 0.05548 | 0.049636 | 0.031447 | 0.011391 | 2.508 | Lamps | 0.82964 | 0 |  |  |  | x | #REF! | #REF! | 37.5045 | 7.7011
LO12Med | NR | Lamps | Residential | Lighting | 9.8713e-05 | 9.3636e-05 | 0.78939 | -16.4391 | <0 | <40 | Single Family | WA_Decorative and Mini-Base_250 to 1049 lumens | 0.0016238 | 0.003239 | 0.0048439 | 0.0064355 | 0.00801 | 0.0094036 | 0.010489 | 0.011328 | 0.011971 | 0.012461 | 0.012834 | 0.013118 | 0.013335 | 0.013502 | 0.013629 | 0.013727 | 0.0034884 | 0 | 0 | 0 | 0.16344 | 0.16344 | 0.14622 | 0.092639 | 0.033556 | -2.6868 | Lamps | 10.3926 | 1 |  |  |  | x | 10.3926 | 1 | 0 | -16.4391
LO12Med | NR | Lamps | Residential | Lighting | 5.5221e-05 | 5.6257e-05 | 0.40705 | -16.6619 | <0 | <40 | Single Family | WA_Reflectors and Outdoor_250 to 1049 lumens | 0.0036721 | 0.0073249 | 0.010954 | 0.014554 | 0.018114 | 0.021266 | 0.023721 | 0.025617 | 0.027071 | 0.02818 | 0.029024 | 0.029666 | 0.030157 | 0.030533 | 0.030822 | 0.031042 | 0.0078889 | 0 | 0 | 0 | 0.36961 | 0.36961 | 0.33068 | 0.2095 | 0.075885 | -6.1584 | Lamps | 8.5469 | 1 |  |  |  | x | 8.5469 | 1 | 0 | -16.6619
LO12Med | NR | Lamps | Residential | Lighting | 8.6329e-05 | 8.1982e-05 | 0.69138 | -16.0461 | <0 | <40 | Single Family | WA_Globe_250 to 1049 lumens | 0.0010674 | 0.0021292 | 0.0031842 | 0.0042305 | 0.0052655 | 0.0061816 | 0.0068952 | 0.0074465 | 0.0078692 | 0.0081916 | 0.0084368 | 0.0086235 | 0.0087662 | 0.0088756 | 0.0089595 | 0.0090235 | 0.0022932 | 0 | 0 | 0 | 0.10744 | 0.10744 | 0.096123 | 0.060898 | 0.022059 | -1.724 | Lamps | 9.7139 | 1 |  |  |  | x | 9.7139 | 1 | 0 | -16.0461
LO12Med | NR | Lamps | Residential | Lighting | 0.0023671 | 0.0023694 | 17.2202 | -51.6052 | <0 | <40 | Multifamily - Low Rise | ID/MT/OR_Reflectors and Outdoor_1490 to 2600 lumens | 0.0025954 | 0.0051771 | 0.0077423 | 0.010286 | 0.012803 | 0.01503 | 0.016766 | 0.018106 | 0.019134 | 0.019917 | 0.020514 | 0.020968 | 0.021315 | 0.021581 | 0.021785 | 0.02194 | 0.0055757 | 0 | 0 | 0 | 0.26123 | 0.26123 | 0.23372 | 0.14807 | 0.053634 | -13.4811 | Lamps | 3.3802 | 1 |  |  |  | x | 3.3802 | 1 | 0 | -51.6052
LO12Med | NR | Lamps | Residential | Lighting | 7.7004e-05 | 7.8448e-05 | 0.56761 | -116.0136 | <0 | <40 | Multifamily - Low Rise | ID/MT/OR_Reflectors and Outdoor_250 to 1049 lumens | 0.00033799 | 0.00067419 | 0.0010082 | 0.0013395 | 0.0016673 | 0.0019573 | 0.0021833 | 0.0023579 | 0.0024917 | 0.0025938 | 0.0026714 | 0.0027305 | 0.0027757 | 0.0028104 | 0.0028369 | 0.0028572 | 0.00072609 | 0 | 0 | 0 | 0.034019 | 0.034019 | 0.030436 | 0.019283 | 0.0069846 | -3.9467 | Lamps | 3.5348 | 1 |  |  |  | x | 3.5348 | 1 | 0 | -116.0136
LO12Med | NR | Lamps | Residential | Lighting | 3.9173e-05 | 3.9742e-05 | 0.28785 | -68.8263 | <0 | <40 | Multifamily - Low Rise | ID/MT/OR_Reflectors and Outdoor_1050 to 1489 lumens | 2.6123e-05 | 5.2108e-05 | 7.7927e-05 | 0.00010353 | 0.00012886 | 0.00015128 | 0.00016875 | 0.00018224 | 0.00019258 | 0.00020047 | 0.00020647 | 0.00021104 | 0.00021453 | 0.00021721 | 0.00021926 | 0.00022083 | 5.6119e-05 | 0 | 0 | 0 | 0.0026293 | 0.0026293 | 0.0023524 | 0.0014903 | 0.00053983 | -0.18097 | Lamps | 1.6161 | 1 |  |  |  | x | 1.6161 | 1 | 0 | -68.8263
LO12Med | NR | Lamps | Residential | Lighting | 0.00010157 | 9.6452e-05 | 0.8134 | -55.5162 | <0 | <40 | Multifamily - Low Rise | ID/MT/OR_Globe_250 to 1049 lumens | 8.2891e-05 | 0.00016534 | 0.00024727 | 0.00032852 | 0.00040889 | 0.00048003 | 0.00053545 | 0.00057826 | 0.00061108 | 0.00063611 | 0.00065516 | 0.00066966 | 0.00068074 | 0.00068923 | 0.00069575 | 0.00070072 | 0.00017807 | 0 | 0 | 0 | 0.0083432 | 0.0083432 | 0.0074644 | 0.004729 | 0.001713 | -0.46318 | Lamps | 1.6103 | 1 |  |  |  | x | 1.6103 | 1 | 0 | -55.5162
LO12Med | NR | Lamps | Residential | Lighting | 0.00042815 | 0.00043476 | 3.1483 | -11.2775 | <0 | <40 | Multifamily - Low Rise | ID/MT/OR_General Purpose and Three-Way_1490 to 2600 lumens | 0.0033637 | 0.0067097 | 0.010034 | 0.013331 | 0.016593 | 0.01948 | 0.021729 | 0.023466 | 0.024798 | 0.025814 | 0.026586 | 0.027175 | 0.027625 | 0.027969 | 0.028234 | 0.028435 | 0.0072262 | 0 | 0 | 0 | 0.33857 | 0.33857 | 0.30291 | 0.1919 | 0.069512 | -3.8182 | Lamps | 1.7667 | 1 |  |  |  | x | 1.7667 | 1 | 0 | -11.2775
LO12Med | NR | Lamps | Residential | Lighting | 8.289e-05 | 7.8627e-05 | 0.66286 | -26.8283 | <0 | <40 | Multifamily - Low Rise | ID/MT/OR_Decorative and Mini-Base_250 to 1049 lumens | 8.9999e-05 | 0.00017952 | 0.00026847 | 0.00035669 | 0.00044395 | 0.00052119 | 0.00058136 | 0.00062784 | 0.00066348 | 0.00069066 | 0.00071133 | 0.00072708 | 0.00073911 | 0.00074833 | 0.00075541 | 0.00076081 | 0.00019334 | 0 | 0 | 0 | 0.0090586 | 0.0090586 | 0.0081044 | 0.0051345 | 0.0018598 | -0.24303 | Lamps | 1.3146 | 1 |  |  |  | x | 1.3146 | 1 | 0 | -26.8283
LO12Med | NR | Lamps | Residential | Lighting | 0.0011984 | 0.0012191 | 8.8242 | -20.7036 | <0 | <40 | Multifamily - Low Rise | ID/MT/OR_General Purpose and Three-Way_1050 to 1489 lumens | 0.0049445 | 0.0098628 | 0.01475 | 0.019596 | 0.02439 | 0.028634 | 0.03194 | 0.034493 | 0.036451 | 0.037944 | 0.03908 | 0.039945 | 0.040606 | 0.041113 | 0.041501 | 0.041798 | 0.010622 | 0 | 0 | 0 | 0.49767 | 0.49767 | 0.44525 | 0.28209 | 0.10218 | -10.3036 | Lamps | 2.5292 | 1 |  |  |  | x | 2.5292 | 1 | 0 | -20.7036
LO12Med | NR | Lamps | Residential | Lighting | 0.00051674 | 0.00052472 | 3.7997 | 13.0238 | 10-20 | <40 | Multifamily - Low Rise | WA_General Purpose and Three-Way_1490 to 2600 lumens | 0.0045781 | 0.0091319 | 0.013657 | 0.018144 | 0.022583 | 0.026512 | 0.029573 | 0.031937 | 0.03375 | 0.035132 | 0.036184 | 0.036985 | 0.037597 | 0.038066 | 0.038426 | 0.038701 | 0.0098349 | 0 | 0 | 0 | 0.46079 | 0.46079 | 0.41226 | 0.26118 | 0.094606 | 6.0013 | Lamps | 1.5637 | 1 |  |  |  | x | #REF! | #REF! | 20.3652 | -7.3413
LO12Med | NR | Lamps | Residential | Lighting | 4.9341e-05 | 5.0253e-05 | 0.36363 | -66.1381 | <0 | <40 | Multifamily - Low Rise | ID/MT/OR_General Purpose and Three-Way_250 to 1049 lumens | 0.00034472 | 0.00068761 | 0.0010283 | 0.0013662 | 0.0017004 | 0.0019963 | 0.0022267 | 0.0024048 | 0.0025413 | 0.0026454 | 0.0027246 | 0.0027849 | 0.002831 | 0.0028663 | 0.0028934 | 0.0029141 | 0.00074054 | 0 | 0 | 0 | 0.034696 | 0.034696 | 0.031042 | 0.019666 | 0.0071236 | -2.2948 | Lamps | 2.1441 | 1 |  |  |  | x | 2.1441 | 1 | 0 | -66.1381
LO12Med | NR | Lamps | Residential | Lighting | 0.00071813 | 0.00073059 | 5.288 | 13.0331 | 10-20 | <40 | Multifamily - Low Rise | WA_General Purpose and Three-Way_1050 to 1489 lumens | 0.0033413 | 0.0066649 | 0.0099673 | 0.013242 | 0.016482 | 0.01935 | 0.021584 | 0.023309 | 0.024632 | 0.025641 | 0.026409 | 0.026993 | 0.02744 | 0.027782 | 0.028045 | 0.028246 | 0.007178 | 0 | 0 | 0 | 0.33631 | 0.33631 | 0.30088 | 0.19062 | 0.069048 | 4.3831 | Lamps | 1.5641 | 1 |  |  |  | x | #REF! | #REF! | 20.3847 | -7.3516
LO12Med | NR | Lamps | Residential | Lighting | 0.0013946 | 0.0013959 | 10.1451 | 58.3707 | 50-60 | 40-100 | Multifamily - Low Rise | WA_Reflectors and Outdoor_1490 to 2600 lumens | 0.0017243 | 0.0034394 | 0.0051436 | 0.0068337 | 0.0085056 | 0.0099854 | 0.011138 | 0.012029 | 0.012711 | 0.013232 | 0.013628 | 0.01393 | 0.01416 | 0.014337 | 0.014473 | 0.014576 | 0.0037042 | 0 | 0 | 0 | 0.17355 | 0.17355 | 0.15527 | 0.098371 | 0.035632 | 10.1303 | Lamps | 0.69529 | 0 |  |  |  | x | #REF! | #REF! | 40.5847 | 17.786
LO12Med | NR | Lamps | Residential | Lighting | 7.5478e-05 | 7.6872e-05 | 0.55625 | 18.0316 | 10-20 | <40 | Multifamily - Low Rise | WA_General Purpose and Three-Way_250 to 1049 lumens | 0.00059463 | 0.0011861 | 0.0017738 | 0.0023567 | 0.0029332 | 0.0034436 | 0.0038411 | 0.0041482 | 0.0043837 | 0.0045633 | 0.0046999 | 0.0048039 | 0.0048834 | 0.0049443 | 0.0049911 | 0.0050267 | 0.0012774 | 0 | 0 | 0 | 0.059851 | 0.059851 | 0.053547 | 0.033924 | 0.012288 | 1.0792 | Lamps | 1.3754 | 1 |  |  |  | x | #REF! | #REF! | 24.8009 | -6.7694
LO12Med | NR | Lamps | Residential | Lighting | 5.4558e-05 | 5.5349e-05 | 0.4009 | 45.2056 | 40-50 | 40-100 | Multifamily - Low Rise | WA_Reflectors and Outdoor_1050 to 1489 lumens | 4.1027e-05 | 8.1837e-05 | 0.00012239 | 0.0001626 | 0.00020238 | 0.00023759 | 0.00026502 | 0.00028621 | 0.00030245 | 0.00031484 | 0.00032427 | 0.00033145 | 0.00033693 | 0.00034113 | 0.00034436 | 0.00034682 | 8.8137e-05 | 0 | 0 | 0 | 0.0041294 | 0.0041294 | 0.0036945 | 0.0023406 | 0.00084782 | 0.18667 | Lamps | 0.82964 | 0 |  |  |  | x | #REF! | #REF! | 37.5045 | 7.7011
LO12Med | NR | Lamps | Residential | Lighting | 9.8713e-05 | 9.3636e-05 | 0.78939 | -16.4391 | <0 | <40 | Multifamily - Low Rise | WA_Decorative and Mini-Base_250 to 1049 lumens | 0.00012086 | 0.00024108 | 0.00036054 | 0.00047901 | 0.00059619 | 0.00069992 | 0.00078072 | 0.00084315 | 0.000891 | 0.0009275 | 0.00095527 | 0.00097641 | 0.00099257 | 0.001005 | 0.0010145 | 0.0010217 | 0.00025964 | 0 | 0 | 0 | 0.012165 | 0.012165 | 0.010884 | 0.0068952 | 0.0024976 | -0.19998 | Lamps | 10.3926 | 1 |  |  |  | x | 10.3926 | 1 | 0 | -16.4391
LO12Med | NR | Lamps | Residential | Lighting | 5.5221e-05 | 5.6257e-05 | 0.40705 | -16.6619 | <0 | <40 | Multifamily - Low Rise | WA_Reflectors and Outdoor_250 to 1049 lumens | 0.00027332 | 0.0005452 | 0.00081534 | 0.0010832 | 0.0013483 | 0.0015828 | 0.0017656 | 0.0019067 | 0.002015 | 0.0020975 | 0.0021603 | 0.0022081 | 0.0022446 | 0.0022726 | 0.0022941 | 0.0023105 | 0.00058717 | 0 | 0 | 0 | 0.02751 | 0.02751 | 0.024613 | 0.015593 | 0.0056482 | -0.45838 | Lamps | 8.5469 | 1 |  |  |  | x | 8.5469 | 1 | 0 | -16.6619
LO12Med | NR | Lamps | Residential | Lighting | 8.6329e-05 | 8.1982e-05 | 0.69138 | -16.0461 | <0 | <40 | Multifamily - Low Rise | WA_Globe_250 to 1049 lumens | 7.945e-05 | 0.00015848 | 0.00023701 | 0.00031488 | 0.00039192 | 0.00046011 | 0.00051322 | 0.00055426 | 0.00058572 | 0.00060971 | 0.00062796 | 0.00064186 | 0.00065248 | 0.00066062 | 0.00066687 | 0.00067163 | 0.00017068 | 0 | 0 | 0 | 0.0079969 | 0.0079969 | 0.0071545 | 0.0045327 | 0.0016418 | -0.12832 | Lamps | 9.7139 | 1 |  |  |  | x | 9.7139 | 1 | 0 | -16.0461
LO12Med | NR | Lamps | Residential | Lighting | 0.0023671 | 0.0023694 | 17.2202 | -51.6052 | <0 | <40 | Multifamily - High Rise | ID/MT/OR_Reflectors and Outdoor_1490 to 2600 lumens | 0.00076802 | 0.001532 | 0.0022911 | 0.0030439 | 0.0037885 | 0.0044477 | 0.0049611 | 0.0053578 | 0.0056619 | 0.0058938 | 0.0060703 | 0.0062046 | 0.0063073 | 0.006386 | 0.0064464 | 0.0064924 | 0.0016499 | 0 | 0 | 0 | 0.077303 | 0.077303 | 0.06916 | 0.043816 | 0.015871 | -3.9892 | Lamps | 3.3802 | 1 |  |  |  | x | 3.3802 | 1 | 0 | -51.6052
LO12Med | NR | Lamps | Residential | Lighting | 7.7004e-05 | 7.8448e-05 | 0.56761 | -116.0136 | <0 | <40 | Multifamily - High Rise | ID/MT/OR_Reflectors and Outdoor_250 to 1049 lumens | 0.00010002 | 0.0001995 | 0.00029835 | 0.00039639 | 0.00049336 | 0.0005792 | 0.00064606 | 0.00069772 | 0.00073732 | 0.00076752 | 0.0007905 | 0.000808 | 0.00082137 | 0.00083162 | 0.00083948 | 0.00084548 | 0.00021486 | 0 | 0 | 0 | 0.010067 | 0.010067 | 0.0090064 | 0.0057059 | 0.0020668 | -1.1679 | Lamps | 3.5348 | 1 |  |  |  | x | 3.5348 | 1 | 0 | -116.0136
LO12Med | NR | Lamps | Residential | Lighting | 3.9173e-05 | 3.9742e-05 | 0.28785 | -68.8263 | <0 | <40 | Multifamily - High Rise | ID/MT/OR_Reflectors and Outdoor_1050 to 1489 lumens | 7.7301e-06 | 1.5419e-05 | 2.3059e-05 | 3.0636e-05 | 3.8131e-05 | 4.4766e-05 | 4.9934e-05 | 5.3926e-05 | 5.6987e-05 | 5.9321e-05 | 6.1097e-05 | 6.245e-05 | 6.3483e-05 | 6.4275e-05 | 6.4883e-05 | 6.5346e-05 | 1.6606e-05 | 0 | 0 | 0 | 0.00077805 | 0.00077805 | 0.0006961 | 0.00044101 | 0.00015974 | -0.05355 | Lamps | 1.6161 | 1 |  |  |  | x | 1.6161 | 1 | 0 | -68.8263
LO12Med | NR | Lamps | Residential | Lighting | 0.00010157 | 9.6452e-05 | 0.8134 | -55.5162 | <0 | <40 | Multifamily - High Rise | ID/MT/OR_Globe_250 to 1049 lumens | 2.4529e-05 | 4.8928e-05 | 7.317e-05 | 9.7213e-05 | 0.000121 | 0.00014205 | 0.00015845 | 0.00017111 | 0.00018083 | 0.00018823 | 0.00019387 | 0.00019816 | 0.00020144 | 0.00020395 | 0.00020588 | 0.00020735 | 5.2694e-05 | 0 | 0 | 0 | 0.0024689 | 0.0024689 | 0.0022088 | 0.0013994 | 0.00050688 | -0.13706 | Lamps | 1.6103 | 1 |  |  |  | x | 1.6103 | 1 | 0 | -55.5162
LO12Med | NR | Lamps | Residential | Lighting | 0.00042815 | 0.00043476 | 3.1483 | -11.2775 | <0 | <40 | Multifamily - High Rise | ID/MT/OR_General Purpose and Three-Way_1490 to 2600 lumens | 0.00099537 | 0.0019855 | 0.0029693 | 0.0039449 | 0.00491 | 0.0057643 | 0.0064298 | 0.0069439 | 0.007338 | 0.0076386 | 0.0078672 | 0.0080414 | 0.0081744 | 0.0082764 | 0.0083547 | 0.0084144 | 0.0021383 | 0 | 0 | 0 | 0.10019 | 0.10019 | 0.089634 | 0.056787 | 0.020569 | -1.1299 | Lamps | 1.7667 | 1 |  |  |  | x | 1.7667 | 1 | 0 | -11.2775
LO12Med | NR | Lamps | Residential | Lighting | 8.289e-05 | 7.8627e-05 | 0.66286 | -26.8283 | <0 | <40 | Multifamily - High Rise | ID/MT/OR_Decorative and Mini-Base_250 to 1049 lumens | 2.6632e-05 | 5.3123e-05 | 7.9445e-05 | 0.00010555 | 0.00013137 | 0.00015423 | 0.00017203 | 0.00018579 | 0.00019633 | 0.00020437 | 0.00021049 | 0.00021515 | 0.00021871 | 0.00022144 | 0.00022353 | 0.00022513 | 5.7212e-05 | 0 | 0 | 0 | 0.0026805 | 0.0026805 | 0.0023982 | 0.0015194 | 0.00055035 | -0.071914 | Lamps | 1.3146 | 1 |  |  |  | x | 1.3146 | 1 | 0 | -26.8283
LO12Med | NR | Lamps | Residential | Lighting | 0.0011984 | 0.0012191 | 8.8242 | -20.7036 | <0 | <40 | Multifamily - High Rise | ID/MT/OR_General Purpose and Three-Way_1050 to 1489 lumens | 0.0014631 | 0.0029185 | 0.0043646 | 0.0057988 | 0.0072174 | 0.0084731 | 0.0094513 | 0.010207 | 0.010786 | 0.011228 | 0.011564 | 0.01182 | 0.012016 | 0.012166 | 0.012281 | 0.012369 | 0.0031432 | 0 | 0 | 0 | 0.14727 | 0.14727 | 0.13176 | 0.083473 | 0.030236 | -3.049 | Lamps | 2.5292 | 1 |  |  |  | x | 2.5292 | 1 | 0 | -20.7036
LO12Med | NR | Lamps | Residential | Lighting | 0.00051674 | 0.00052472 | 3.7997 | 13.0238 | 10-20 | <40 | Multifamily - High Rise | WA_General Purpose and Three-Way_1490 to 2600 lumens | 0.0013547 | 0.0027023 | 0.0040412 | 0.005369 | 0.0066826 | 0.0078453 | 0.0087509 | 0.0094506 | 0.009987 | 0.010396 | 0.010707 | 0.010944 | 0.011125 | 0.011264 | 0.011371 | 0.011452 | 0.0029103 | 0 | 0 | 0 | 0.13635 | 0.13635 | 0.12199 | 0.077287 | 0.027995 | 1.7759 | Lamps | 1.5637 | 1 |  |  |  | x | #REF! | #REF! | 20.3652 | -7.3413
LO12Med | NR | Lamps | Residential | Lighting | 4.9341e-05 | 5.0253e-05 | 0.36363 | -66.1381 | <0 | <40 | Multifamily - High Rise | ID/MT/OR_General Purpose and Three-Way_250 to 1049 lumens | 0.00010201 | 0.00020347 | 0.00030429 | 0.00040428 | 0.00050318 | 0.00059073 | 0.00065892 | 0.00071161 | 0.000752 | 0.0007828 | 0.00080623 | 0.00082408 | 0.00083772 | 0.00084817 | 0.00085619 | 0.0008623 | 0.00021914 | 0 | 0 | 0 | 0.010267 | 0.010267 | 0.0091857 | 0.0058195 | 0.002108 | -0.67905 | Lamps | 2.1441 | 1 |  |  |  | x | 2.1441 | 1 | 0 | -66.1381
LO12Med | NR | Lamps | Residential | Lighting | 0.00071813 | 0.00073059 | 5.288 | 13.0331 | 10-20 | <40 | Multifamily - High Rise | WA_General Purpose and Three-Way_1050 to 1489 lumens | 0.00098873 | 0.0019722 | 0.0029494 | 0.0039186 | 0.0048772 | 0.0057258 | 0.0063868 | 0.0068975 | 0.007289 | 0.0075876 | 0.0078147 | 0.0079877 | 0.0081199 | 0.0082212 | 0.0082989 | 0.0083582 | 0.0021241 | 0 | 0 | 0 | 0.099518 | 0.099518 | 0.089035 | 0.056408 | 0.020432 | 1.297 | Lamps | 1.5641 | 1 |  |  |  | x | #REF! | #REF! | 20.3847 | -7.3516
LO12Med | NR | Lamps | Residential | Lighting | 0.0013946 | 0.0013959 | 10.1451 | 58.3707 | 50-60 | 40-100 | Multifamily - High Rise | WA_Reflectors and Outdoor_1490 to 2600 lumens | 0.00051023 | 0.0010178 | 0.0015221 | 0.0020222 | 0.0025169 | 0.0029548 | 0.0032959 | 0.0035594 | 0.0037615 | 0.0039156 | 0.0040328 | 0.004122 | 0.0041902 | 0.0042425 | 0.0042826 | 0.0043132 | 0.0010961 | 0 | 0 | 0 | 0.051356 | 0.051356 | 0.045947 | 0.029109 | 0.010544 | 2.9977 | Lamps | 0.69529 | 0 |  |  |  | x | #REF! | #REF! | 40.5847 | 17.786
LO12Med | NR | Lamps | Residential | Lighting | 7.5478e-05 | 7.6872e-05 | 0.55625 | 18.0316 | 10-20 | <40 | Multifamily - High Rise | WA_General Purpose and Three-Way_250 to 1049 lumens | 0.00017596 | 0.00035099 | 0.0005249 | 0.00069737 | 0.00086798 | 0.001019 | 0.0011366 | 0.0012275 | 0.0012972 | 0.0013503 | 0.0013907 | 0.0014215 | 0.0014451 | 0.0014631 | 0.0014769 | 0.0014875 | 0.00037801 | 0 | 0 | 0 | 0.017711 | 0.017711 | 0.015845 | 0.010039 | 0.0036362 | 0.31935 | Lamps | 1.3754 | 1 |  |  |  | x | #REF! | #REF! | 24.8009 | -6.7694
LO12Med | NR | Lamps | Residential | Lighting | 5.4558e-05 | 5.5349e-05 | 0.4009 | 45.2056 | 40-50 | 40-100 | Multifamily - High Rise | WA_Reflectors and Outdoor_1050 to 1489 lumens | 1.214e-05 | 2.4217e-05 | 3.6216e-05 | 4.8115e-05 | 5.9887e-05 | 7.0306e-05 | 7.8422e-05 | 8.4692e-05 | 8.95e-05 | 9.3166e-05 | 9.5955e-05 | 9.8079e-05 | 9.9702e-05 | 0.00010095 | 0.0001019 | 0.00010263 | 2.6081e-05 | 0 | 0 | 0 | 0.001222 | 0.001222 | 0.0010932 | 0.00069262 | 0.00025088 | 0.055239 | Lamps | 0.82964 | 0 |  |  |  | x | #REF! | #REF! | 37.5045 | 7.7011
LO12Med | NR | Lamps | Residential | Lighting | 9.8713e-05 | 9.3636e-05 | 0.78939 | -16.4391 | <0 | <40 | Multifamily - High Rise | WA_Decorative and Mini-Base_250 to 1049 lumens | 3.5764e-05 | 7.134e-05 | 0.00010669 | 0.00014174 | 0.00017642 | 0.00020712 | 0.00023103 | 0.0002495 | 0.00026366 | 0.00027446 | 0.00028267 | 0.00028893 | 0.00029371 | 0.00029738 | 0.00030019 | 0.00030233 | 7.6832e-05 | 0 | 0 | 0 | 0.0035998 | 0.0035998 | 0.0032206 | 0.0020404 | 0.00073907 | -0.059177 | Lamps | 10.3926 | 1 |  |  |  | x | 10.3926 | 1 | 0 | -16.4391
LO12Med | NR | Lamps | Residential | Lighting | 5.5221e-05 | 5.6257e-05 | 0.40705 | -16.6619 | <0 | <40 | Multifamily - High Rise | WA_Reflectors and Outdoor_250 to 1049 lumens | 8.0879e-05 | 0.00016133 | 0.00024127 | 0.00032055 | 0.00039897 | 0.00046838 | 0.00052245 | 0.00056422 | 0.00059625 | 0.00062067 | 0.00063925 | 0.0006534 | 0.00066421 | 0.0006725 | 0.00067886 | 0.00068371 | 0.00017375 | 0 | 0 | 0 | 0.0081407 | 0.0081407 | 0.0072832 | 0.0046142 | 0.0016714 | -0.13564 | Lamps | 8.5469 | 1 |  |  |  | x | 8.5469 | 1 | 0 | -16.6619
LO12Med | NR | Lamps | Residential | Lighting | 8.6329e-05 | 8.1982e-05 | 0.69138 | -16.0461 | <0 | <40 | Multifamily - High Rise | WA_Globe_250 to 1049 lumens | 2.351e-05 | 4.6897e-05 | 7.0133e-05 | 9.3178e-05 | 0.00011597 | 0.00013615 | 0.00015187 | 0.00016401 | 0.00017332 | 0.00018042 | 0.00018582 | 0.00018993 | 0.00019308 | 0.00019549 | 0.00019733 | 0.00019874 | 5.0507e-05 | 0 | 0 | 0 | 0.0023664 | 0.0023664 | 0.0021171 | 0.0013413 | 0.00048584 | -0.037971 | Lamps | 9.7139 | 1 |  |  |  | x | 9.7139 | 1 | 0 | -16.0461
LO12Med | NR | Lamps | Residential | Lighting | 0.0023671 | 0.0023694 | 17.2202 | -51.6052 | <0 | <40 | Manufactured | ID/MT/OR_Reflectors and Outdoor_1490 to 2600 lumens | 0.0029058 | 0.0057473 | 0.0085225 | 0.011227 | 0.013856 | 0.01613 | 0.01784 | 0.019104 | 0.020018 | 0.020662 | 0.021101 | 0.021386 | 0.021557 | 0.021642 | 0.021662 | 0.0056299 | 0 | 0 | 0 | 0 | 0.24899 | 0.24899 | 0.24336 | 0.15711 | 0.058389 | -12.8492 | Lamps | 3.3802 | 1 |  |  |  | x | 3.3802 | 1 | 0 | -51.6052
LO12Med | NR | Lamps | Residential | Lighting | 7.7004e-05 | 7.8448e-05 | 0.56761 | -116.0136 | <0 | <40 | Manufactured | ID/MT/OR_Reflectors and Outdoor_250 to 1049 lumens | 0.0003784 | 0.00074844 | 0.0011098 | 0.0014621 | 0.0018044 | 0.0021005 | 0.0023232 | 0.0024878 | 0.0026069 | 0.0026907 | 0.0027479 | 0.002785 | 0.0028072 | 0.0028183 | 0.0028209 | 0.00073316 | 0 | 0 | 0 | 0 | 0.032425 | 0.032425 | 0.031692 | 0.02046 | 0.0076037 | -3.7617 | Lamps | 3.5348 | 1 |  |  |  | x | 3.5348 | 1 | 0 | -116.0136
LO12Med | NR | Lamps | Residential | Lighting | 3.9173e-05 | 3.9742e-05 | 0.28785 | -68.8262 | <0 | <40 | Manufactured | ID/MT/OR_Reflectors and Outdoor_1050 to 1489 lumens | 2.9247e-05 | 5.7847e-05 | 8.5779e-05 | 0.000113 | 0.00013946 | 0.00016235 | 0.00017956 | 0.00019228 | 0.00020148 | 0.00020797 | 0.00021238 | 0.00021525 | 0.00021697 | 0.00021782 | 0.00021803 | 5.6665e-05 | 0 | 0 | 0 | 0 | 0.0025061 | 0.0025061 | 0.0024494 | 0.0015814 | 0.00058768 | -0.17249 | Lamps | 1.6161 | 1 |  |  |  | x | 1.6161 | 1 | 0 | -68.8262
LO12Med | NR | Lamps | Residential | Lighting | 0.00010157 | 9.6452e-05 | 0.8134 | -55.5162 | <0 | <40 | Manufactured | ID/MT/OR_Globe_250 to 1049 lumens | 9.2803e-05 | 0.00018355 | 0.00027219 | 0.00035857 | 0.00044253 | 0.00051514 | 0.00056977 | 0.00061013 | 0.00063933 | 0.0006599 | 0.00067392 | 0.00068303 | 0.00068847 | 0.00069118 | 0.00069183 | 0.00017981 | 0 | 0 | 0 | 0 | 0.0079522 | 0.0079522 | 0.0077724 | 0.0050178 | 0.0018648 | -0.44147 | Lamps | 1.6103 | 1 |  |  |  | x | 1.6103 | 1 | 0 | -55.5162
LO12Med | NR | Lamps | Residential | Lighting | 0.00042815 | 0.00043476 | 3.1483 | -11.2775 | <0 | <40 | Manufactured | ID/MT/OR_General Purpose and Three-Way_1490 to 2600 lumens | 0.003766 | 0.0074487 | 0.011045 | 0.014551 | 0.017958 | 0.020905 | 0.023121 | 0.024759 | 0.025944 | 0.026779 | 0.027348 | 0.027717 | 0.027938 | 0.028048 | 0.028075 | 0.0072965 | 0 | 0 | 0 | 0 | 0.3227 | 0.3227 | 0.3154 | 0.20362 | 0.075674 | -3.6392 | Lamps | 1.7667 | 1 |  |  |  | x | 1.7667 | 1 | 0 | -11.2775
LO12Med | NR | Lamps | Residential | Lighting | 8.289e-05 | 7.8627e-05 | 0.66286 | -26.8283 | <0 | <40 | Manufactured | ID/MT/OR_Decorative and Mini-Base_250 to 1049 lumens | 0.00010076 | 0.00019929 | 0.00029553 | 0.00038932 | 0.00048048 | 0.00055932 | 0.00061862 | 0.00066245 | 0.00069415 | 0.00071648 | 0.00073171 | 0.00074159 | 0.00074751 | 0.00075045 | 0.00075115 | 0.00019522 | 0 | 0 | 0 | 0 | 0.008634 | 0.008634 | 0.0084388 | 0.0054481 | 0.0020247 | -0.23164 | Lamps | 1.3146 | 1 |  |  |  | x | 1.3146 | 1 | 0 | -26.8283
LO12Med | NR | Lamps | Residential | Lighting | 0.0011984 | 0.0012191 | 8.8242 | -20.7036 | <0 | <40 | Manufactured | ID/MT/OR_General Purpose and Three-Way_1050 to 1489 lumens | 0.0055357 | 0.010949 | 0.016236 | 0.021389 | 0.026397 | 0.030728 | 0.033987 | 0.036394 | 0.038136 | 0.039363 | 0.040199 | 0.040743 | 0.041067 | 0.041229 | 0.041268 | 0.010725 | 0 | 0 | 0 | 0 | 0.47435 | 0.47435 | 0.46362 | 0.29931 | 0.11124 | -9.8207 | Lamps | 2.5292 | 1 |  |  |  | x | 2.5292 | 1 | 0 | -20.7036
LO12Med | NR | Lamps | Residential | Lighting | 0.00051674 | 0.00052472 | 3.7997 | 13.0239 | 10-20 | <40 | Manufactured | WA_General Purpose and Three-Way_1490 to 2600 lumens | 0.0051255 | 0.010138 | 0.015033 | 0.019804 | 0.024441 | 0.028451 | 0.031468 | 0.033697 | 0.03531 | 0.036446 | 0.03722 | 0.037723 | 0.038024 | 0.038174 | 0.03821 | 0.0099306 | 0 | 0 | 0 | 0 | 0.4392 | 0.4392 | 0.42926 | 0.27713 | 0.10299 | 5.72 | Lamps | 1.5637 | 1 |  |  |  | x | #REF! | #REF! | 20.3652 | -7.3413
LO12Med | NR | Lamps | Residential | Lighting | 4.9341e-05 | 5.0253e-05 | 0.36363 | -66.1381 | <0 | <40 | Manufactured | ID/MT/OR_General Purpose and Three-Way_250 to 1049 lumens | 0.00038594 | 0.00076334 | 0.0011319 | 0.0014912 | 0.0018403 | 0.0021423 | 0.0023695 | 0.0025373 | 0.0026587 | 0.0027443 | 0.0028026 | 0.0028405 | 0.0028631 | 0.0028744 | 0.0028771 | 0.00074775 | 0 | 0 | 0 | 0 | 0.03307 | 0.03307 | 0.032323 | 0.020867 | 0.007755 | -2.1872 | Lamps | 2.1441 | 1 |  |  |  | x | 2.1441 | 1 | 0 | -66.1381
LO12Med | NR | Lamps | Residential | Lighting | 0.00071813 | 0.00073059 | 5.288 | 13.033 | 10-20 | <40 | Manufactured | WA_General Purpose and Three-Way_1050 to 1489 lumens | 0.0037408 | 0.0073989 | 0.010972 | 0.014454 | 0.017838 | 0.020765 | 0.022967 | 0.024594 | 0.025771 | 0.0266 | 0.027165 | 0.027532 | 0.027752 | 0.027861 | 0.027887 | 0.0072478 | 0 | 0 | 0 | 0 | 0.32055 | 0.32055 | 0.3133 | 0.20227 | 0.075168 | 4.1777 | Lamps | 1.5641 | 1 |  |  |  | x | #REF! | #REF! | 20.3847 | -7.3516
LO12Med | NR | Lamps | Residential | Lighting | 0.0013946 | 0.0013959 | 10.1451 | 58.3707 | 50-60 | 40-100 | Manufactured | WA_Reflectors and Outdoor_1490 to 2600 lumens | 0.0019304 | 0.0038182 | 0.0056619 | 0.0074589 | 0.0092053 | 0.010716 | 0.011852 | 0.012692 | 0.013299 | 0.013727 | 0.014019 | 0.014208 | 0.014321 | 0.014378 | 0.014391 | 0.0037402 | 0 | 0 | 0 | 0 | 0.16542 | 0.16542 | 0.16168 | 0.10438 | 0.038791 | 9.6555 | Lamps | 0.69529 | 0 |  |  |  | x | #REF! | #REF! | 40.5847 | 17.786
LO12Med | NR | Lamps | Residential | Lighting | 7.5478e-05 | 7.6872e-05 | 0.55625 | 18.0316 | 10-20 | <40 | Manufactured | WA_General Purpose and Three-Way_250 to 1049 lumens | 0.00066574 | 0.0013168 | 0.0019526 | 0.0025723 | 0.0031746 | 0.0036955 | 0.0040873 | 0.0043769 | 0.0045863 | 0.0047339 | 0.0048345 | 0.0048998 | 0.0049389 | 0.0049583 | 0.004963 | 0.0012899 | 0 | 0 | 0 | 0 | 0.057046 | 0.057046 | 0.055756 | 0.035996 | 0.013377 | 1.0286 | Lamps | 1.3754 | 1 |  |  |  | x | #REF! | #REF! | 24.801 | -6.7694
LO12Med | NR | Lamps | Residential | Lighting | 5.4558e-05 | 5.5349e-05 | 0.4009 | 45.2056 | 40-50 | 40-100 | Manufactured | WA_Reflectors and Outdoor_1050 to 1489 lumens | 4.5933e-05 | 9.085e-05 | 0.00013472 | 0.00017747 | 0.00021903 | 0.00025497 | 0.000282 | 0.00030198 | 0.00031643 | 0.00032662 | 0.00033355 | 0.00033806 | 0.00034076 | 0.0003421 | 0.00034242 | 8.8994e-05 | 0 | 0 | 0 | 0 | 0.0039359 | 0.0039359 | 0.0038469 | 0.0024836 | 0.00092297 | 0.17792 | Lamps | 0.82964 | 0 |  |  |  | x | #REF! | #REF! | 37.5045 | 7.7011
LO12Med | NR | Lamps | Residential | Lighting | 9.8713e-05 | 9.3636e-05 | 0.78939 | -16.4391 | <0 | <40 | Manufactured | WA_Decorative and Mini-Base_250 to 1049 lumens | 0.00013531 | 0.00026764 | 0.00039687 | 0.00052283 | 0.00064524 | 0.00075112 | 0.00083076 | 0.00088962 | 0.00093218 | 0.00096218 | 0.00098262 | 0.0009959 | 0.0010038 | 0.0010078 | 0.0010087 | 0.00026217 | 0 | 0 | 0 | 0 | 0.011595 | 0.011595 | 0.011333 | 0.0073164 | 0.002719 | -0.19061 | Lamps | 10.3926 | 1 |  |  |  | x | 10.3926 | 1 | 0 | -16.4391
LO12Med | NR | Lamps | Residential | Lighting | 5.5221e-05 | 5.6257e-05 | 0.40705 | -16.6619 | <0 | <40 | Manufactured | WA_Reflectors and Outdoor_250 to 1049 lumens | 0.000306 | 0.00060524 | 0.0008975 | 0.0011823 | 0.0014592 | 0.0016986 | 0.0018787 | 0.0020118 | 0.0021081 | 0.0021759 | 0.0022222 | 0.0022522 | 0.0022701 | 0.0022791 | 0.0022812 | 0.00059288 | 0 | 0 | 0 | 0 | 0.026221 | 0.026221 | 0.025628 | 0.016546 | 0.0061489 | -0.43689 | Lamps | 8.5469 | 1 |  |  |  | x | 8.5469 | 1 | 0 | -16.6619
LO12Med | NR | Lamps | Residential | Lighting | 8.6329e-05 | 8.1982e-05 | 0.69138 | -16.0461 | <0 | <40 | Manufactured | WA_Globe_250 to 1049 lumens | 8.8951e-05 | 0.00017593 | 0.00026089 | 0.00034369 | 0.00042416 | 0.00049376 | 0.00054612 | 0.0005848 | 0.00061279 | 0.00063251 | 0.00064595 | 0.00065467 | 0.00065989 | 0.00066249 | 0.00066311 | 0.00017234 | 0 | 0 | 0 | 0 | 0.0076221 | 0.0076221 | 0.0074497 | 0.0048095 | 0.0017874 | -0.1223 | Lamps | 9.7139 | 1 |  |  |  | x | 9.7139 | 1 | 0 | -16.0461
LO20Fast | NR | Pin Lamps | Residential | Lighting | 0.00021695 | 0.00020479 | 1.7239 | 17.4112 | 10-20 | <40 | Single Family | ID/MT/OR_MR_20W equivalent | 0.0033024 | 0.0056023 | 0.0071788 | 0.0083897 | 0.0094324 | 0.010313 | 0.011043 | 0.011639 | 0.013055 | 0.013273 | 0.013461 | 0.0028797 | 0 | 0 | 0 | 0 | 0 | 0 | 0 | 0 | 0.10957 | 0.10957 | 0.10957 | 0.10669 | 0.044219 | 1.9077 | Pin Lamps | 1.1224 | 1 |  |  |  | x | #REF! | #REF! | 19.5419 | -2.1308
LO20Fast | NR | Pin Lamps | Residential | Lighting | 0.00031945 | 0.00030154 | 2.5384 | 5.2655 | 0-10 | <40 | Single Family | ID/MT/OR_MR_21 to 45W equivalent | 0.0026138 | 0.0044342 | 0.005682 | 0.0066404 | 0.0074658 | 0.0081628 | 0.0087408 | 0.0092125 | 0.010333 | 0.010505 | 0.010655 | 0.0022793 | 0 | 0 | 0 | 0 | 0 | 0 | 0 | 0 | 0.086725 | 0.086725 | 0.086725 | 0.084445 | 0.034999 | 0.45665 | Pin Lamps | 1.3191 | 1 |  |  |  | x | #REF! | #REF! | 6.9458 | -1.6803
LO20Fast | NR | Pin Lamps | Residential | Lighting | 0.0004388 | 0.00041421 | 3.4868 | -1.2692 | <0 | <40 | Single Family | ID/MT/OR_MR_46 to 59W equivalent | 0.014368 | 0.024375 | 0.031234 | 0.036502 | 0.041039 | 0.044871 | 0.048048 | 0.050641 | 0.056801 | 0.057747 | 0.058569 | 0.012529 | 0 | 0 | 0 | 0 | 0 | 0 | 0 | 0 | 0.47673 | 0.47673 | 0.47673 | 0.4642 | 0.19239 | -0.60507 | Pin Lamps | 1.5334 | 1 |  |  |  | x | 1.5334 | 1 | 0 | -1.2692
LO20Fast | NR | Pin Lamps | Residential | Lighting | 0.001524 | 0.0014344 | 12.0637 | -9.9919 | <0 | <40 | Single Family | ID/MT/OR_Non-MR Bi-Pin_250 to 499 lumens | 0.001804 | 0.0030603 | 0.0039215 | 0.004583 | 0.0051526 | 0.0056337 | 0.0060326 | 0.0063582 | 0.0071316 | 0.0072504 | 0.0073536 | 0.0015731 | 0 | 0 | 0 | 0 | 0 | 0 | 0 | 0 | 0.059855 | 0.059855 | 0.059855 | 0.058282 | 0.024155 | -0.59806 | Pin Lamps | 2.5307 | 1 |  |  |  | x | 2.5307 | 1 | 0 | -9.9919
LO20Fast | NR | Pin Lamps | Residential | Lighting | 0.0023359 | 0.0021985 | 18.4901 | 12.4494 | 10-20 | <40 | Single Family | ID/MT/OR_Non-MR Bi-Pin_500 to 999 lumens | 0.089529 | 0.15188 | 0.19462 | 0.22745 | 0.25572 | 0.27959 | 0.29939 | 0.31555 | 0.35393 | 0.35983 | 0.36495 | 0.07807 | 0 | 0 | 0 | 0 | 0 | 0 | 0 | 0 | 2.9705 | 2.9705 | 2.9705 | 2.8924 | 1.1988 | 36.981 | Pin Lamps | 1.384 | 1 |  |  |  | x | #REF! | #REF! | 17.2298 | -4.7804
LO20Fast | NR | Pin Lamps | Residential | Lighting | 0.00079241 | 0.00074383 | 6.2509 | -19.3783 | <0 | <40 | Single Family | ID/MT/OR_TLED_2ft | 0.00010588 | 0.00017961 | 0.00023016 | 0.00026898 | 0.00030241 | 0.00033064 | 0.00035406 | 0.00037316 | 0.00041856 | 0.00042553 | 0.00043158 | 9.2325e-05 | 0 | 0 | 0 | 0 | 0 | 0 | 0 | 0 | 0.0035129 | 0.0035129 | 0.0035129 | 0.0034206 | 0.0014177 | -0.068074 | Pin Lamps | 21.365 | 1 |  |  |  | x | 21.365 | 1 | 0 | -19.3783
LO20Fast | NR | Pin Lamps | Residential | Lighting | 0.0013259 | 0.0012446 | 10.459 | 21.1281 | 20-30 | <40 | Single Family | ID/MT/OR_TLED_4ft | 0.01077 | 0.01827 | 0.023412 | 0.027361 | 0.030762 | 0.033634 | 0.036015 | 0.037959 | 0.042576 | 0.043285 | 0.043901 | 0.0093914 | 0 | 0 | 0 | 0 | 0 | 0 | 0 | 0 | 0.35734 | 0.35734 | 0.35734 | 0.34794 | 0.14421 | 7.5498 | Pin Lamps | 1.2818 | 1 |  |  |  | x | #REF! | #REF! | 27.0824 | -5.9543
LO20Fast | NR | Pin Lamps | Residential | Lighting | 0.00014882 | 0.00014048 | 1.1825 | 166.2863 | 160-170 | >100 | Single Family | WA_MR_20W equivalent | 0.0025545 | 0.0043335 | 0.005553 | 0.0064897 | 0.0072963 | 0.0079775 | 0.0085424 | 0.0090034 | 0.010099 | 0.010267 | 0.010413 | 0.0022275 | 0 | 0 | 0 | 0 | 0 | 0 | 0 | 0 | 0.084756 | 0.084756 | 0.084756 | 0.082528 | 0.034204 | 14.0937 | Pin Lamps | 0.29324 | 0 |  |  |  | x | #REF! | #REF! | 48.762 | 117.5243
LO20Fast | NR | Pin Lamps | Residential | Lighting | 0.0001223 | 0.00011545 | 0.97184 | 202.8318 | >200 | >100 | Single Family | WA_MR_21 to 45W equivalent | 0.0011285 | 0.0019144 | 0.0024531 | 0.0028669 | 0.0032232 | 0.0035242 | 0.0037737 | 0.0039774 | 0.0044612 | 0.0045355 | 0.0046 | 0.00098405 | 0 | 0 | 0 | 0 | 0 | 0 | 0 | 0 | 0.037442 | 0.037442 | 0.037442 | 0.036458 | 0.01511 | 7.5945 | Pin Lamps | 0.24554 | 0 |  |  |  | x | #REF! | #REF! | 49.804 | 153.0278
LO20Fast | NR | Pin Lamps | Residential | Lighting | 0.00014513 | 0.00013699 | 1.1532 | 167.9813 | 160-170 | >100 | Single Family | WA_MR_46 to 59W equivalent | 0.0053588 | 0.0090908 | 0.011649 | 0.013614 | 0.015306 | 0.016735 | 0.01792 | 0.018887 | 0.021185 | 0.021537 | 0.021844 | 0.0046729 | 0 | 0 | 0 | 0 | 0 | 0 | 0 | 0 | 0.1778 | 0.1778 | 0.1778 | 0.17313 | 0.071753 | 29.8669 | Pin Lamps | 0.29062 | 0 |  |  |  | x | #REF! | #REF! | 48.8192 | 119.162
LO20Fast | NR | Pin Lamps | Residential | Lighting | 0.001524 | 0.0014344 | 12.0637 | -9.9919 | <0 | <40 | Single Family | WA_Non-MR Bi-Pin_250 to 499 lumens | 0.0020343 | 0.003451 | 0.0044221 | 0.0051681 | 0.0058104 | 0.0063529 | 0.0068028 | 0.0071699 | 0.008042 | 0.008176 | 0.0082923 | 0.0017739 | 0 | 0 | 0 | 0 | 0 | 0 | 0 | 0 | 0.067496 | 0.067496 | 0.067496 | 0.065722 | 0.027239 | -0.67441 | Pin Lamps | 2.5307 | 1 |  |  |  | x | 2.5307 | 1 | 0 | -9.9919
LO20Fast | NR | Pin Lamps | Residential | Lighting | 0.0023359 | 0.0021985 | 18.4901 | 12.4494 | 10-20 | <40 | Single Family | WA_Non-MR Bi-Pin_500 to 999 lumens | 0.10096 | 0.17127 | 0.21946 | 0.25648 | 0.28836 | 0.31528 | 0.33761 | 0.35583 | 0.39911 | 0.40576 | 0.41154 | 0.088036 | 0 | 0 | 0 | 0 | 0 | 0 | 0 | 0 | 3.3497 | 3.3497 | 3.3497 | 3.2617 | 1.3518 | 41.7019 | Pin Lamps | 1.384 | 1 |  |  |  | x | #REF! | #REF! | 17.2298 | -4.7804
LO20Fast | NR | Pin Lamps | Residential | Lighting | 0.00079241 | 0.00074383 | 6.2509 | -19.3783 | <0 | <40 | Single Family | WA_TLED_2ft | 0.00011939 | 0.00020254 | 0.00025954 | 0.00030332 | 0.00034102 | 0.00037285 | 0.00039926 | 0.0004208 | 0.00047199 | 0.00047985 | 0.00048668 | 0.00010411 | 0 | 0 | 0 | 0 | 0 | 0 | 0 | 0 | 0.0039613 | 0.0039613 | 0.0039613 | 0.0038572 | 0.0015987 | -0.076764 | Pin Lamps | 21.365 | 1 |  |  |  | x | 21.365 | 1 | 0 | -19.3783
LO20Fast | NR | Pin Lamps | Residential | Lighting | 0.0013259 | 0.0012446 | 10.459 | 21.1281 | 20-30 | <40 | Single Family | WA_TLED_4ft | 0.012145 | 0.020603 | 0.0264 | 0.030854 | 0.034689 | 0.037927 | 0.040613 | 0.042805 | 0.048011 | 0.048811 | 0.049506 | 0.01059 | 0 | 0 | 0 | 0 | 0 | 0 | 0 | 0 | 0.40295 | 0.40295 | 0.40295 | 0.39236 | 0.16262 | 8.5137 | Pin Lamps | 1.2818 | 1 |  |  |  | x | #REF! | #REF! | 27.0824 | -5.9543
LO20Fast | NR | Pin Lamps | Residential | Lighting | 0.00021695 | 0.00020479 | 1.7239 | 17.4112 | 10-20 | <40 | Multifamily - Low Rise | ID/MT/OR_MR_20W equivalent | 0.00074592 | 0.0012654 | 0.0016215 | 0.001895 | 0.0021305 | 0.0023294 | 0.0024944 | 0.002629 | 0.0031219 | 0.0031453 | 0.00317 | 0.00020061 | 0 | 0 | 0 | 0 | 0 | 0 | 0 | 0 | 0.024749 | 0.024749 | 0.024749 | 0.024548 | 0.0099878 | 0.43091 | Pin Lamps | 1.1224 | 1 |  |  |  | x | #REF! | #REF! | 19.5419 | -2.1308
LO20Fast | NR | Pin Lamps | Residential | Lighting | 0.00031945 | 0.00030154 | 2.5384 | 5.2655 | 0-10 | <40 | Multifamily - Low Rise | ID/MT/OR_MR_21 to 45W equivalent | 0.00059039 | 0.0010016 | 0.0012834 | 0.0014999 | 0.0016863 | 0.0018438 | 0.0019743 | 0.0020809 | 0.002471 | 0.0024895 | 0.002509 | 0.00015878 | 0 | 0 | 0 | 0 | 0 | 0 | 0 | 0 | 0.019589 | 0.019589 | 0.019589 | 0.01943 | 0.0079053 | 0.10315 | Pin Lamps | 1.3191 | 1 |  |  |  | x | #REF! | #REF! | 6.9458 | -1.6803
LO20Fast | NR | Pin Lamps | Residential | Lighting | 0.0004388 | 0.00041421 | 3.4868 | -1.2692 | <0 | <40 | Multifamily - Low Rise | ID/MT/OR_MR_46 to 59W equivalent | 0.0032454 | 0.0055056 | 0.0070549 | 0.0082449 | 0.0092697 | 0.010135 | 0.010853 | 0.011438 | 0.013583 | 0.013685 | 0.013792 | 0.00087281 | 0 | 0 | 0 | 0 | 0 | 0 | 0 | 0 | 0.10768 | 0.10768 | 0.10768 | 0.10681 | 0.043456 | -0.13667 | Pin Lamps | 1.5334 | 1 |  |  |  | x | 1.5334 | 1 | 0 | -1.2692
LO20Fast | NR | Pin Lamps | Residential | Lighting | 0.001524 | 0.0014344 | 12.0637 | -9.9919 | <0 | <40 | Multifamily - Low Rise | ID/MT/OR_Non-MR Bi-Pin_250 to 499 lumens | 0.00040747 | 0.00069125 | 0.00088577 | 0.0010352 | 0.0011638 | 0.0012725 | 0.0013626 | 0.0014361 | 0.0017054 | 0.0017182 | 0.0017317 | 0.00010958 | 0 | 0 | 0 | 0 | 0 | 0 | 0 | 0 | 0.01352 | 0.01352 | 0.01352 | 0.01341 | 0.005456 | -0.13509 | Pin Lamps | 2.5307 | 1 |  |  |  | x | 2.5307 | 1 | 0 | -9.9919
LO20Fast | NR | Pin Lamps | Residential | Lighting | 0.0023359 | 0.0021985 | 18.4901 | 12.4494 | 10-20 | <40 | Multifamily - Low Rise | ID/MT/OR_Non-MR Bi-Pin_500 to 999 lumens | 0.020222 | 0.034306 | 0.043959 | 0.051374 | 0.05776 | 0.063152 | 0.067625 | 0.071274 | 0.084636 | 0.08527 | 0.08594 | 0.0054385 | 0 | 0 | 0 | 0 | 0 | 0 | 0 | 0 | 0.67096 | 0.67096 | 0.67096 | 0.66552 | 0.27077 | 8.353 | Pin Lamps | 1.384 | 1 |  |  |  | x | #REF! | #REF! | 17.2298 | -4.7804
LO20Fast | NR | Pin Lamps | Residential | Lighting | 0.00079241 | 0.00074383 | 6.2509 | -19.3783 | <0 | <40 | Multifamily - Low Rise | ID/MT/OR_TLED_2ft | 2.3915e-05 | 4.057e-05 | 5.1986e-05 | 6.0755e-05 | 6.8306e-05 | 7.4684e-05 | 7.9972e-05 | 8.4288e-05 | 0.00010009 | 0.00010084 | 0.00010163 | 6.4315e-06 | 0 | 0 | 0 | 0 | 0 | 0 | 0 | 0 | 0.00079347 | 0.00079347 | 0.00079347 | 0.00078704 | 0.00032022 | -0.015376 | Pin Lamps | 21.365 | 1 |  |  |  | x | 21.365 | 1 | 0 | -19.3783
LO20Fast | NR | Pin Lamps | Residential | Lighting | 0.0013259 | 0.0012446 | 10.459 | 21.1281 | 20-30 | <40 | Multifamily - Low Rise | ID/MT/OR_TLED_4ft | 0.0024326 | 0.0041268 | 0.0052881 | 0.0061801 | 0.0069482 | 0.0075969 | 0.0081349 | 0.0085739 | 0.010181 | 0.010258 | 0.010338 | 0.00065422 | 0 | 0 | 0 | 0 | 0 | 0 | 0 | 0 | 0.080713 | 0.080713 | 0.080713 | 0.080058 | 0.032573 | 1.7053 | Pin Lamps | 1.2818 | 1 |  |  |  | x | #REF! | #REF! | 27.0824 | -5.9543
LO20Fast | NR | Pin Lamps | Residential | Lighting | 0.00014882 | 0.00014048 | 1.1825 | 166.2863 | 160-170 | >100 | Multifamily - Low Rise | WA_MR_20W equivalent | 0.00057699 | 0.00097883 | 0.0012543 | 0.0014658 | 0.001648 | 0.0018019 | 0.0019295 | 0.0020336 | 0.0024149 | 0.002433 | 0.0024521 | 0.00015517 | 0 | 0 | 0 | 0 | 0 | 0 | 0 | 0 | 0.019144 | 0.019144 | 0.019144 | 0.018989 | 0.0077259 | 3.1834 | Pin Lamps | 0.29324 | 0 |  |  |  | x | #REF! | #REF! | 48.762 | 117.5243
LO20Fast | NR | Pin Lamps | Residential | Lighting | 0.0001223 | 0.00011545 | 0.97184 | 202.8318 | >200 | >100 | Multifamily - Low Rise | WA_MR_21 to 45W equivalent | 0.00025489 | 0.00043241 | 0.00055409 | 0.00064756 | 0.00072804 | 0.00079601 | 0.00085239 | 0.00089838 | 0.0010668 | 0.0010748 | 0.0010832 | 6.855e-05 | 0 | 0 | 0 | 0 | 0 | 0 | 0 | 0 | 0.0084572 | 0.0084572 | 0.0084572 | 0.0083886 | 0.003413 | 1.7154 | Pin Lamps | 0.24554 | 0 |  |  |  | x | #REF! | #REF! | 49.804 | 153.0278
LO20Fast | NR | Pin Lamps | Residential | Lighting | 0.00014513 | 0.00013699 | 1.1532 | 167.9813 | 160-170 | >100 | Multifamily - Low Rise | WA_MR_46 to 59W equivalent | 0.0012104 | 0.0020534 | 0.0026312 | 0.003075 | 0.0034572 | 0.00378 | 0.0040477 | 0.0042661 | 0.0050659 | 0.0051038 | 0.0051439 | 0.00032552 | 0 | 0 | 0 | 0 | 0 | 0 | 0 | 0 | 0.04016 | 0.04016 | 0.04016 | 0.039835 | 0.016207 | 6.7461 | Pin Lamps | 0.29062 | 0 |  |  |  | x | #REF! | #REF! | 48.8192 | 119.162
LO20Fast | NR | Pin Lamps | Residential | Lighting | 0.001524 | 0.0014344 | 12.0637 | -9.9919 | <0 | <40 | Multifamily - Low Rise | WA_Non-MR Bi-Pin_250 to 499 lumens | 0.00045949 | 0.00077949 | 0.00099884 | 0.0011673 | 0.0013124 | 0.0014349 | 0.0015366 | 0.0016195 | 0.0019231 | 0.0019375 | 0.0019527 | 0.00012357 | 0 | 0 | 0 | 0 | 0 | 0 | 0 | 0 | 0.015245 | 0.015245 | 0.015245 | 0.015122 | 0.0061525 | -0.15233 | Pin Lamps | 2.5307 | 1 |  |  |  | x | 2.5307 | 1 | 0 | -9.9919
LO20Fast | NR | Pin Lamps | Residential | Lighting | 0.0023359 | 0.0021985 | 18.4901 | 12.4494 | 10-20 | <40 | Multifamily - Low Rise | WA_Non-MR Bi-Pin_500 to 999 lumens | 0.022804 | 0.038685 | 0.049571 | 0.057933 | 0.065133 | 0.071214 | 0.076257 | 0.080372 | 0.09544 | 0.096156 | 0.096911 | 0.0061328 | 0 | 0 | 0 | 0 | 0 | 0 | 0 | 0 | 0.75661 | 0.75661 | 0.75661 | 0.75048 | 0.30534 | 9.4193 | Pin Lamps | 1.384 | 1 |  |  |  | x | #REF! | #REF! | 17.2298 | -4.7804
LO20Fast | NR | Pin Lamps | Residential | Lighting | 0.00079241 | 0.00074383 | 6.2509 | -19.3783 | <0 | <40 | Multifamily - Low Rise | WA_TLED_2ft | 2.6968e-05 | 4.5749e-05 | 5.8623e-05 | 6.8511e-05 | 7.7026e-05 | 8.4218e-05 | 9.0182e-05 | 9.5048e-05 | 0.00011287 | 0.00011371 | 0.00011461 | 7.2526e-06 | 0 | 0 | 0 | 0 | 0 | 0 | 0 | 0 | 0.00089476 | 0.00089476 | 0.00089476 | 0.00088751 | 0.00036109 | -0.017339 | Pin Lamps | 21.365 | 1 |  |  |  | x | 21.365 | 1 | 0 | -19.3783
LO20Fast | NR | Pin Lamps | Residential | Lighting | 0.0013259 | 0.0012446 | 10.459 | 21.1281 | 20-30 | <40 | Multifamily - Low Rise | WA_TLED_4ft | 0.0027432 | 0.0046536 | 0.0059632 | 0.006969 | 0.0078352 | 0.0085667 | 0.0091734 | 0.0096684 | 0.011481 | 0.011567 | 0.011658 | 0.00073774 | 0 | 0 | 0 | 0 | 0 | 0 | 0 | 0 | 0.091016 | 0.091016 | 0.091016 | 0.090279 | 0.036731 | 1.923 | Pin Lamps | 1.2818 | 1 |  |  |  | x | #REF! | #REF! | 27.0824 | -5.9543
LO20Fast | NR | Pin Lamps | Residential | Lighting | 0.00021695 | 0.00020479 | 1.7239 | 17.4112 | 10-20 | <40 | Multifamily - High Rise | ID/MT/OR_MR_20W equivalent | 0.00022073 | 0.00037445 | 0.00047982 | 0.00056075 | 0.00063045 | 0.00068931 | 0.00073813 | 0.00077796 | 0.00092201 | 0.00092867 | 0.00093643 | 6.4821e-05 | 0 | 0 | 0 | 0 | 0 | 0 | 0 | 0 | 0.0073235 | 0.0073235 | 0.0073235 | 0.0072587 | 0.0029555 | 0.12751 | Pin Lamps | 1.1224 | 1 |  |  |  | x | #REF! | #REF! | 19.5419 | -2.1308
LO20Fast | NR | Pin Lamps | Residential | Lighting | 0.00031945 | 0.00030154 | 2.5384 | 5.2655 | 0-10 | <40 | Multifamily - High Rise | ID/MT/OR_MR_21 to 45W equivalent | 0.0001747 | 0.00029637 | 0.00037978 | 0.00044384 | 0.000499 | 0.00054559 | 0.00058423 | 0.00061575 | 0.00072977 | 0.00073504 | 0.00074118 | 5.1305e-05 | 0 | 0 | 0 | 0 | 0 | 0 | 0 | 0 | 0.0057966 | 0.0057966 | 0.0057966 | 0.0057452 | 0.0023393 | 0.030522 | Pin Lamps | 1.3191 | 1 |  |  |  | x | #REF! | #REF! | 6.9458 | -1.6803
LO20Fast | NR | Pin Lamps | Residential | Lighting | 0.0004388 | 0.00041421 | 3.4868 | -1.2692 | <0 | <40 | Multifamily - High Rise | ID/MT/OR_MR_46 to 59W equivalent | 0.00096035 | 0.0016292 | 0.0020876 | 0.0024398 | 0.002743 | 0.0029991 | 0.0032115 | 0.0033848 | 0.0040115 | 0.0040405 | 0.0040743 | 0.00028203 | 0 | 0 | 0 | 0 | 0 | 0 | 0 | 0 | 0.031864 | 0.031864 | 0.031864 | 0.031582 | 0.012859 | -0.040442 | Pin Lamps | 1.5334 | 1 |  |  |  | x | 1.5334 | 1 | 0 | -1.2692
LO20Fast | NR | Pin Lamps | Residential | Lighting | 0.001524 | 0.0014344 | 12.0637 | -9.9919 | <0 | <40 | Multifamily - High Rise | ID/MT/OR_Non-MR Bi-Pin_250 to 499 lumens | 0.00012058 | 0.00020455 | 0.00026211 | 0.00030632 | 0.00034439 | 0.00037655 | 0.00040321 | 0.00042497 | 0.00050366 | 0.0005073 | 0.00051154 | 3.5409e-05 | 0 | 0 | 0 | 0 | 0 | 0 | 0 | 0 | 0.0040006 | 0.0040006 | 0.0040006 | 0.0039652 | 0.0016145 | -0.039974 | Pin Lamps | 2.5307 | 1 |  |  |  | x | 2.5307 | 1 | 0 | -9.9919
LO20Fast | NR | Pin Lamps | Residential | Lighting | 0.0023359 | 0.0021985 | 18.4901 | 12.4494 | 10-20 | <40 | Multifamily - High Rise | ID/MT/OR_Non-MR Bi-Pin_500 to 999 lumens | 0.005984 | 0.010151 | 0.013008 | 0.015202 | 0.017092 | 0.018688 | 0.020011 | 0.021091 | 0.024996 | 0.025177 | 0.025387 | 0.0017573 | 0 | 0 | 0 | 0 | 0 | 0 | 0 | 0 | 0.19854 | 0.19854 | 0.19854 | 0.19679 | 0.080125 | 2.4718 | Pin Lamps | 1.384 | 1 |  |  |  | x | #REF! | #REF! | 17.2298 | -4.7804
LO20Fast | NR | Pin Lamps | Residential | Lighting | 0.00079241 | 0.00074383 | 6.2509 | -19.3783 | <0 | <40 | Multifamily - High Rise | ID/MT/OR_TLED_2ft | 7.0766e-06 | 1.2005e-05 | 1.5383e-05 | 1.7978e-05 | 2.0213e-05 | 2.21e-05 | 2.3665e-05 | 2.4942e-05 | 2.956e-05 | 2.9774e-05 | 3.0022e-05 | 2.0782e-06 | 0 | 0 | 0 | 0 | 0 | 0 | 0 | 0 | 0.0002348 | 0.0002348 | 0.0002348 | 0.00023272 | 9.4756e-05 | -0.00455 | Pin Lamps | 21.365 | 1 |  |  |  | x | 21.365 | 1 | 0 | -19.3783
LO20Fast | NR | Pin Lamps | Residential | Lighting | 0.0013259 | 0.0012446 | 10.459 | 21.1281 | 20-30 | <40 | Multifamily - High Rise | ID/MT/OR_TLED_4ft | 0.00071984 | 0.0012212 | 0.0015648 | 0.0018288 | 0.0020561 | 0.002248 | 0.0024072 | 0.0025371 | 0.0030069 | 0.0030286 | 0.0030539 | 0.0002114 | 0 | 0 | 0 | 0 | 0 | 0 | 0 | 0 | 0.023884 | 0.023884 | 0.023884 | 0.023672 | 0.0096387 | 0.50462 | Pin Lamps | 1.2818 | 1 |  |  |  | x | #REF! | #REF! | 27.0824 | -5.9543
LO20Fast | NR | Pin Lamps | Residential | Lighting | 0.00014882 | 0.00014048 | 1.1825 | 166.2863 | 160-170 | >100 | Multifamily - High Rise | WA_MR_20W equivalent | 0.00017074 | 0.00028965 | 0.00037115 | 0.00043376 | 0.00048767 | 0.0005332 | 0.00057096 | 0.00060177 | 0.0007132 | 0.00071836 | 0.00072435 | 5.0141e-05 | 0 | 0 | 0 | 0 | 0 | 0 | 0 | 0 | 0.005665 | 0.005665 | 0.005665 | 0.0056148 | 0.0022862 | 0.94201 | Pin Lamps | 0.29324 | 0 |  |  |  | x | #REF! | #REF! | 48.762 | 117.5243
LO20Fast | NR | Pin Lamps | Residential | Lighting | 0.0001223 | 0.00011545 | 0.97184 | 202.8318 | >200 | >100 | Multifamily - High Rise | WA_MR_21 to 45W equivalent | 7.5426e-05 | 0.00012796 | 0.00016396 | 0.00019162 | 0.00021544 | 0.00023555 | 0.00025223 | 0.00026584 | 0.00031507 | 0.00031734 | 0.00031999 | 2.215e-05 | 0 | 0 | 0 | 0 | 0 | 0 | 0 | 0 | 0.0025026 | 0.0025026 | 0.0025026 | 0.0024804 | 0.00101 | 0.5076 | Pin Lamps | 0.24554 | 0 |  |  |  | x | #REF! | #REF! | 49.804 | 153.0278
LO20Fast | NR | Pin Lamps | Residential | Lighting | 0.00014513 | 0.00013699 | 1.1532 | 167.9813 | 160-170 | >100 | Multifamily - High Rise | WA_MR_46 to 59W equivalent | 0.00035817 | 0.00060761 | 0.0007786 | 0.00090993 | 0.001023 | 0.0011185 | 0.0011978 | 0.0012624 | 0.0014961 | 0.001507 | 0.0015195 | 0.00010518 | 0 | 0 | 0 | 0 | 0 | 0 | 0 | 0 | 0.011884 | 0.011884 | 0.011884 | 0.011779 | 0.0047959 | 1.9963 | Pin Lamps | 0.29062 | 0 |  |  |  | x | #REF! | #REF! | 48.8192 | 119.162
LO20Fast | NR | Pin Lamps | Residential | Lighting | 0.001524 | 0.0014344 | 12.0637 | -9.9919 | <0 | <40 | Multifamily - High Rise | WA_Non-MR Bi-Pin_250 to 499 lumens | 0.00013597 | 0.00023066 | 0.00029557 | 0.00034543 | 0.00038836 | 0.00042462 | 0.00045469 | 0.00047922 | 0.00056796 | 0.00057207 | 0.00057684 | 3.993e-05 | 0 | 0 | 0 | 0 | 0 | 0 | 0 | 0 | 0.0045113 | 0.0045113 | 0.0045113 | 0.0044714 | 0.0018206 | -0.045077 | Pin Lamps | 2.5307 | 1 |  |  |  | x | 2.5307 | 1 | 0 | -9.9919
LO20Fast | NR | Pin Lamps | Residential | Lighting | 0.0023359 | 0.0021985 | 18.4901 | 12.4494 | 10-20 | <40 | Multifamily - High Rise | WA_Non-MR Bi-Pin_500 to 999 lumens | 0.0067479 | 0.011447 | 0.014669 | 0.017143 | 0.019274 | 0.021073 | 0.022566 | 0.023783 | 0.028187 | 0.028391 | 0.028628 | 0.0019817 | 0 | 0 | 0 | 0 | 0 | 0 | 0 | 0 | 0.22389 | 0.22389 | 0.22389 | 0.22191 | 0.090354 | 2.7873 | Pin Lamps | 1.384 | 1 |  |  |  | x | #REF! | #REF! | 17.2298 | -4.7804
LO20Fast | NR | Pin Lamps | Residential | Lighting | 0.00079241 | 0.00074383 | 6.2509 | -19.3783 | <0 | <40 | Multifamily - High Rise | WA_TLED_2ft | 7.98e-06 | 1.3538e-05 | 1.7347e-05 | 2.0273e-05 | 2.2793e-05 | 2.4921e-05 | 2.6686e-05 | 2.8126e-05 | 3.3334e-05 | 3.3575e-05 | 3.3855e-05 | 2.3435e-06 | 0 | 0 | 0 | 0 | 0 | 0 | 0 | 0 | 0.00026477 | 0.00026477 | 0.00026477 | 0.00026243 | 0.00010685 | -0.0051308 | Pin Lamps | 21.365 | 1 |  |  |  | x | 21.365 | 1 | 0 | -19.3783
LO20Fast | NR | Pin Lamps | Residential | Lighting | 0.0013259 | 0.0012446 | 10.459 | 21.1281 | 20-30 | <40 | Multifamily - High Rise | WA_TLED_4ft | 0.00081174 | 0.0013771 | 0.0017646 | 0.0020622 | 0.0023185 | 0.002535 | 0.0027145 | 0.002861 | 0.0033908 | 0.0034153 | 0.0034438 | 0.00023838 | 0 | 0 | 0 | 0 | 0 | 0 | 0 | 0 | 0.026933 | 0.026933 | 0.026933 | 0.026694 | 0.010869 | 0.56904 | Pin Lamps | 1.2818 | 1 |  |  |  | x | #REF! | #REF! | 27.0824 | -5.9543
LO20Fast | NR | Pin Lamps | Residential | Lighting | 0.00021695 | 0.00020479 | 1.7239 | 17.4112 | 10-20 | <40 | Manufactured | ID/MT/OR_MR_20W equivalent | 0.00043816 | 0.00073704 | 0.00093648 | 0.0010852 | 0.0012098 | 0.0013116 | 0.0013926 | 0.0014554 | 0.0015764 | 0.0016005 | 0.00063331 | 0 | 0 | 0 | 0 | 0 | 0 | 0 | 0 | 0 | 0.012377 | 0.012377 | 0.012377 | 0.012377 | 0.0057183 | 0.21549 | Pin Lamps | 1.1224 | 1 |  |  |  | x | #REF! | #REF! | 19.5419 | -2.1308
LO20Fast | NR | Pin Lamps | Residential | Lighting | 0.00031945 | 0.00030154 | 2.5384 | 5.2655 | 0-10 | <40 | Manufactured | ID/MT/OR_MR_21 to 45W equivalent | 0.0003468 | 0.00058337 | 0.00074122 | 0.00085895 | 0.00095756 | 0.0010381 | 0.0011023 | 0.0011519 | 0.0012477 | 0.0012668 | 0.00050126 | 0 | 0 | 0 | 0 | 0 | 0 | 0 | 0 | 0 | 0.009796 | 0.009796 | 0.009796 | 0.009796 | 0.004526 | 0.051581 | Pin Lamps | 1.3191 | 1 |  |  |  | x | #REF! | #REF! | 6.9458 | -1.6803
LO20Fast | NR | Pin Lamps | Residential | Lighting | 0.0004388 | 0.00041421 | 3.4868 | -1.2692 | <0 | <40 | Manufactured | ID/MT/OR_MR_46 to 59W equivalent | 0.0019064 | 0.0032068 | 0.0040745 | 0.0047216 | 0.0052637 | 0.0057066 | 0.0060592 | 0.0063323 | 0.0068589 | 0.0069635 | 0.0027554 | 0 | 0 | 0 | 0 | 0 | 0 | 0 | 0 | 0 | 0.053849 | 0.053849 | 0.053849 | 0.053849 | 0.02488 | -0.068347 | Pin Lamps | 1.5334 | 1 |  |  |  | x | 1.5334 | 1 | 0 | -1.2692
LO20Fast | NR | Pin Lamps | Residential | Lighting | 0.001524 | 0.0014344 | 12.0637 | -9.9919 | <0 | <40 | Manufactured | ID/MT/OR_Non-MR Bi-Pin_250 to 499 lumens | 0.00023935 | 0.00040262 | 0.00051157 | 0.00059282 | 0.00066088 | 0.00071648 | 0.00076075 | 0.00079504 | 0.00086115 | 0.00087429 | 0.00034596 | 0 | 0 | 0 | 0 | 0 | 0 | 0 | 0 | 0 | 0.0067609 | 0.0067609 | 0.0067609 | 0.0067609 | 0.0031237 | -0.067554 | Pin Lamps | 2.5307 | 1 |  |  |  | x | 2.5307 | 1 | 0 | -9.9919
LO20Fast | NR | Pin Lamps | Residential | Lighting | 0.0023359 | 0.0021985 | 18.4901 | 12.4494 | 10-20 | <40 | Manufactured | ID/MT/OR_Non-MR Bi-Pin_500 to 999 lumens | 0.011879 | 0.019982 | 0.025388 | 0.029421 | 0.032798 | 0.035558 | 0.037755 | 0.039457 | 0.042738 | 0.04339 | 0.017169 | 0 | 0 | 0 | 0 | 0 | 0 | 0 | 0 | 0 | 0.33553 | 0.33553 | 0.33553 | 0.33553 | 0.15503 | 4.1772 | Pin Lamps | 1.384 | 1 |  |  |  | x | #REF! | #REF! | 17.2298 | -4.7804
LO20Fast | NR | Pin Lamps | Residential | Lighting | 0.00079241 | 0.00074383 | 6.2509 | -19.3783 | <0 | <40 | Manufactured | ID/MT/OR_TLED_2ft | 1.4048e-05 | 2.363e-05 | 3.0024e-05 | 3.4793e-05 | 3.8787e-05 | 4.2051e-05 | 4.4649e-05 | 4.6661e-05 | 5.0541e-05 | 5.1312e-05 | 2.0304e-05 | 0 | 0 | 0 | 0 | 0 | 0 | 0 | 0 | 0 | 0.0003968 | 0.0003968 | 0.0003968 | 0.0003968 | 0.00018333 | -0.0076893 | Pin Lamps | 21.365 | 1 |  |  |  | x | 21.365 | 1 | 0 | -19.3783
LO20Fast | NR | Pin Lamps | Residential | Lighting | 0.0013259 | 0.0012446 | 10.459 | 21.1281 | 20-30 | <40 | Manufactured | ID/MT/OR_TLED_4ft | 0.001429 | 0.0024037 | 0.0030541 | 0.0035392 | 0.0039455 | 0.0042775 | 0.0045417 | 0.0047464 | 0.0051411 | 0.0052196 | 0.0020654 | 0 | 0 | 0 | 0 | 0 | 0 | 0 | 0 | 0 | 0.040363 | 0.040363 | 0.040363 | 0.040363 | 0.018649 | 0.8528 | Pin Lamps | 1.2818 | 1 |  |  |  | x | #REF! | #REF! | 27.0824 | -5.9543
LO20Fast | NR | Pin Lamps | Residential | Lighting | 0.00014882 | 0.00014048 | 1.1825 | 166.2863 | 160-170 | >100 | Manufactured | WA_MR_20W equivalent | 0.00033893 | 0.00057012 | 0.0007244 | 0.00083945 | 0.00093582 | 0.0010146 | 0.0010772 | 0.0011258 | 0.0012194 | 0.001238 | 0.00048988 | 0 | 0 | 0 | 0 | 0 | 0 | 0 | 0 | 0 | 0.0095737 | 0.0095737 | 0.0095737 | 0.0095737 | 0.0044233 | 1.592 | Pin Lamps | 0.29324 | 0 |  |  |  | x | #REF! | #REF! | 48.762 | 117.5243
LO20Fast | NR | Pin Lamps | Residential | Lighting | 0.0001223 | 0.00011545 | 0.97184 | 202.8318 | >200 | >100 | Manufactured | WA_MR_21 to 45W equivalent | 0.00014973 | 0.00025186 | 0.00032001 | 0.00037084 | 0.00041341 | 0.0004482 | 0.00047589 | 0.00049734 | 0.0005387 | 0.00054691 | 0.00021641 | 0 | 0 | 0 | 0 | 0 | 0 | 0 | 0 | 0 | 0.0042293 | 0.0042293 | 0.0042293 | 0.0042293 | 0.0019541 | 0.85784 | Pin Lamps | 0.24554 | 0 |  |  |  | x | #REF! | #REF! | 49.804 | 153.0278
LO20Fast | NR | Pin Lamps | Residential | Lighting | 0.00014513 | 0.00013699 | 1.1532 | 167.9813 | 160-170 | >100 | Manufactured | WA_MR_46 to 59W equivalent | 0.00071101 | 0.001196 | 0.0015196 | 0.001761 | 0.0019632 | 0.0021283 | 0.0022598 | 0.0023617 | 0.0025581 | 0.0025971 | 0.0010277 | 0 | 0 | 0 | 0 | 0 | 0 | 0 | 0 | 0 | 0.020083 | 0.020083 | 0.020083 | 0.020083 | 0.0092791 | 3.3736 | Pin Lamps | 0.29062 | 0 |  |  |  | x | #REF! | #REF! | 48.8192 | 119.162
LO20Fast | NR | Pin Lamps | Residential | Lighting | 0.001524 | 0.0014344 | 12.0637 | -9.9919 | <0 | <40 | Manufactured | WA_Non-MR Bi-Pin_250 to 499 lumens | 0.00026991 | 0.00045402 | 0.00057688 | 0.0006685 | 0.00074525 | 0.00080795 | 0.00085787 | 0.00089653 | 0.00097109 | 0.0009859 | 0.00039012 | 0 | 0 | 0 | 0 | 0 | 0 | 0 | 0 | 0 | 0.007624 | 0.007624 | 0.007624 | 0.007624 | 0.0035225 | -0.076178 | Pin Lamps | 2.5307 | 1 |  |  |  | x | 2.5307 | 1 | 0 | -9.9919
LO20Fast | NR | Pin Lamps | Residential | Lighting | 0.0023359 | 0.0021985 | 18.4901 | 12.4494 | 10-20 | <40 | Manufactured | WA_Non-MR Bi-Pin_500 to 999 lumens | 0.013395 | 0.022532 | 0.02863 | 0.033177 | 0.036985 | 0.040097 | 0.042575 | 0.044494 | 0.048194 | 0.048929 | 0.019361 | 0 | 0 | 0 | 0 | 0 | 0 | 0 | 0 | 0 | 0.37837 | 0.37837 | 0.37837 | 0.37837 | 0.17482 | 4.7105 | Pin Lamps | 1.384 | 1 |  |  |  | x | #REF! | #REF! | 17.2298 | -4.7804
LO20Fast | NR | Pin Lamps | Residential | Lighting | 0.00079241 | 0.00074383 | 6.2509 | -19.3783 | <0 | <40 | Manufactured | WA_TLED_2ft | 1.5841e-05 | 2.6647e-05 | 3.3857e-05 | 3.9234e-05 | 4.3739e-05 | 4.7419e-05 | 5.0349e-05 | 5.2618e-05 | 5.6994e-05 | 5.7863e-05 | 2.2896e-05 | 0 | 0 | 0 | 0 | 0 | 0 | 0 | 0 | 0 | 0.00044746 | 0.00044746 | 0.00044746 | 0.00044746 | 0.00020674 | -0.008671 | Pin Lamps | 21.365 | 1 |  |  |  | x | 21.365 | 1 | 0 | -19.3783
LO20Fast | NR | Pin Lamps | Residential | Lighting | 0.0013259 | 0.0012446 | 10.459 | 21.1281 | 20-30 | <40 | Manufactured | WA_TLED_4ft | 0.0016114 | 0.0027105 | 0.003444 | 0.003991 | 0.0044492 | 0.0048235 | 0.0051215 | 0.0053524 | 0.0057975 | 0.0058859 | 0.002329 | 0 | 0 | 0 | 0 | 0 | 0 | 0 | 0 | 0 | 0.045516 | 0.045516 | 0.045516 | 0.045516 | 0.02103 | 0.96167 | Pin Lamps | 1.2818 | 1 |  |  |  | x | #REF! | #REF! | 27.0824 | -5.9543
Retro5Med | Retro | ResWx | Residential | HVAC | 0.16435 | 0.18773 | 1034.3163 | 20.5219 | 20-30 | <40 | Multifamily - Low Rise | Wall - R0 to R11_Furnace | 0.0011947 | 0.0018737 | 0.0037388 | 0.0065281 | 0.010132 | 0.014152 | 0.017971 | 0.020919 | 0.022477 | 0.022426 | 0.020883 | 0.018231 | 0.01498 | 0.011624 | 0.008546 | 0.0059686 | 0.00397 | 0.0012136 | 0 | 0 | 0.20683 | 0.20683 | 0.19568 | 0.14229 | 0.037619 | 4.2445 | ResWx | 1.1734 | 1 | x | x | x | x | #REF! | #REF! | 24.0808 | -3.5588
Retro5Med | Retro | ResWx | Residential | HVAC | 0.043702 | 0.049917 | 275.029 | 21.7283 | 20-30 | <40 | Multifamily - Low Rise | Attic - R0 to R19_Furnace | 2.737e-05 | 4.2926e-05 | 8.5657e-05 | 0.00014956 | 0.00023212 | 0.00032423 | 0.00041172 | 0.00047925 | 0.00051494 | 0.00051377 | 0.00047843 | 0.00041768 | 0.00034319 | 0.00026632 | 0.00019579 | 0.00013674 | 9.0954e-05 | 2.7803e-05 | 0 | 0 | 0.0047385 | 0.0047385 | 0.004483 | 0.00326 | 0.00086187 | 0.10296 | ResWx | 1.144 | 1 | x | x | x | x | #REF! | #REF! | 24.8578 | -3.1296
Retro5Med | Retro | ResWx | Residential | HVAC | 0.15295 | 0.17728 | 958.7956 | 24.1046 | 20-30 | <40 | Multifamily - Low Rise | Wall - R0 to R11_Zonal | 0.031422 | 0.049281 | 0.098338 | 0.1717 | 0.26648 | 0.37223 | 0.47267 | 0.5502 | 0.59118 | 0.58983 | 0.54926 | 0.47951 | 0.394 | 0.30575 | 0.22477 | 0.15698 | 0.10442 | 0.031919 | 0 | 0 | 5.44 | 5.44 | 5.1466 | 3.7426 | 0.98946 | 131.1282 | ResWx | 1.0888 | 1 | x | x | x | x | #REF! | #REF! | 26.2455 | -2.1409
Retro5Med | Retro | ResWx | Residential | HVAC | 0.23838 | 0.27631 | 1494.3662 | 28.7638 | 20-30 | <40 | Multifamily - Low Rise | Low-E Storm Window SP Metal_Zonal | 0.047982 | 0.075252 | 0.15016 | 0.26219 | 0.40692 | 0.56839 | 0.72177 | 0.84015 | 0.90272 | 0.90067 | 0.83872 | 0.73221 | 0.60163 | 0.46687 | 0.34323 | 0.23971 | 0.15945 | 0.04874 | 0 | 0 | 8.3067 | 8.3067 | 7.8588 | 5.7149 | 1.5109 | 238.9338 | ResWx | 0.99712 | 1 | x | x | x | x | #REF! | #REF! | 28.681 | 0.082805
Retro5Med | Retro | ResWx | Residential | HVAC | 0.23517 | 0.26861 | 1479.9496 | 29.4194 | 20-30 | <40 | Multifamily - Low Rise | Low-E Storm Window SP Metal_Furnace | 0.0023293 | 0.0036532 | 0.0072898 | 0.012728 | 0.019754 | 0.027593 | 0.035039 | 0.040786 | 0.043824 | 0.043724 | 0.040717 | 0.035546 | 0.029207 | 0.022665 | 0.016662 | 0.011637 | 0.0077406 | 0.0023662 | 0 | 0 | 0.40326 | 0.40326 | 0.38152 | 0.27744 | 0.073348 | 11.8637 | ResWx | 0.98653 | 0 | x | x | x | x | #REF! | #REF! | 29.023 | 0.39641
Retro5Med | Retro | ResWx | Residential | HVAC | 0.035735 | 0.04142 | 224.0142 | 32.582 | 30-40 | <40 | Multifamily - Low Rise | Attic - R0 to R19_Zonal | 0.00063255 | 0.00099205 | 0.0019796 | 0.0034564 | 0.0053644 | 0.0074932 | 0.0095151 | 0.011076 | 0.011901 | 0.011874 | 0.011057 | 0.0096528 | 0.0079313 | 0.0061548 | 0.0045248 | 0.0031602 | 0.002102 | 0.00064255 | 0 | 0 | 0.10951 | 0.10951 | 0.1036 | 0.07534 | 0.019918 | 3.568 | ResWx | 0.93275 | 0 | x | x | x | x | #REF! | #REF! | 30.3908 | 2.1912
Retro5Med | Retro | ResWx | Residential | HVAC | 0.049096 | 0.056908 | 307.7745 | 34.4334 | 30-40 | <40 | Multifamily - Low Rise | Floor - R0 to R19_Zonal | 0.03668 | 0.057527 | 0.11479 | 0.20043 | 0.31108 | 0.43452 | 0.55176 | 0.64226 | 0.6901 | 0.68853 | 0.64117 | 0.55975 | 0.45992 | 0.35691 | 0.26239 | 0.18325 | 0.12189 | 0.03726 | 0 | 0 | 6.3502 | 6.3502 | 6.0078 | 4.3689 | 1.155 | 218.6595 | ResWx | 0.90444 | 0 | x | x | x | x | #REF! | #REF! | 31.1428 | 3.2906
Retro5Med | Retro | ResWx | Residential | HVAC | 0.20393 | 0.23638 | 1278.4265 | 38.1088 | 30-40 | <40 | Multifamily - Low Rise | Low-E Storm Window SP Metal_DHP | 0 | 0 | 0 | 0 | 0 | 0 | 0 | 0 | 0 | 0 | 0 | 0 | 0 | 0 | 0 | 0 | 0 | 0 | 0 | 0 | 0 | 0 | 0 | 0 | 0 | 0 | ResWx | 0.85303 | 0 | x | x | x | x | #REF! | #REF! | 32.5081 | 5.6007
Retro5Med | Retro | ResWx | Residential | HVAC | 0.04438 | 0.050691 | 279.2911 | 40.7705 | 40-50 | 40-100 | Multifamily - Low Rise | Floor - R0 to R19_Furnace | 0.0011731 | 0.0018399 | 0.0036714 | 0.0064103 | 0.0099489 | 0.013897 | 0.017647 | 0.020541 | 0.022071 | 0.022021 | 0.020506 | 0.017902 | 0.014709 | 0.011415 | 0.0083917 | 0.0058609 | 0.0038984 | 0.0011917 | 0 | 0 | 0.2031 | 0.2031 | 0.19214 | 0.13973 | 0.03694 | 8.2803 | ResWx | 0.81992 | 0 | x | x | x | x | #REF! | #REF! | 33.4287 | 7.3418
Retro5Med | Retro | ResWx | Residential | HVAC | 0.058724 | 0.067075 | 369.5633 | 43.9257 | 40-50 | 40-100 | Multifamily - Low Rise | Attic - R0 to R38_Furnace | 3.6778e-05 | 5.7681e-05 | 0.0001151 | 0.00020097 | 0.00031191 | 0.00043568 | 0.00055324 | 0.00064398 | 0.00069194 | 0.00069037 | 0.00064288 | 0.00056124 | 0.00046115 | 0.00035786 | 0.00026309 | 0.00018374 | 0.00012222 | 3.736e-05 | 0 | 0 | 0.0063672 | 0.0063672 | 0.0060239 | 0.0043805 | 0.0011581 | 0.27968 | ResWx | 0.78316 | 0 | x | x | x | x | #REF! | #REF! | 34.4009 | 9.5249
Retro5Med | Retro | ResWx | Residential | HVAC | 0.18671 | 0.21641 | 1170.4316 | 44.0758 | 40-50 | 40-100 | Multifamily - Low Rise | Low-E Storm Window SP Wood_Zonal | 0.0050066 | 0.007852 | 0.015668 | 0.027357 | 0.042459 | 0.059308 | 0.075311 | 0.087664 | 0.094193 | 0.093979 | 0.087514 | 0.076401 | 0.062776 | 0.048715 | 0.035813 | 0.025013 | 0.016637 | 0.0050857 | 0 | 0 | 0.86675 | 0.86675 | 0.82002 | 0.59631 | 0.15765 | 38.2028 | ResWx | 0.78097 | 0 | x | x | x | x | #REF! | #REF! | 34.4221 | 9.6537
Retro5Med | Retro | ResWx | Residential | HVAC | 0.18457 | 0.21082 | 1161.532 | 44.7337 | 40-50 | 40-100 | Multifamily - Low Rise | Low-E Storm Window SP Wood_Furnace | 0.00083497 | 0.0013095 | 0.0026131 | 0.0045625 | 0.0070811 | 0.009891 | 0.01256 | 0.01462 | 0.015709 | 0.015673 | 0.014595 | 0.012742 | 0.010469 | 0.0081244 | 0.0059728 | 0.0041714 | 0.0027746 | 0.00084817 | 0 | 0 | 0.14455 | 0.14455 | 0.13676 | 0.099449 | 0.026292 | 6.4663 | ResWx | 0.77427 | 0 | x | x | x | x | #REF! | #REF! | 34.6359 | 10.0977
Retro5Med | Retro | ResWx | Residential | HVAC | 0.026806 | 0.031071 | 168.0399 | 52.2826 | 50-60 | 40-100 | Multifamily - Low Rise | Attic - R0 to R19_DHP | 3.3662e-05 | 5.2793e-05 | 0.00010535 | 0.00018394 | 0.00028548 | 0.00039876 | 0.00050636 | 0.00058941 | 0.00063331 | 0.00063187 | 0.00058841 | 0.00051369 | 0.00042208 | 0.00032754 | 0.00024079 | 0.00016817 | 0.00011186 | 3.4194e-05 | 0 | 0 | 0.0058277 | 0.0058277 | 0.0055134 | 0.0040093 | 0.00106 | 0.30469 | ResWx | 0.69968 | 0 | x | x | x | x | #REF! | #REF! | 36.5813 | 15.7013
Retro5Med | Retro | ResWx | Residential | HVAC | 0.097432 | 0.11293 | 610.7848 | 52.9728 | 50-60 | 40-100 | Multifamily - Low Rise | Wall - R0 to R11_DHP | 0.0014201 | 0.0022272 | 0.0044442 | 0.0077597 | 0.012043 | 0.016822 | 0.021362 | 0.024865 | 0.026717 | 0.026656 | 0.024823 | 0.021671 | 0.017806 | 0.013818 | 0.010158 | 0.0070946 | 0.004719 | 0.0014425 | 0 | 0 | 0.24585 | 0.24585 | 0.23259 | 0.16914 | 0.044717 | 13.0233 | ResWx | 0.69361 | 0 | x | x | x | x | #REF! | #REF! | 36.7425 | 16.2302
Retro5Med | Retro | ResWx | Residential | HVAC | 0.065644 | 0.076089 | 411.5123 | 55.6073 | 50-60 | 40-100 | Multifamily - Low Rise | Floor - R0 to R30_Zonal | 0.040036 | 0.06279 | 0.12529 | 0.21877 | 0.33953 | 0.47426 | 0.60224 | 0.70102 | 0.75323 | 0.75151 | 0.69982 | 0.61095 | 0.502 | 0.38955 | 0.28639 | 0.20002 | 0.13304 | 0.040669 | 0 | 0 | 6.9311 | 6.9311 | 6.5574 | 4.7685 | 1.2607 | 385.4205 | ResWx | 0.67137 | 0 | x | x | x | x | #REF! | #REF! | 37.3332 | 18.2741
Retro5Med | Retro | ResWx | Residential | HVAC | 0.15939 | 0.18475 | 999.1731 | 56.183 | 50-60 | 40-100 | Multifamily - Low Rise | Low-E Storm Window SP Wood_DHP | 0 | 0 | 0 | 0 | 0 | 0 | 0 | 0 | 0 | 0 | 0 | 0 | 0 | 0 | 0 | 0 | 0 | 0 | 0 | 0 | 0 | 0 | 0 | 0 | 0 | 0 | ResWx | 0.6667 | 0 | x | x | x | x | #REF! | #REF! | 37.4573 | 18.7257
Retro5Med | Retro | ResWx | Residential | HVAC | 0.048077 | 0.055726 | 301.385 | 59.728 | 50-60 | 40-100 | Multifamily - Low Rise | Attic - R0 to R38_Zonal | 0.00085102 | 0.0013347 | 0.0026633 | 0.0046502 | 0.0072172 | 0.010081 | 0.012801 | 0.014901 | 0.016011 | 0.015975 | 0.014876 | 0.012987 | 0.010671 | 0.0082805 | 0.0060876 | 0.0042516 | 0.002828 | 0.00086447 | 0 | 0 | 0.14733 | 0.14733 | 0.13939 | 0.10136 | 0.026798 | 8.7998 | ResWx | 0.63931 | 0 | x | x | x | x | #REF! | #REF! | 38.1848 | 21.5432
Retro5Med | Retro | ResWx | Residential | HVAC | 0.060812 | 0.06946 | 382.7037 | 60.8086 | 60-70 | 40-100 | Multifamily - Low Rise | Attic - R0 to R49_Furnace | 0.00021328 | 0.0003345 | 0.00066748 | 0.0011654 | 0.0018088 | 0.0025265 | 0.0032083 | 0.0037345 | 0.0040127 | 0.0040035 | 0.0037282 | 0.0032547 | 0.0026743 | 0.0020753 | 0.0015257 | 0.0010655 | 0.00070875 | 0.00021665 | 0 | 0 | 0.036924 | 0.036924 | 0.034933 | 0.025403 | 0.006716 | 2.2453 | ResWx | 0.63162 | 0 | x | x | x | x | #REF! | #REF! | 38.4081 | 22.4004
Retro5Med | Retro | ResWx | Residential | HVAC | 0.059418 | 0.067868 | 373.9321 | 63.9819 | 60-70 | 40-100 | Multifamily - Low Rise | Floor - R0 to R30_Furnace | 0.0012822 | 0.0020109 | 0.0040126 | 0.0070061 | 0.010874 | 0.015189 | 0.019287 | 0.02245 | 0.024122 | 0.024068 | 0.022412 | 0.019566 | 0.016077 | 0.012476 | 0.0091717 | 0.0064056 | 0.0042607 | 0.0013024 | 0 | 0 | 0.22197 | 0.22197 | 0.21 | 0.15271 | 0.040374 | 14.2022 | ResWx | 0.60946 | 0 | x | x | x | x | #REF! | #REF! | 38.9943 | 24.9876
Retro5Med | Retro | ResWx | Residential | HVAC | 0.028313 | 0.032818 | 177.4901 | 79.2056 | 70-80 | 40-100 | Multifamily - Low Rise | Floor - R0 to R19_DHP | 0.0015007 | 0.0023536 | 0.0046964 | 0.0082001 | 0.012727 | 0.017777 | 0.022574 | 0.026276 | 0.028233 | 0.028169 | 0.026232 | 0.0229 | 0.018816 | 0.014602 | 0.010735 | 0.0074973 | 0.0049868 | 0.0015244 | 0 | 0 | 0.2598 | 0.2598 | 0.24579 | 0.17874 | 0.047254 | 20.5776 | ResWx | 0.52158 | 0 | x | x | x | x | #REF! | #REF! | 41.3119 | 37.8936
Retro5Med | Retro | ResWx | Residential | HVAC | 0.050144 | 0.058123 | 314.3449 | 79.6664 | 70-80 | 40-100 | Multifamily - Low Rise | Attic - R0 to R49_Zonal | 0.0049706 | 0.0077956 | 0.015556 | 0.027161 | 0.042154 | 0.058882 | 0.074771 | 0.087034 | 0.093517 | 0.093304 | 0.086886 | 0.075853 | 0.062325 | 0.048365 | 0.035556 | 0.024833 | 0.016518 | 0.0050492 | 0 | 0 | 0.86053 | 0.86053 | 0.81413 | 0.59203 | 0.15652 | 68.5554 | ResWx | 0.51932 | 0 | x | x | x | x | #REF! | #REF! | 41.372 | 38.2943
Retro5Med | Retro | ResWx | Residential | HVAC | 0.11868 | 0.13555 | 746.8612 | 84.253 | 80-90 | 40-100 | Multifamily - Low Rise | Low-E Storm Window DP_Furnace | 0.0044912 | 0.0070437 | 0.014055 | 0.024541 | 0.038088 | 0.053203 | 0.067559 | 0.078639 | 0.084496 | 0.084304 | 0.078505 | 0.068536 | 0.056313 | 0.0437 | 0.032127 | 0.022438 | 0.014924 | 0.0045622 | 0 | 0 | 0.77753 | 0.77753 | 0.7356 | 0.53493 | 0.14142 | 65.509 | ResWx | 0.49785 | 0 | x | x |  | x | #REF! | #REF! | 41.9456 | 42.3074
Retro5Med | Retro | ResWx | Residential | HVAC | 0.018301 | 0.021068 | 116.8616 | 87.1372 | 80-90 | 40-100 | Multifamily - Low Rise | Attic - R0 to R19_Heat Pump | 8.1401e-06 | 1.2766e-05 | 2.5475e-05 | 4.448e-05 | 6.9034e-05 | 9.6428e-05 | 0.00012245 | 0.00014253 | 0.00015315 | 0.0001528 | 0.00014229 | 0.00012422 | 0.00010207 | 7.9205e-05 | 5.8229e-05 | 4.0668e-05 | 2.705e-05 | 8.2688e-06 | 0 | 0 | 0.0014092 | 0.0014092 | 0.0013333 | 0.00096954 | 0.00025632 | 0.1228 | ResWx | 0.49441 | 0 | x | x |  | x | #REF! | #REF! | 43.0815 | 44.0557
Retro5Med | Retro | ResWx | Residential | HVAC | 0.11807 | 0.13686 | 740.1752 | 85.1363 | 80-90 | 40-100 | Multifamily - Low Rise | Low-E Storm Window DP_Zonal | 0.059265 | 0.092948 | 0.18547 | 0.32384 | 0.50261 | 0.70206 | 0.8915 | 1.0377 | 1.115 | 1.1125 | 1.036 | 0.9044 | 0.74311 | 0.57666 | 0.42394 | 0.29609 | 0.19694 | 0.060202 | 0 | 0 | 10.2602 | 10.2602 | 9.707 | 7.0589 | 1.8662 | 873.5154 | ResWx | 0.49388 | 0 | x | x | x | x | #REF! | #REF! | 42.0475 | 43.0888
Retro5Med | Retro | ResWx | Residential | HVAC | 0.036033 | 0.041766 | 225.8816 | 88.571 | 80-90 | 40-100 | Multifamily - Low Rise | Attic - R0 to R38_DHP | 4.5249e-05 | 7.0966e-05 | 0.00014161 | 0.00024725 | 0.00038374 | 0.00053602 | 0.00068066 | 0.0007923 | 0.0008513 | 0.00084937 | 0.00079095 | 0.00069051 | 0.00056736 | 0.00044028 | 0.00032368 | 0.00022606 | 0.00015037 | 4.5964e-05 | 0 | 0 | 0.0078336 | 0.0078336 | 0.0074112 | 0.0053894 | 0.0014248 | 0.69383 | ResWx | 0.47915 | 0 | x | x | x | x | #REF! | #REF! | 42.4389 | 46.1322
Retro5Med | Retro | ResWx | Residential | HVAC | 0.10491 | 0.1216 | 657.6424 | 99.1541 | 90-100 | 40-100 | Multifamily - Low Rise | Low-E Storm Window DP_DHP | 0.0020932 | 0.0032828 | 0.0065508 | 0.011438 | 0.017752 | 0.024796 | 0.031487 | 0.036651 | 0.039381 | 0.039292 | 0.036589 | 0.031943 | 0.026246 | 0.020367 | 0.014973 | 0.010457 | 0.0069558 | 0.0021263 | 0 | 0 | 0.36238 | 0.36238 | 0.34284 | 0.24931 | 0.065912 | 35.9315 | ResWx | 0.43881 | 0 | x | x |  | x | #REF! | #REF! | 43.5102 | 55.6439
Retro5Med | Retro | ResWx | Residential | HVAC | 0.057427 | 0.066107 | 366.6912 | 106.2414 | 100-110 | >100 | Multifamily - Low Rise | Wall - R0 to R11_Heat Pump | 0.00029645 | 0.00046494 | 0.00092777 | 0.0016199 | 0.0025141 | 0.0035118 | 0.0044594 | 0.0051908 | 0.0055774 | 0.0055648 | 0.005182 | 0.0045239 | 0.0037171 | 0.0028845 | 0.0021206 | 0.0014811 | 0.00098513 | 0.00030114 | 0 | 0 | 0.051323 | 0.051323 | 0.048556 | 0.035309 | 0.009335 | 5.4526 | ResWx | 0.42311 | 0 | x | x | x | x | #REF! | #REF! | 44.952 | 61.2893
Retro5Med | Retro | ResWx | Residential | HVAC | 0.015022 | 0.017158 | 94.5343 | 113.7046 | 110-120 | >100 | Multifamily - Low Rise | Attic - R19 to R38_Furnace | 7.1262e-06 | 1.1176e-05 | 2.2302e-05 | 3.894e-05 | 6.0435e-05 | 8.4417e-05 | 0.0001072 | 0.00012478 | 0.00013407 | 0.00013377 | 0.00012457 | 0.00010875 | 8.9353e-05 | 6.9339e-05 | 5.0976e-05 | 3.5602e-05 | 2.3681e-05 | 7.2389e-06 | 0 | 0 | 0.0012337 | 0.0012337 | 0.0011672 | 0.00084878 | 0.0002244 | 0.14028 | ResWx | 0.39323 | 0 | x | x |  | x | #REF! | #REF! | 44.7123 | 68.9923
Retro5Med | Retro | ResWx | Residential | HVAC | 0.037883 | 0.04391 | 237.4789 | 115.8234 | 110-120 | >100 | Multifamily - Low Rise | Floor - R0 to R30_DHP | 0.0016391 | 0.0025706 | 0.0051296 | 0.0089564 | 0.013901 | 0.019417 | 0.024656 | 0.0287 | 0.030837 | 0.030767 | 0.028651 | 0.025013 | 0.020552 | 0.015948 | 0.011725 | 0.0081887 | 0.0054468 | 0.001665 | 0 | 0 | 0.28376 | 0.28376 | 0.26846 | 0.19522 | 0.051613 | 32.8663 | ResWx | 0.38744 | 0 | x | x | x | x | #REF! | #REF! | 44.8748 | 70.9486
Retro5Med | Retro | ResWx | Residential | HVAC | 0.037306 | 0.043241 | 233.8624 | 116.224 | 110-120 | >100 | Multifamily - Low Rise | Attic - R0 to R49_DHP | 0.00026235 | 0.00041145 | 0.00082103 | 0.0014335 | 0.0022249 | 0.0031078 | 0.0039464 | 0.0045936 | 0.0049357 | 0.0049245 | 0.0045858 | 0.0040035 | 0.0032895 | 0.0025527 | 0.0018766 | 0.0013107 | 0.0008718 | 0.00026649 | 0 | 0 | 0.045418 | 0.045418 | 0.042969 | 0.031247 | 0.008261 | 5.2787 | ResWx | 0.38635 | 0 | x | x | x | x | #REF! | #REF! | 44.9036 | 71.3203
Retro5Med | Retro | ResWx | Residential | HVAC | 0.084184 | 0.096908 | 537.5448 | 127.5669 | 120-130 | >100 | Multifamily - Low Rise | Low-E Storm Window SP Metal_Heat Pump | 0 | 0 | 0 | 0 | 0 | 0 | 0 | 0 | 0 | 0 | 0 | 0 | 0 | 0 | 0 | 0 | 0 | 0 | 0 | 0 | 0 | 0 | 0 | 0 | 0 | 0 | ResWx | 0.36445 | 0 | x | x | x | x | #REF! | #REF! | 46.4912 | 81.0758
Retro5Med | Retro | ResWx | Residential | HVAC | 0.024628 | 0.028351 | 157.2607 | 139.1348 | 130-140 | >100 | Multifamily - Low Rise | Attic - R0 to R38_Heat Pump | 1.0954e-05 | 1.718e-05 | 3.4282e-05 | 5.9857e-05 | 9.2899e-05 | 0.00012976 | 0.00016478 | 0.0001918 | 0.00020609 | 0.00020562 | 0.00019148 | 0.00016716 | 0.00013735 | 0.00010659 | 7.8358e-05 | 5.4726e-05 | 3.6401e-05 | 1.1127e-05 | 0 | 0 | 0.0018964 | 0.0018964 | 0.0017942 | 0.0013047 | 0.00034493 | 0.26386 | ResWx | 0.33895 | 0 | x | x | x | x | #REF! | #REF! | 47.16 | 91.9748
Retro5Med | Retro | ResWx | Residential | HVAC | 0.012342 | 0.014306 | 77.3709 | 144.6776 | 140-150 | >100 | Multifamily - Low Rise | Attic - R19 to R38_Zonal | 0.00016549 | 0.00025954 | 0.0005179 | 0.00090426 | 0.0014034 | 0.0019604 | 0.0024893 | 0.0028976 | 0.0031134 | 0.0031064 | 0.0028927 | 0.0025253 | 0.002075 | 0.0016102 | 0.0011838 | 0.00082676 | 0.00054992 | 0.0001681 | 0 | 0 | 0.028649 | 0.028649 | 0.027105 | 0.01971 | 0.005211 | 4.1449 | ResWx | 0.32216 | 0 | x | x |  | x | #REF! | #REF! | 46.6088 | 98.0689
Retro5Med | Retro | ResWx | Residential | HVAC | 0.016548 | 0.019181 | 103.7378 | 154.4002 | 150-160 | >100 | Multifamily - Low Rise | Floor - R19 to R30_Zonal | 0.004588 | 0.0071955 | 0.014358 | 0.02507 | 0.038909 | 0.054349 | 0.069015 | 0.080334 | 0.086317 | 0.086121 | 0.080197 | 0.070013 | 0.057527 | 0.044642 | 0.032819 | 0.022921 | 0.015246 | 0.0046605 | 0 | 0 | 0.79429 | 0.79429 | 0.75146 | 0.54646 | 0.14447 | 122.6379 | ResWx | 0.30485 | 0 | x | x |  | x | #REF! | #REF! | 47.0685 | 107.3317
Retro5Med | Retro | ResWx | Residential | HVAC | 0.011215 | 0.01281 | 70.579 | 161.2726 | 160-170 | >100 | Multifamily - Low Rise | Attic - R19 to R30_Furnace | 3.9016e-05 | 6.1191e-05 | 0.0001221 | 0.0002132 | 0.00033089 | 0.00046219 | 0.00058691 | 0.00068317 | 0.00073405 | 0.00073238 | 0.000682 | 0.0005954 | 0.00048921 | 0.00037964 | 0.0002791 | 0.00019492 | 0.00012965 | 3.9633e-05 | 0 | 0 | 0.0067546 | 0.0067546 | 0.0063904 | 0.0046471 | 0.0012286 | 1.0893 | ResWx | 0.29359 | 0 | x | x |  | x | #REF! | #REF! | 47.3474 | 113.9252
Retro5Med | Retro | ResWx | Residential | HVAC | 0.01711 | 0.019543 | 107.6747 | 165.195 | 160-170 | >100 | Multifamily - Low Rise | Attic - R19 to R49_Furnace | 0.00013528 | 0.00021216 | 0.00042337 | 0.00073921 | 0.0011473 | 0.0016025 | 0.0020349 | 0.0023687 | 0.0025451 | 0.0025393 | 0.0023647 | 0.0020644 | 0.0016962 | 0.0013163 | 0.0009677 | 0.00067585 | 0.00044954 | 0.00013742 | 0 | 0 | 0.02342 | 0.02342 | 0.022157 | 0.016113 | 0.0042598 | 3.8689 | ResWx | 0.28758 | 0 | x | x |  | x | #REF! | #REF! | 47.5063 | 117.6887
Retro5Med | Retro | ResWx | Residential | HVAC | 0.065838 | 0.075789 | 420.3985 | 170.4248 | 170-180 | >100 | Multifamily - Low Rise | Low-E Storm Window SP Wood_Heat Pump | 0 | 0 | 0 | 0 | 0 | 0 | 0 | 0 | 0 | 0 | 0 | 0 | 0 | 0 | 0 | 0 | 0 | 0 | 0 | 0 | 0 | 0 | 0 | 0 | 0 | 0 | ResWx | 0.28502 | 0 | x | x | x | x | #REF! | #REF! | 48.5749 | 121.8499
Retro5Med | Retro | ResWx | Residential | HVAC | 0.015039 | 0.017177 | 94.641 | 171.9107 | 170-180 | >100 | Multifamily - Low Rise | Floor - R19 to R30_Furnace | 0.00014752 | 0.00023136 | 0.00046167 | 0.00080609 | 0.0012511 | 0.0017475 | 0.0022191 | 0.002583 | 0.0027754 | 0.0027691 | 0.0025786 | 0.0022512 | 0.0018497 | 0.0014354 | 0.0010553 | 0.000737 | 0.00049022 | 0.00014985 | 0 | 0 | 0.025539 | 0.025539 | 0.024162 | 0.01757 | 0.0046452 | 4.3904 | ResWx | 0.27784 | 0 | x | x |  | x | #REF! | #REF! | 47.7637 | 124.1469
Retro5Med | Retro | ResWx | Residential | HVAC | 0.02528 | 0.029102 | 161.4251 | 180.6225 | 180-190 | >100 | Multifamily - Low Rise | Attic - R0 to R49_Heat Pump | 6.2968e-05 | 9.8755e-05 | 0.00019706 | 0.00034407 | 0.00053401 | 0.00074592 | 0.00094719 | 0.0011025 | 0.0011847 | 0.001182 | 0.0011007 | 0.0009609 | 0.00078953 | 0.00061269 | 0.00045043 | 0.00031458 | 0.00020925 | 6.3963e-05 | 0 | 0 | 0.010901 | 0.010901 | 0.010313 | 0.0074998 | 0.0019828 | 1.969 | ResWx | 0.27097 | 0 | x | x | x | x | #REF! | #REF! | 48.9435 | 131.679
Retro5Med | Retro | ResWx | Residential | HVAC | 0.01441 | 0.016702 | 90.3307 | 201.8741 | >200 | >100 | Multifamily - Low Rise | Attic - R19 to R49_Zonal | 0.0032201 | 0.0050502 | 0.010077 | 0.017595 | 0.027309 | 0.038145 | 0.048438 | 0.056383 | 0.060582 | 0.060445 | 0.056287 | 0.049139 | 0.040376 | 0.031332 | 0.023034 | 0.016087 | 0.010701 | 0.003271 | 0 | 0 | 0.55747 | 0.55747 | 0.52741 | 0.38353 | 0.1014 | 112.5392 | ResWx | 0.24149 | 0 | x | x |  | x | #REF! | #REF! | 48.7513 | 153.1228
Retro5Med | Retro | ResWx | Residential | HVAC | 0.0092269 | 0.010695 | 57.8417 | 202.4931 | >200 | >100 | Multifamily - Low Rise | Attic - R19 to R38_DHP | 8.7768e-06 | 1.3765e-05 | 2.7467e-05 | 4.7959e-05 | 7.4433e-05 | 0.00010397 | 0.00013202 | 0.00015368 | 0.00016512 | 0.00016475 | 0.00015342 | 0.00013394 | 0.00011005 | 8.5399e-05 | 6.2783e-05 | 4.3848e-05 | 2.9166e-05 | 8.9155e-06 | 0 | 0 | 0.0015195 | 0.0015195 | 0.0014375 | 0.0010454 | 0.00027637 | 0.30768 | ResWx | 0.24084 | 0 | x | x |  | x | #REF! | #REF! | 48.7686 | 153.7245
Retro5Med | Retro | ResWx | Residential | HVAC | 0.0091833 | 0.010644 | 57.5682 | 203.5814 | >200 | >100 | Multifamily - Low Rise | Attic - R19 to R30_Zonal | 0.00090296 | 0.0014161 | 0.0028259 | 0.004934 | 0.0076577 | 0.010696 | 0.013583 | 0.015811 | 0.016988 | 0.01695 | 0.015784 | 0.013779 | 0.011322 | 0.0087859 | 0.0064591 | 0.0045111 | 0.0030006 | 0.00091723 | 0 | 0 | 0.15632 | 0.15632 | 0.14789 | 0.10755 | 0.028433 | 31.8245 | ResWx | 0.2397 | 0 | x | x |  | x | #REF! | #REF! | 48.7989 | 154.7825
Retro5Med | Retro | ResWx | Residential | HVAC | 0.011896 | 0.013695 | 75.9628 | 220.8926 | >200 | >100 | Multifamily - Low Rise | Floor - R0 to R19_Heat Pump | 0.00022333 | 0.00035025 | 0.00069892 | 0.0012203 | 0.001894 | 0.0026455 | 0.0033594 | 0.0039104 | 0.0042017 | 0.0041921 | 0.0039038 | 0.003408 | 0.0028002 | 0.002173 | 0.0015975 | 0.0011157 | 0.00074213 | 0.00022686 | 0 | 0 | 0.038663 | 0.038663 | 0.036579 | 0.0266 | 0.0070324 | 8.5404 | ResWx | 0.22682 | 0 | x | x | x | x | #REF! | #REF! | 50.1019 | 170.7906
Retro5Med | Retro | ResWx | Residential | HVAC | 0.045381 | 0.052241 | 289.7771 | 259.0723 | >200 | >100 | Multifamily - Low Rise | Low-E Storm Window DP_Heat Pump | 0.00077989 | 0.0012231 | 0.0024407 | 0.0042615 | 0.006614 | 0.0092386 | 0.011731 | 0.013656 | 0.014673 | 0.014639 | 0.013632 | 0.011901 | 0.0097788 | 0.0075884 | 0.0055788 | 0.0038963 | 0.0025916 | 0.00079222 | 0 | 0 | 0.13502 | 0.13502 | 0.12774 | 0.092889 | 0.024558 | 34.9791 | ResWx | 0.19646 | 0 | x | x |  | x | #REF! | #REF! | 50.8982 | 208.174
Retro5Med | Retro | ResWx | Residential | HVAC | 0.006892 | 0.0079885 | 43.2044 | 280.095 | >200 | >100 | Multifamily - Low Rise | Attic - R19 to R30_DHP | 4.8075e-05 | 7.5399e-05 | 0.00015045 | 0.0002627 | 0.00040771 | 0.0005695 | 0.00072317 | 0.00084179 | 0.00090448 | 0.00090243 | 0.00084035 | 0.00073364 | 0.0006028 | 0.00046778 | 0.0003439 | 0.00024018 | 0.00015976 | 4.8835e-05 | 0 | 0 | 0.008323 | 0.008323 | 0.0078742 | 0.0057261 | 0.0015138 | 2.3312 | ResWx | 0.17989 | 0 | x | x |  | x | #REF! | #REF! | 50.3874 | 229.7076
Retro5Med | Retro | ResWx | Residential | HVAC | 0.0095694 | 0.011092 | 59.9888 | 286.3727 | >200 | >100 | Multifamily - Low Rise | Floor - R19 to R30_DHP | 0.00018822 | 0.00029519 | 0.00058904 | 0.0010285 | 0.0015962 | 0.0022297 | 0.0028313 | 0.0032957 | 0.0035411 | 0.0035331 | 0.0032901 | 0.0028723 | 0.00236 | 0.0018314 | 0.0013464 | 0.00094033 | 0.00062547 | 0.00019119 | 0 | 0 | 0.032585 | 0.032585 | 0.030828 | 0.022418 | 0.0059268 | 9.3315 | ResWx | 0.17629 | 0 | x | x |  | x | #REF! | #REF! | 50.4833 | 235.8895
Retro5Med | Retro | ResWx | Residential | HVAC | 0.0105 | 0.012171 | 65.8224 | 286.9294 | >200 | >100 | Multifamily - Low Rise | Attic - R19 to R49_DHP | 0.00016646 | 0.00026107 | 0.00052095 | 0.0009096 | 0.0014117 | 0.0019719 | 0.002504 | 0.0029147 | 0.0031318 | 0.0031247 | 0.0029098 | 0.0025403 | 0.0020872 | 0.0016197 | 0.0011908 | 0.00083164 | 0.00055317 | 0.00016909 | 0 | 0 | 0.028819 | 0.028819 | 0.027265 | 0.019827 | 0.0052417 | 8.2689 | ResWx | 0.17597 | 0 | x | x |  | x | #REF! | #REF! | 50.4916 | 236.4378
Retro5Med | Retro | ResWx | Residential | HVAC | 0.0063268 | 0.0072831 | 40.3991 | 301.7147 | >200 | >100 | Multifamily - Low Rise | Attic - R19 to R38_Heat Pump | 2.1316e-06 | 3.343e-06 | 6.6708e-06 | 1.1647e-05 | 1.8077e-05 | 2.525e-05 | 3.2064e-05 | 3.7323e-05 | 4.0103e-05 | 4.0012e-05 | 3.7259e-05 | 3.2528e-05 | 2.6727e-05 | 2.074e-05 | 1.5248e-05 | 1.0649e-05 | 7.0833e-06 | 2.1653e-06 | 0 | 0 | 0.00036902 | 0.00036902 | 0.00034912 | 0.00025388 | 6.712e-05 | 0.11134 | ResWx | 0.17092 | 0 | x | x |  | x | #REF! | #REF! | 51.5684 | 250.1462
Retro5Med | Retro | ResWx | Residential | HVAC | 0.01587 | 0.018269 | 101.3367 | 307.4375 | >200 | >100 | Multifamily - Low Rise | Floor - R0 to R30_Heat Pump | 0.00024321 | 0.00038143 | 0.00076112 | 0.0013289 | 0.0020626 | 0.002881 | 0.0036584 | 0.0042585 | 0.0045756 | 0.0045652 | 0.0042512 | 0.0037114 | 0.0030495 | 0.0023664 | 0.0017397 | 0.001215 | 0.00080819 | 0.00024705 | 0 | 0 | 0.042104 | 0.042104 | 0.039834 | 0.028967 | 0.0076583 | 12.9445 | ResWx | 0.16799 | 0 | x | x | x | x | #REF! | #REF! | 51.6453 | 255.7921
Retro5Med | Retro | ResWx | Residential | HVAC | 0.0047526 | 0.0054709 | 30.3469 | 410.3454 | >200 | >100 | Multifamily - Low Rise | Attic - R19 to R30_Heat Pump | 1.1742e-05 | 1.8415e-05 | 3.6747e-05 | 6.4162e-05 | 9.958e-05 | 0.0001391 | 0.00017663 | 0.0002056 | 0.00022091 | 0.00022041 | 0.00020525 | 0.00017919 | 0.00014723 | 0.00011425 | 8.3994e-05 | 5.8662e-05 | 3.9019e-05 | 1.1928e-05 | 0 | 0 | 0.0020328 | 0.0020328 | 0.0019232 | 0.0013985 | 0.00036974 | 0.83415 | ResWx | 0.12839 | 0 | x | x |  | x | #REF! | #REF! | 52.6842 | 357.6612
Retro5Med | Retro | ResWx | Residential | HVAC | 0.006979 | 0.0080339 | 44.5635 | 436.8052 | >200 | >100 | Multifamily - Low Rise | Attic - R19 to R49_Heat Pump | 3.9188e-05 | 6.146e-05 | 0.00012264 | 0.00021413 | 0.00033234 | 0.00046422 | 0.00058949 | 0.00068617 | 0.00073728 | 0.0007356 | 0.000685 | 0.00059802 | 0.00049137 | 0.00038131 | 0.00028032 | 0.00019578 | 0.00013022 | 3.9808e-05 | 0 | 0 | 0.0067844 | 0.0067844 | 0.0064185 | 0.0046675 | 0.001234 | 2.9634 | ResWx | 0.12105 | 0 | x | x |  | x | #REF! | #REF! | 52.8767 | 383.9285
Retro5Med | Retro | ResWx | Residential | HVAC | 0.0088836 | 0.010147 | 55.9064 | 474.4766 | >200 | >100 | Multifamily - Low Rise | Door - R2.5 to R5_Furnace | 7.756e-05 | 0.00012164 | 0.00024273 | 0.00042381 | 0.00065776 | 0.00091877 | 0.0011667 | 0.001358 | 0.0014592 | 0.0014559 | 0.0013557 | 0.0011836 | 0.00097249 | 0.00075467 | 0.00055481 | 0.00038748 | 0.00025774 | 7.8786e-05 | 0 | 0 | 0.013427 | 0.013427 | 0.012703 | 0.0092378 | 0.0024423 | 6.371 | ResWx | 0.11002 | 0 | x | x |  | x | #REF! | #REF! | 52.2017 | 422.275
Retro5Med | Retro | ResWx | Residential | HVAC | 0.0084795 | 0.0098287 | 53.1564 | 500.2744 | >200 | >100 | Multifamily - Low Rise | Door - R2.5 to R5_Zonal | 0.0020924 | 0.0032816 | 0.0065483 | 0.011433 | 0.017745 | 0.024787 | 0.031475 | 0.036637 | 0.039366 | 0.039277 | 0.036575 | 0.03193 | 0.026236 | 0.020359 | 0.014968 | 0.010453 | 0.0069532 | 0.0021255 | 0 | 0 | 0.36224 | 0.36224 | 0.34271 | 0.24922 | 0.065887 | 181.2203 | ResWx | 0.10471 | 0 | x | x |  | x | #REF! | #REF! | 52.3844 | 447.8901
Retro5Med | Retro | ResWx | Residential | HVAC | 0.0039737 | 0.0045744 | 25.3739 | 713.6009 | >200 | >100 | Multifamily - Low Rise | Floor - R19 to R30_Heat Pump | 2.7683e-05 | 4.3416e-05 | 8.6635e-05 | 0.00015127 | 0.00023477 | 0.00032793 | 0.00041642 | 0.00048472 | 0.00052082 | 0.00051964 | 0.0004839 | 0.00042245 | 0.00034711 | 0.00026936 | 0.00019803 | 0.0001383 | 9.1992e-05 | 2.8121e-05 | 0 | 0 | 0.0047926 | 0.0047926 | 0.0045342 | 0.0032972 | 0.00087171 | 3.42 | ResWx | 0.075763 | 0 | x | x |  | x | #REF! | #REF! | 54.0648 | 659.5361
Retro5Med | Retro | ResWx | Residential | HVAC | 0.0051832 | 0.0060079 | 32.4925 | 835.3202 | >200 | >100 | Multifamily - Low Rise | Door - R2.5 to R5_DHP | 9.0736e-05 | 0.00014231 | 0.00028396 | 0.00049581 | 0.00076951 | 0.0010749 | 0.0013649 | 0.0015888 | 0.0017071 | 0.0017032 | 0.0015861 | 0.0013847 | 0.0011377 | 0.00088288 | 0.00064906 | 0.00045331 | 0.00030152 | 9.2171e-05 | 0 | 0 | 0.015709 | 0.015709 | 0.014862 | 0.010807 | 0.0028572 | 13.1217 | ResWx | 0.064006 | 0 | x | x |  | x | #REF! | #REF! | 53.4655 | 781.8547
Retro5Med | Retro | ResWx | Residential | HVAC | 0.0027868 | 0.003208 | 17.7949 | 1547.514 | >200 | >100 | Multifamily - Low Rise | Door - R2.5 to R5_Heat Pump | 1.7279e-05 | 2.71e-05 | 5.4076e-05 | 9.4419e-05 | 0.00014654 | 0.00020469 | 0.00025992 | 0.00030255 | 0.00032509 | 0.00032435 | 0.00030204 | 0.00026368 | 0.00021666 | 0.00016813 | 0.0001236 | 8.6326e-05 | 5.742e-05 | 1.7552e-05 | 0 | 0 | 0.0029914 | 0.0029914 | 0.0028301 | 0.0020581 | 0.0005441 | 4.6293 | ResWx | 0.035617 | 0 | x | x |  | x | #REF! | #REF! | 55.1181 | 1492.3959
Retro5Med | Retro | ResWx | Residential | HVAC | 0.35217 | 0.41405 | 2276.4509 | 35.6993 | 30-40 | <40 | Manufactured | Electrical Resistance_HZ2/3__Low-e Storm Window SP | 0.081176 | 0.098605 | 0.11937 | 0.13709 | 0.1547 | 0.17893 | 0.19419 | 0.19626 | 0.18298 | 0.1556 | 0.040286 | 0 | 0 | 0 | 0 | 0 | 0 | 0 | 0 | 0 | 1.5392 | 1.5392 | 1.5392 | 1.5392 | 0.76988 | 54.9487 | ResWx | 0.88597 | 0 | x | x | x | x | #REF! | #REF! | 31.6285 | 4.0709
Retro5Med | Retro | ResWx | Residential | HVAC | 0.31597 | 0.35392 | 2092.5255 | 41.8096 | 40-50 | 40-100 | Manufactured | Electrical Resistance_HZ1__Low-e Storm Window SP | 0.41389 | 0.50276 | 0.60865 | 0.699 | 0.78878 | 0.91232 | 0.99014 | 1.0007 | 0.93295 | 0.79338 | 0.20541 | 0 | 0 | 0 | 0 | 0 | 0 | 0 | 0 | 0 | 7.848 | 7.848 | 7.848 | 7.848 | 3.9254 | 328.1197 | ResWx | 0.79645 | 0 | x | x | x | x | #REF! | #REF! | 33.2994 | 8.5102
Retro5Med | Retro | ResWx | Residential | HVAC | 0.24452 | 0.2975 | 1434.4768 | 69.3722 | 60-70 | 40-100 | Manufactured | Heat Pump_HZ2/3__Low-e Storm Window SP | 0.00019123 | 0.00023229 | 0.00028122 | 0.00032296 | 0.00036444 | 0.00042152 | 0.00045747 | 0.00046235 | 0.00043105 | 0.00036656 | 9.4904e-05 | 0 | 0 | 0 | 0 | 0 | 0 | 0 | 0 | 0 | 0.003626 | 0.003626 | 0.003626 | 0.003626 | 0.0018137 | 0.25154 | ResWx | 0.5886 | 0 | x | x | x | x | #REF! | #REF! | 40.8322 | 28.54
Retro5Med | Retro | ResWx | Residential | HVAC | 0.20939 | 0.24618 | 1353.5165 | 77.6904 | 70-80 | 40-100 | Manufactured | Electrical Resistance_HZ2/3__Low-e Storm Window DP | 0.12687 | 0.15411 | 0.18658 | 0.21427 | 0.24179 | 0.27966 | 0.30351 | 0.30675 | 0.28598 | 0.2432 | 0.062965 | 0 | 0 | 0 | 0 | 0 | 0 | 0 | 0 | 0 | 2.4057 | 2.4057 | 2.4057 | 2.4057 | 1.2033 | 186.8993 | ResWx | 0.52677 | 0 | x | x | x | x | #REF! | #REF! | 40.9252 | 36.7652
Retro5Med | Retro | ResWx | Residential | HVAC | 0.15077 | 0.1757 | 1011.8704 | 113.565 | 110-120 | >100 | Manufactured | Heat Pump_HZ1__Low-e Storm Window SP | 0.045343 | 0.055079 | 0.066681 | 0.076579 | 0.086414 | 0.099949 | 0.10847 | 0.10963 | 0.10221 | 0.086918 | 0.022503 | 0 | 0 | 0 | 0 | 0 | 0 | 0 | 0 | 0 | 0.85978 | 0.85978 | 0.85978 | 0.85978 | 0.43004 | 97.6405 | ResWx | 0.38446 | 0 | x | x | x | x | #REF! | #REF! | 43.6609 | 69.9042
Retro5Med | Retro | ResWx | Residential | HVAC | 0.043331 | 0.048535 | 286.9611 | 192.095 | 190-200 | >100 | Manufactured | Electrical Resistance_HZ1__Infiltration Reduction - CFM50 reduction | 0.11186 | 0.13588 | 0.16449 | 0.18891 | 0.21317 | 0.24656 | 0.26759 | 0.27044 | 0.25214 | 0.21442 | 0.055513 | 0 | 0 | 0 | 0 | 0 | 0 | 0 | 0 | 0 | 2.121 | 2.121 | 2.121 | 2.121 | 1.0609 | 407.4292 | ResWx | 0.24557 | 0 | x | x | x | x | #REF! | #REF! | 47.1731 | 144.9219
Retro5Med | Retro | ResWx | Residential | HVAC | 0.15524 | 0.17389 | 1028.0886 | 111.1724 | 110-120 | >100 | Manufactured | Electrical Resistance_HZ1__Low-e Storm Window DP | 0.045267 | 0.054986 | 0.066568 | 0.076449 | 0.086268 | 0.09978 | 0.10829 | 0.10944 | 0.10204 | 0.086771 | 0.022465 | 0 | 0 | 0 | 0 | 0 | 0 | 0 | 0 | 0 | 0.85832 | 0.85832 | 0.85832 | 0.85832 | 0.42932 | 95.422 | ResWx | 0.39131 | 0 | x | x |  | x | #REF! | #REF! | 43.5027 | 67.6696
Retro5Med | Retro | ResWx | Residential | HVAC | 0.17891 | 0.21767 | 1049.5578 | 105.213 | 100-110 | >100 | Manufactured | Heat Pump_HZ2/3__Low-e Storm Window DP | 0.04223 | 0.051298 | 0.062103 | 0.071321 | 0.080481 | 0.093086 | 0.10103 | 0.1021 | 0.095191 | 0.08095 | 0.020958 | 0 | 0 | 0 | 0 | 0 | 0 | 0 | 0 | 0 | 0.80075 | 0.80075 | 0.80075 | 0.80075 | 0.40052 | 84.2488 | ResWx | 0.43066 | 0 | x | x |  | x | #REF! | #REF! | 45.3105 | 59.9024
Retro5Med | Retro | ResWx | Residential | HVAC | 0.04916 | 0.057799 | 317.7798 | 170.3254 | 170-180 | >100 | Manufactured | Electrical Resistance_HZ2/3__Infiltration Reduction - CFM50 reduction | 0.062103 | 0.075437 | 0.091326 | 0.10488 | 0.11835 | 0.13689 | 0.14857 | 0.15015 | 0.13999 | 0.11904 | 0.03082 | 0 | 0 | 0 | 0 | 0 | 0 | 0 | 0 | 0 | 1.1776 | 1.1776 | 1.1776 | 1.1776 | 0.58899 | 200.5679 | ResWx | 0.27807 | 0 | x | x | x | x | #REF! | #REF! | 47.3622 | 122.9633
Retro5Med | Retro | ResWx | Residential | HVAC | 0.10982 | 0.12797 | 736.9942 | 165.2371 | 160-170 | >100 | Manufactured | Heat Pump_HZ1__Low-e Storm Window DP | 0.024277 | 0.029489 | 0.035701 | 0.041 | 0.046266 | 0.053512 | 0.058077 | 0.058695 | 0.054722 | 0.046536 | 0.012048 | 0 | 0 | 0 | 0 | 0 | 0 | 0 | 0 | 0 | 0.46032 | 0.46032 | 0.46032 | 0.46032 | 0.23025 | 76.0624 | ResWx | 0.28002 | 0 | x | x |  | x | #REF! | #REF! | 46.2695 | 118.9676
Retro5Med | Retro | ResWx | Residential | HVAC | 0.13291 | 0.15627 | 859.1684 | 254.0528 | >200 | >100 | Manufactured | Electrical Resistance_HZ2/3__Floor - R0 to R22 | 0.011361 | 0.0138 | 0.016707 | 0.019186 | 0.021651 | 0.025042 | 0.027178 | 0.027467 | 0.025608 | 0.021777 | 0.005638 | 0 | 0 | 0 | 0 | 0 | 0 | 0 | 0 | 0 | 0.21541 | 0.21541 | 0.21541 | 0.21541 | 0.10775 | 54.7263 | ResWx | 0.1949 | 0 | x | x | x | x | #REF! | #REF! | 49.5147 | 204.5381
Retro5Med | Retro | ResWx | Residential | HVAC | 0.13346 | 0.14949 | 883.8633 | 246.929 | >200 | >100 | Manufactured | Electrical Resistance_HZ1__Floor - R0 to R22 | 0.093616 | 0.11372 | 0.13767 | 0.1581 | 0.17841 | 0.20635 | 0.22395 | 0.22634 | 0.21102 | 0.17945 | 0.04646 | 0 | 0 | 0 | 0 | 0 | 0 | 0 | 0 | 0 | 1.7751 | 1.7751 | 1.7751 | 1.7751 | 0.88787 | 438.3225 | ResWx | 0.19609 | 0 | x | x | x | x | #REF! | #REF! | 48.4193 | 198.5096
Retro5Med | Retro | ResWx | Residential | HVAC | 0.25207 | 0.29636 | 1629.4081 | 245.0422 | >200 | >100 | Manufactured | Electrical Resistance_HZ2/3__Attic - R0 to R30 | 0.17788 | 0.21607 | 0.26159 | 0.30041 | 0.339 | 0.3921 | 0.42554 | 0.43007 | 0.40096 | 0.34097 | 0.088279 | 0 | 0 | 0 | 0 | 0 | 0 | 0 | 0 | 0 | 3.3729 | 3.3729 | 3.3729 | 3.3729 | 1.687 | 826.4955 | ResWx | 0.20138 | 0 | x | x | x | x | #REF! | #REF! | 49.347 | 195.6952
Retro5Med | Retro | ResWx | Residential | HVAC | 0.19489 | 0.22913 | 1259.7875 | 246.9441 | >200 | >100 | Manufactured | Electrical Resistance_HZ2/3__Attic - R0 to R22 | 0.0075595 | 0.0091826 | 0.011117 | 0.012767 | 0.014407 | 0.016663 | 0.018084 | 0.018277 | 0.01704 | 0.014491 | 0.0037516 | 0 | 0 | 0 | 0 | 0 | 0 | 0 | 0 | 0 | 0.14334 | 0.14334 | 0.14334 | 0.14334 | 0.071695 | 35.3966 | ResWx | 0.19998 | 0 | x | x | x | x | #REF! | #REF! | 49.3833 | 197.5608
Retro5Med | Retro | ResWx | Residential | HVAC | 0.20146 | 0.2451 | 1181.8519 | 345.166 | >200 | >100 | Manufactured | Heat Pump_HZ2/3__Attic - R0 to R30 | 0.041866 | 0.050856 | 0.061567 | 0.070706 | 0.079787 | 0.092284 | 0.10016 | 0.10122 | 0.09437 | 0.080252 | 0.020777 | 0 | 0 | 0 | 0 | 0 | 0 | 0 | 0 | 0 | 0.79384 | 0.79384 | 0.79384 | 0.79384 | 0.39707 | 274.0077 | ResWx | 0.154 | 0 | x | x | x | x | #REF! | #REF! | 53.1551 | 292.0109
Retro5Med | Retro | ResWx | Residential | HVAC | 0.021858 | 0.025472 | 146.6965 | 400.055 | >200 | >100 | Manufactured | Heat Pump_HZ1__Infiltration Reduction - CFM50 reduction | 0.04278 | 0.051965 | 0.062911 | 0.072249 | 0.081528 | 0.094298 | 0.10234 | 0.10343 | 0.09643 | 0.082004 | 0.021231 | 0 | 0 | 0 | 0 | 0 | 0 | 0 | 0 | 0 | 0.81117 | 0.81117 | 0.81117 | 0.81117 | 0.40573 | 324.5114 | ResWx | 0.12532 | 0 | x | x | x | x | #REF! | #REF! | 50.1335 | 349.9215
Retro5Med | Retro | ResWx | Residential | HVAC | 0.14303 | 0.17401 | 839.0463 | 258.2935 | >200 | >100 | Manufactured | Heat Pump_HZ2/3__Floor - R0 to R22 | 0.00012407 | 0.00015071 | 0.00018246 | 0.00020954 | 0.00023645 | 0.00027349 | 0.00029681 | 0.00029997 | 0.00027967 | 0.00023783 | 6.1574e-05 | 0 | 0 | 0 | 0 | 0 | 0 | 0 | 0 | 0 | 0.0023526 | 0.0023526 | 0.0023526 | 0.0023526 | 0.0011767 | 0.60766 | ResWx | 0.20067 | 0 | x | x | x | x | #REF! | #REF! | 51.8317 | 206.4618
Retro5Med | Retro | ResWx | Residential | HVAC | 0.14462 | 0.16199 | 957.7292 | 435.7454 | >200 | >100 | Manufactured | Electrical Resistance_HZ1__Attic - R0 to R30 | 0.45603 | 0.55395 | 0.67063 | 0.77018 | 0.8691 | 1.0052 | 1.091 | 1.1026 | 1.0279 | 0.87416 | 0.22632 | 0 | 0 | 0 | 0 | 0 | 0 | 0 | 0 | 0 | 8.6471 | 8.6471 | 8.6471 | 8.6471 | 4.3251 | 3767.92 | ResWx | 0.11576 | 0 | x | x | x | x | #REF! | #REF! | 50.4423 | 385.3031
Retro5Med | Retro | ResWx | Residential | HVAC | 0.087811 | 0.10324 | 567.6232 | 397.8342 | >200 | >100 | Manufactured | Electrical Resistance_HZ2/3__Floor - R11 to R22 | 0.019857 | 0.024121 | 0.029201 | 0.033536 | 0.037843 | 0.04377 | 0.047504 | 0.04801 | 0.04476 | 0.038064 | 0.0098547 | 0 | 0 | 0 | 0 | 0 | 0 | 0 | 0 | 0 | 0.37652 | 0.37652 | 0.37652 | 0.37652 | 0.18833 | 149.7926 | ResWx | 0.12876 | 0 | x | x |  | x | #REF! | #REF! | 51.2265 | 346.6077
Retro5Med | Retro | ResWx | Residential | HVAC | 0.14192 | 0.17267 | 832.5661 | 384.4689 | >200 | >100 | Manufactured | Heat Pump_HZ2/3__Attic - R0 to R22 | 0.0016211 | 0.0019692 | 0.002384 | 0.0027378 | 0.0030895 | 0.0035734 | 0.0038782 | 0.0039195 | 0.0036542 | 0.0031075 | 0.00080453 | 0 | 0 | 0 | 0 | 0 | 0 | 0 | 0 | 0 | 0.030739 | 0.030739 | 0.030739 | 0.030739 | 0.015375 | 11.8181 | ResWx | 0.13934 | 0 | x | x | x | x | #REF! | #REF! | 53.5708 | 330.8981
Retro5Med | Retro | ResWx | Residential | HVAC | 0.10583 | 0.11854 | 700.8398 | 465.2313 | >200 | >100 | Manufactured | Electrical Resistance_HZ1__Attic - R0 to R22 | 0.018343 | 0.022282 | 0.026975 | 0.030979 | 0.034957 | 0.040433 | 0.043881 | 0.044349 | 0.041347 | 0.035161 | 0.0091033 | 0 | 0 | 0 | 0 | 0 | 0 | 0 | 0 | 0 | 0.34781 | 0.34781 | 0.34781 | 0.34781 | 0.17397 | 161.8117 | ResWx | 0.1088 | 0 | x | x | x | x | #REF! | #REF! | 50.6176 | 414.6137
Retro5Med | Retro | ResWx | Residential | HVAC | 0.029644 | 0.036066 | 173.9062 | 330.1764 | >200 | >100 | Manufactured | Heat Pump_HZ2/3__Infiltration Reduction - CFM50 reduction | 0.0065776 | 0.0079899 | 0.0096729 | 0.011109 | 0.012535 | 0.014499 | 0.015735 | 0.015903 | 0.014827 | 0.012608 | 0.0032643 | 0 | 0 | 0 | 0 | 0 | 0 | 0 | 0 | 0 | 0.12472 | 0.12472 | 0.12472 | 0.12472 | 0.062383 | 41.18 | ResWx | 0.16044 | 0 | x | x | x | x | #REF! | #REF! | 52.9725 | 277.2039
Retro5Med | Retro | ResWx | Residential | HVAC | 0.13605 | 0.15996 | 879.4487 | 323.2563 | >200 | >100 | Manufactured | Electrical Resistance_HZ2/3__Attic - R11 to R30 | 0 | 0 | 0 | 0 | 0 | 0 | 0 | 0 | 0 | 0 | 0 | 0 | 0 | 0 | 0 | 0 | 0 | 0 | 0 | 0 | 0 | 0 | 0 | 0 | 0 | 0 | ResWx | 0.15627 | 0 | x | x |  | x | #REF! | #REF! | 50.5146 | 272.7417
Retro5Med | Retro | ResWx | Residential | HVAC | 0.04986 | 0.055849 | 330.2018 | 703.1917 | >200 | >100 | Manufactured | Electrical Resistance_HZ1__Floor - R11 to R22 | 0.034611 | 0.042043 | 0.050898 | 0.058453 | 0.065961 | 0.076292 | 0.082799 | 0.083681 | 0.078017 | 0.066345 | 0.017177 | 0 | 0 | 0 | 0 | 0 | 0 | 0 | 0 | 0 | 0.65628 | 0.65628 | 0.65628 | 0.65628 | 0.32826 | 461.4882 | ResWx | 0.073256 | 0 | x | x |  | x | #REF! | #REF! | 51.5128 | 651.6789
Retro5Med | Retro | ResWx | Residential | HVAC | 0.11629 | 0.13552 | 780.4595 | 540.646 | >200 | >100 | Manufactured | Heat Pump_HZ1__Attic - R0 to R30 | 0.20878 | 0.25361 | 0.30703 | 0.35261 | 0.39789 | 0.46021 | 0.49947 | 0.50479 | 0.47062 | 0.40021 | 0.10362 | 0 | 0 | 0 | 0 | 0 | 0 | 0 | 0 | 0 | 3.9588 | 3.9588 | 3.9588 | 3.9588 | 1.9801 | 2140.3333 | ResWx | 0.094168 | 0 | x | x | x | x | #REF! | #REF! | 50.9115 | 489.7344
Retro5Med | Retro | ResWx | Residential | HVAC | 0.084378 | 0.098328 | 566.2794 | 581.9721 | >200 | >100 | Manufactured | Heat Pump_HZ1__Attic - R0 to R22 | 0.0083267 | 0.010115 | 0.012245 | 0.014063 | 0.015869 | 0.018354 | 0.01992 | 0.020132 | 0.018769 | 0.015961 | 0.0041324 | 0 | 0 | 0 | 0 | 0 | 0 | 0 | 0 | 0 | 0.15789 | 0.15789 | 0.15789 | 0.15789 | 0.078972 | 91.8855 | ResWx | 0.087756 | 0 | x | x | x | x | #REF! | #REF! | 51.0717 | 530.9004
Retro5Med | Retro | ResWx | Residential | HVAC | 0.039076 | 0.045536 | 262.2452 | 892.1457 | >200 | >100 | Manufactured | Heat Pump_HZ1__Floor - R0 to R22 | 0.0015808 | 0.0019202 | 0.0023246 | 0.0026697 | 0.0030126 | 0.0034844 | 0.0037816 | 0.0038219 | 0.0035632 | 0.0030301 | 0.00078451 | 0 | 0 | 0 | 0 | 0 | 0 | 0 | 0 | 0 | 0.029974 | 0.029974 | 0.029974 | 0.029974 | 0.014992 | 26.7409 | ResWx | 0.058077 | 0 | x | x | x | x | #REF! | #REF! | 51.813 | 840.3327
Retro5Med | Retro | ResWx | Residential | HVAC | 0.078054 | 0.08743 | 516.9201 | 568.8131 | >200 | >100 | Manufactured | Electrical Resistance_HZ1__Attic - R11 to R30 | 0.0062387 | 0.0075783 | 0.0091745 | 0.010536 | 0.01189 | 0.013752 | 0.014925 | 0.015084 | 0.014063 | 0.011959 | 0.0030962 | 0 | 0 | 0 | 0 | 0 | 0 | 0 | 0 | 0 | 0.1183 | 0.1183 | 0.1183 | 0.1183 | 0.059169 | 67.2882 | ResWx | 0.089828 | 0 | x | x |  | x | #REF! | #REF! | 51.0954 | 517.7177
Retro5Med | Retro | ResWx | Residential | HVAC | 0.063902 | 0.077745 | 374.8735 | 613.2248 | >200 | >100 | Manufactured | Heat Pump_HZ2/3__Floor - R11 to R22 | 0 | 0 | 0 | 0 | 0 | 0 | 0 | 0 | 0 | 0 | 0 | 0 | 0 | 0 | 0 | 0 | 0 | 0 | 0 | 0 | 0 | 0 | 0 | 0 | 0 | 0 | ResWx | 0.089656 | 0 | x | x |  | x | #REF! | #REF! | 54.9795 | 558.2454
Retro5Med | Retro | ResWx | Residential | HVAC | 0.03243 | 0.039456 | 190.2493 | 1585.5767 | >200 | >100 | Manufactured | Heat Pump_HZ2/3__Attic - R11 to R30 | 8.9431e-05 | 0.00010863 | 0.00013151 | 0.00015104 | 0.00017044 | 0.00019713 | 0.00021394 | 0.00021622 | 0.00020159 | 0.00017143 | 4.4383e-05 | 0 | 0 | 0 | 0 | 0 | 0 | 0 | 0 | 0 | 0.0016957 | 0.0016957 | 0.0016957 | 0.0016957 | 0.00084818 | 2.6887 | ResWx | 0.035641 | 0 | x | x |  | x | #REF! | #REF! | 56.5111 | 1529.0657
Retro5Med | Retro | ResWx | Residential | HVAC | 0.01872 | 0.021815 | 125.6349 | 2419.0033 | >200 | >100 | Manufactured | Heat Pump_HZ1__Attic - R11 to R30 | 0 | 0 | 0 | 0 | 0 | 0 | 0 | 0 | 0 | 0 | 0 | 0 | 0 | 0 | 0 | 0 | 0 | 0 | 0 | 0 | 0 | 0 | 0 | 0 | 0 | 0 | ResWx | 0.021794 | 0 | x | x |  | x | #REF! | #REF! | 52.7192 | 2366.2841
Retro5Med | Retro | ResWx | Residential | HVAC | 0.017458 | 0.020345 | 117.1673 | 2027.7385 | >200 | >100 | Manufactured | Heat Pump_HZ1__Floor - R11 to R22 | 0.0061328 | 0.0074496 | 0.0090187 | 0.010357 | 0.011688 | 0.013518 | 0.014671 | 0.014828 | 0.013824 | 0.011756 | 0.0030436 | 0 | 0 | 0 | 0 | 0 | 0 | 0 | 0 | 0 | 0.11629 | 0.11629 | 0.11629 | 0.11629 | 0.058165 | 235.799 | ResWx | 0.025948 | 0 | x | x |  | x | #REF! | #REF! | 52.6155 | 1975.1231
LO1Slow | New | Microwave | Residential | Food Preparation | 0.0016572 | 0.00052999 | 9.6256 | 39.4238 | 30-40 | <40 | Single Family | Microwave Top Tier | 0.00025401 | 0.00038065 | 0.00081479 | 0.0015152 | 0.002522 | 0.0038657 | 0.0057043 | 0.0080852 | 0.011089 | 0.014639 | 0.018072 | 0.021981 | 0.02601 | 0.029739 | 0.03229 | 0.03452 | 0.035892 | 0.036443 | 0.03665 | 0.036559 | 0.35702 | 0.35702 | 0.17696 | 0.066942 | 0.0093524 | 14.0753 | Microwave | 0.89126 | 0 |  |  |  | x | #REF! | #REF! | 35.137 | 4.2868
LO1Slow | New | Microwave | Residential | Food Preparation | 0.0016572 | 0.00052999 | 9.6256 | 39.4238 | 30-40 | <40 | Multifamily - Low Rise | Microwave Top Tier | 0.00010435 | 0.00015877 | 0.00034492 | 0.00065081 | 0.0010988 | 0.0017105 | 0.0025616 | 0.0036812 | 0.0051188 | 0.0068558 | 0.0085956 | 0.010613 | 0.012741 | 0.014792 | 0.016308 | 0.017709 | 0.018689 | 0.019283 | 0.019702 | 0.019978 | 0.1807 | 0.1807 | 0.085335 | 0.030881 | 0.0040681 | 7.1238 | Microwave | 0.89126 | 0 |  |  |  | x | #REF! | #REF! | 35.137 | 4.2868
LO1Slow | New | Microwave | Residential | Food Preparation | 0.0016572 | 0.00052999 | 9.6256 | 39.4238 | 30-40 | <40 | Multifamily - High Rise | Microwave Top Tier | 3.0391e-05 | 4.5967e-05 | 0.00010007 | 0.00018957 | 0.00032188 | 0.00050239 | 0.0007551 | 0.0010914 | 0.0015229 | 0.0020433 | 0.0025566 | 0.0031512 | 0.0037844 | 0.0043883 | 0.0048306 | 0.0052392 | 0.0055248 | 0.0056786 | 0.0057694 | 0.0058268 | 0.053353 | 0.053353 | 0.025314 | 0.0091596 | 0.0011903 | 2.1034 | Microwave | 0.89126 | 0 |  |  |  | x | #REF! | #REF! | 35.137 | 4.2868
LO1Slow | New | Microwave | Residential | Food Preparation | 0.0016572 | 0.00052999 | 9.6256 | 39.4238 | 30-40 | <40 | Manufactured | Microwave Top Tier | 2.0032e-05 | 3.135e-05 | 7.0003e-05 | 0.00013564 | 0.00023499 | 0.0003747 | 0.00057463 | 0.00084566 | 0.0012029 | 0.0016462 | 0.0021056 | 0.0026512 | 0.0032449 | 0.0038354 | 0.0043027 | 0.0047508 | 0.0050998 | 0.0053439 | 0.0055433 | 0.0057032 | 0.047717 | 0.047717 | 0.021276 | 0.0072417 | 0.00086671 | 1.8812 | Microwave | 0.89126 | 0 |  |  |  | x | #REF! | #REF! | 35.137 | 4.2868
LO1Slow | NR | Microwave | Residential | Food Preparation | 0.0016572 | 0.00052999 | 9.6256 | 39.4238 | 30-40 | <40 | Single Family | Microwave Top Tier | 0.0019628 | 0.0030121 | 0.006562 | 0.012319 | 0.021033 | 0.033477 | 0.050354 | 0.072168 | 0.099063 | 0.13068 | 0.16602 | 0.23033 | 0.27189 | 0.31058 | 0.34415 | 0.36998 | 0.38751 | 0.39948 | 0.40418 | 0.40695 | 4.5217 | 3.7217 | 1.7536 | 0.59664 | 0.078367 | 146.7234 | Microwave | 0.89126 | 0 |  |  |  | x | #REF! | #REF! | 35.137 | 4.2868
LO1Slow | NR | Microwave | Residential | Food Preparation | 0.0016572 | 0.00052999 | 9.6256 | 39.4238 | 30-40 | <40 | Multifamily - Low Rise | Microwave Top Tier | 0.00044335 | 0.00068036 | 0.0014822 | 0.0027826 | 0.0047508 | 0.0075616 | 0.011374 | 0.016301 | 0.022376 | 0.029516 | 0.037499 | 0.056995 | 0.067337 | 0.076978 | 0.085372 | 0.091676 | 0.095758 | 0.098471 | 0.099298 | 0.099577 | 1.1016 | 0.90623 | 0.42145 | 0.13477 | 0.017701 | 35.727 | Microwave | 0.89126 | 0 |  |  |  | x | #REF! | #REF! | 35.137 | 4.2868
LO1Slow | NR | Microwave | Residential | Food Preparation | 0.0016572 | 0.00052999 | 9.6256 | 39.4238 | 30-40 | <40 | Multifamily - High Rise | Microwave Top Tier | 0.00013119 | 0.00020133 | 0.0004386 | 0.00082342 | 0.0014058 | 0.0022376 | 0.0033656 | 0.0048236 | 0.0066213 | 0.0087342 | 0.011096 | 0.016814 | 0.019843 | 0.022694 | 0.025188 | 0.027078 | 0.028299 | 0.02912 | 0.029393 | 0.02949 | 0.32546 | 0.2678 | 0.12442 | 0.039879 | 0.0052379 | 10.5576 | Microwave | 0.89126 | 0 |  |  |  | x | #REF! | #REF! | 35.137 | 4.2868
LO1Slow | NR | Microwave | Residential | Food Preparation | 0.0016572 | 0.00052999 | 9.6256 | 39.4238 | 30-40 | <40 | Manufactured | Microwave Top Tier | 0.00026043 | 0.00039628 | 0.00085603 | 0.0015935 | 0.0026977 | 0.0042576 | 0.00635 | 0.009024 | 0.012283 | 0.016065 | 0.020238 | 0.026713 | 0.031425 | 0.035772 | 0.039493 | 0.042317 | 0.044179 | 0.045373 | 0.045717 | 0.045822 | 0.50269 | 0.43083 | 0.20742 | 0.074022 | 0.010062 | 16.9851 | Microwave | 0.89126 | 0 |  |  |  | x | #REF! | #REF! | 35.137 | 4.2868
LO50Fast | New | Monitor | Residential | Electronics | 0.00050451 | 0.00054364 | 4.7078 | 469.6082 | >200 | >100 | Single Family | ENERGY STAR V8.0 Monitor | 0.011336 | 0.016033 | 0.018855 | 0.020515 | 0.02107 | 0.020663 | 0.020286 | 0.019915 | 0.019685 | 0.019457 | 0.018668 | 0.018293 | 0.018052 | 0.017788 | 0.017165 | 0.016769 | 0.01632 | 0.015774 | 0.01538 | 0.014939 | 0.35696 | 0.35696 | 0.27778 | 0.20648 | 0.10847 | 167.6328 | Monitor | 0.11553 | 0 |  |  |  | x | #REF! | #REF! | 54.2533 | 415.355
LO50Fast | New | Monitor | Residential | Electronics | 0.00050451 | 0.00054364 | 4.7078 | 469.6082 | >200 | >100 | Multifamily - Low Rise | ENERGY STAR V8.0 Monitor | 0.002646 | 0.0037994 | 0.0045349 | 0.0050066 | 0.0052156 | 0.0051947 | 0.0051759 | 0.0051517 | 0.0051628 | 0.0051771 | 0.0050447 | 0.0050182 | 0.0050241 | 0.0050269 | 0.0049257 | 0.0048878 | 0.0048284 | 0.0047422 | 0.0046972 | 0.0046384 | 0.095898 | 0.095898 | 0.072104 | 0.052109 | 0.026397 | 45.0347 | Monitor | 0.11553 | 0 |  |  |  | x | #REF! | #REF! | 54.2533 | 415.355
LO50Fast | New | Monitor | Residential | Electronics | 0.00050451 | 0.00054364 | 4.7078 | 469.6082 | >200 | >100 | Multifamily - High Rise | ENERGY STAR V8.0 Monitor | 0.00077062 | 0.0011 | 0.0013156 | 0.0014583 | 0.0015279 | 0.0015258 | 0.0015257 | 0.0015274 | 0.001536 | 0.001543 | 0.0015004 | 0.00149 | 0.0014923 | 0.0014913 | 0.001459 | 0.001446 | 0.0014273 | 0.0013965 | 0.0013755 | 0.0013528 | 0.028262 | 0.028262 | 0.021263 | 0.015331 | 0.0076982 | 13.2719 | Monitor | 0.11553 | 0 |  |  |  | x | #REF! | #REF! | 54.2533 | 415.355
LO50Fast | New | Monitor | Residential | Electronics | 0.00050451 | 0.00054364 | 4.7078 | 469.6082 | >200 | >100 | Manufactured | ENERGY STAR V8.0 Monitor | 0.00072521 | 0.0010711 | 0.001314 | 0.0014897 | 0.0015925 | 0.0016246 | 0.0016576 | 0.0016896 | 0.0017322 | 0.0017748 | 0.0017643 | 0.0017897 | 0.0018268 | 0.0018609 | 0.0018554 | 0.0018721 | 0.001881 | 0.0018763 | 0.0018869 | 0.0018904 | 0.033175 | 0.033175 | 0.023769 | 0.016436 | 0.0078171 | 15.5793 | Monitor | 0.11553 | 0 |  |  |  | x | #REF! | #REF! | 54.2533 | 415.355
LO50Fast | NR | Monitor | Residential | Electronics | 0.00050451 | 0.00054364 | 4.7078 | 469.6082 | >200 | >100 | Single Family | ENERGY STAR V8.0 Monitor | 0.19272 | 0.27911 | 0.33406 | 0.36697 | 0.38658 | 0.1926 | 0 | 0 | 0 | 0 | 0 | 0 | 0 | 0 | 0 | 0 | 0 | 0 | 0 | 0 | 1.752 | 1.752 | 1.752 | 1.752 | 1.752 | 822.7709 | Monitor | 0.11553 | 0 |  |  |  | x | #REF! | #REF! | 54.2533 | 415.355
LO50Fast | NR | Monitor | Residential | Electronics | 0.00050451 | 0.00054364 | 4.7078 | 469.6082 | >200 | >100 | Multifamily - Low Rise | ENERGY STAR V8.0 Monitor | 0.024732 | 0.035819 | 0.042871 | 0.047094 | 0.049611 | 0.033339 | 0 | 0 | 0 | 0 | 0 | 0 | 0 | 0 | 0 | 0 | 0 | 0 | 0 | 0 | 0.23347 | 0.23347 | 0.23347 | 0.23347 | 0.23347 | 109.638 | Monitor | 0.11553 | 0 |  |  |  | x | #REF! | #REF! | 54.2533 | 415.355
LO50Fast | NR | Monitor | Residential | Electronics | 0.00050451 | 0.00054364 | 4.7078 | 469.6082 | >200 | >100 | Multifamily - High Rise | ENERGY STAR V8.0 Monitor | 0.0073186 | 0.010599 | 0.012686 | 0.013936 | 0.014681 | 0.0098287 | 0 | 0 | 0 | 0 | 0 | 0 | 0 | 0 | 0 | 0 | 0 | 0 | 0 | 0 | 0.069049 | 0.069049 | 0.069049 | 0.069049 | 0.069049 | 32.4259 | Monitor | 0.11553 | 0 |  |  |  | x | #REF! | #REF! | 54.2533 | 415.355
LO50Fast | NR | Monitor | Residential | Electronics | 0.00050451 | 0.00054364 | 4.7078 | 469.6082 | >200 | >100 | Manufactured | ENERGY STAR V8.0 Monitor | 0.020742 | 0.029786 | 0.03535 | 0.038504 | 0.035393 | 0 | 0 | 0 | 0 | 0 | 0 | 0 | 0 | 0 | 0 | 0 | 0 | 0 | 0 | 0 | 0.15977 | 0.15977 | 0.15977 | 0.15977 | 0.15977 | 75.0313 | Monitor | 0.11553 | 0 |  |  |  | x | #REF! | #REF! | 54.2533 | 415.355
LO3Slow | New | Electric Oven | Residential | Food Preparation | 0.0012195 | 0.00039002 | 7.0835 | -153.0046 | <0 | <40 | Single Family | Standard_EL3_Oven | 0.00011562 | 0.00028972 | 0.0006312 | 0.0012242 | 0.0020993 | 0.0032393 | 0.004693 | 0.0063833 | 0.0082451 | 0.010111 | 0.011503 | 0.012863 | 0.014036 | 0.014912 | 0.015213 | 0.015483 | 0.01553 | 0.015356 | 0.015242 | 0.01504 | 0.18221 | 0.18221 | 0.10556 | 0.048535 | 0.0075994 | -27.8791 | Electric Oven | 9999 | 1 |  |  |  | x | 9999 | 1 | 0 | -153.0046
LO3Slow | New | Electric Oven | Residential | Food Preparation | 0.00042765 | 0.00013677 | 2.4839 | 102.4953 | 100-110 | >100 | Single Family | Standard_EL4_Oven | 4.0544e-05 | 0.00010159 | 0.00022134 | 0.0004293 | 0.00073616 | 0.0011359 | 0.0016457 | 0.0022384 | 0.0028913 | 0.0035458 | 0.0040337 | 0.0045107 | 0.0049218 | 0.0052292 | 0.0053348 | 0.0054292 | 0.005446 | 0.0053849 | 0.0053449 | 0.0052742 | 0.063895 | 0.063895 | 0.037016 | 0.01702 | 0.0026648 | 6.549 | Electric Oven | 0.45878 | 0 |  |  |  | x | #REF! | #REF! | 47.0225 | 55.4728
LO3Slow | New | Electric Oven | Residential | Food Preparation | 0.0010359 | 0.00033128 | 6.0167 | 532.4811 | >200 | >100 | Single Family | Standard_EL5_Oven | 9.8208e-05 | 0.00024609 | 0.00053614 | 0.0010399 | 0.0017832 | 0.0027514 | 0.0039863 | 0.005422 | 0.0070034 | 0.0085887 | 0.0097706 | 0.010926 | 0.011922 | 0.012666 | 0.012922 | 0.013151 | 0.013192 | 0.013044 | 0.012947 | 0.012775 | 0.15477 | 0.15477 | 0.089663 | 0.041226 | 0.0064549 | 82.4126 | Electric Oven | 0.10708 | 0 |  |  |  | x | #REF! | #REF! | 57.0182 | 475.4629
LO3Slow | New | Electric Oven | Residential | Food Preparation | 0.0037038 | 0.0011845 | 21.513 | 177.4514 | 170-180 | >100 | Single Family | Standard_EL6_Oven | 0.00035114 | 0.00087989 | 0.001917 | 0.0037181 | 0.0063758 | 0.0098379 | 0.014253 | 0.019386 | 0.025041 | 0.030709 | 0.034935 | 0.039066 | 0.042627 | 0.045289 | 0.046204 | 0.047022 | 0.047167 | 0.046638 | 0.046291 | 0.045679 | 0.55339 | 0.55339 | 0.32059 | 0.1474 | 0.02308 | 98.1992 | Electric Oven | 0.29174 | 0 |  |  |  | x | #REF! | #REF! | 51.7699 | 125.6815
LO3Slow | New | Electric Oven | Residential | Food Preparation | 5.6803e-05 | 1.8166e-05 | 0.32993 | 1754.1436 | >200 | >100 | Single Family | Standard_EL7_Oven | 5.3852e-06 | 1.3494e-05 | 2.9399e-05 | 5.7021e-05 | 9.778e-05 | 0.00015087 | 0.00021859 | 0.00029731 | 0.00038403 | 0.00047096 | 0.00053577 | 0.00059913 | 0.00065374 | 0.00069456 | 0.00070859 | 0.00072113 | 0.00072336 | 0.00071525 | 0.00070993 | 0.00070053 | 0.0084868 | 0.0084868 | 0.0049166 | 0.0022606 | 0.00035396 | 14.8871 | Electric Oven | 0.033694 | 0 |  |  |  | x | #REF! | #REF! | 59.1039 | 1695.0397
LO3Slow | New | Electric Oven | Residential | Food Preparation | 0.00076152 | 0.00024354 | 4.4231 | 201.0943 | >200 | >100 | Single Family | Self_EL2_Oven | 3.1712e-05 | 7.9465e-05 | 0.00017313 | 0.00033579 | 0.00057581 | 0.00088847 | 0.0012872 | 0.0017508 | 0.0022615 | 0.0027734 | 0.003155 | 0.0035281 | 0.0038497 | 0.0040901 | 0.0041727 | 0.0042466 | 0.0042597 | 0.004212 | 0.0041806 | 0.0041253 | 0.049977 | 0.049977 | 0.028953 | 0.013312 | 0.0020844 | 10.0501 | Electric Oven | 0.26169 | 0 |  |  |  | x | #REF! | #REF! | 52.624 | 148.4702
LO3Slow | New | Electric Oven | Residential | Food Preparation | 0.0051227 | 0.0016383 | 29.7542 | 120.3422 | 120-130 | >100 | Single Family | Self_EL3_Oven | 0.00021333 | 0.00053455 | 0.0011646 | 0.0022588 | 0.0038734 | 0.0059767 | 0.008659 | 0.011778 | 0.015213 | 0.018656 | 0.021224 | 0.023734 | 0.025897 | 0.027514 | 0.02807 | 0.028567 | 0.028655 | 0.028334 | 0.028123 | 0.027751 | 0.33619 | 0.33619 | 0.19477 | 0.089551 | 0.014021 | 40.4583 | Electric Oven | 0.40374 | 0 |  |  |  | x | #REF! | #REF! | 48.5868 | 71.7554
LO3Slow | New | Electric Oven | Residential | Food Preparation | 8.6191e-05 | 2.7564e-05 | 0.50062 | 1416.8567 | >200 | >100 | Single Family | Self_EL4_Oven | 3.5893e-06 | 8.994e-06 | 1.9595e-05 | 3.8005e-05 | 6.5171e-05 | 0.00010056 | 0.00014569 | 0.00019816 | 0.00025596 | 0.0003139 | 0.00035709 | 0.00039932 | 0.00043572 | 0.00046293 | 0.00047228 | 0.00048064 | 0.00048212 | 0.00047672 | 0.00047317 | 0.00046691 | 0.0056565 | 0.0056565 | 0.003277 | 0.0015067 | 0.00023591 | 8.0145 | Electric Oven | 0.041557 | 0 |  |  |  | x | #REF! | #REF! | 58.8805 | 1357.9762
LO3Slow | New | Electric Oven | Residential | Food Preparation | 0.0012195 | 0.00039002 | 7.0835 | -153.0046 | <0 | <40 | Multifamily - Low Rise | Standard_EL3_Oven | 5.7919e-05 | 0.00014736 | 0.00032583 | 0.00064122 | 0.0011153 | 0.0017478 | 0.0025699 | 0.003544 | 0.0046411 | 0.0057745 | 0.0066717 | 0.0075732 | 0.008384 | 0.0090445 | 0.0093696 | 0.0096855 | 0.0098614 | 0.0099086 | 0.0099913 | 0.010023 | 0.11108 | 0.11108 | 0.061608 | 0.027237 | 0.0040354 | -16.9953 | Electric Oven | 9999 | 1 |  |  |  | x | 9999 | 1 | 0 | -153.0046
LO3Slow | New | Electric Oven | Residential | Food Preparation | 0.00042765 | 0.00013677 | 2.4839 | 102.4953 | 100-110 | >100 | Multifamily - Low Rise | Standard_EL4_Oven | 2.031e-05 | 5.1673e-05 | 0.00011426 | 0.00022485 | 0.00039111 | 0.00061289 | 0.00090119 | 0.0012428 | 0.0016275 | 0.0020249 | 0.0023395 | 0.0026557 | 0.00294 | 0.0031716 | 0.0032856 | 0.0033964 | 0.003458 | 0.0034746 | 0.0035036 | 0.0035146 | 0.038951 | 0.038951 | 0.021604 | 0.009551 | 0.0014151 | 3.9923 | Electric Oven | 0.45878 | 0 |  |  |  | x | #REF! | #REF! | 47.0225 | 55.4728
LO3Slow | New | Electric Oven | Residential | Food Preparation | 0.0010359 | 0.00033128 | 6.0167 | 532.4811 | >200 | >100 | Multifamily - Low Rise | Standard_EL5_Oven | 4.9196e-05 | 0.00012517 | 0.00027676 | 0.00054465 | 0.00094737 | 0.0014846 | 0.0021829 | 0.0030103 | 0.0039421 | 0.0049049 | 0.005667 | 0.0064327 | 0.0071214 | 0.0076824 | 0.0079586 | 0.0082269 | 0.0083763 | 0.0084164 | 0.0084867 | 0.0085132 | 0.09435 | 0.09435 | 0.05233 | 0.023135 | 0.0034277 | 50.2394 | Electric Oven | 0.10708 | 0 |  |  |  | x | #REF! | #REF! | 57.0182 | 475.4629
LO3Slow | New | Electric Oven | Residential | Food Preparation | 0.0037038 | 0.0011845 | 21.513 | 177.4514 | 170-180 | >100 | Multifamily - Low Rise | Standard_EL6_Oven | 0.0001759 | 0.00044753 | 0.00098958 | 0.0019474 | 0.0033873 | 0.0053081 | 0.0078051 | 0.010763 | 0.014095 | 0.017537 | 0.020262 | 0.023 | 0.025463 | 0.027469 | 0.028456 | 0.029416 | 0.02995 | 0.030093 | 0.030344 | 0.030439 | 0.33735 | 0.33735 | 0.18711 | 0.082719 | 0.012256 | 59.863 | Electric Oven | 0.29174 | 0 |  |  |  | x | #REF! | #REF! | 51.7699 | 125.6815
LO3Slow | New | Electric Oven | Residential | Food Preparation | 5.6803e-05 | 1.8166e-05 | 0.32993 | 1754.1436 | >200 | >100 | Multifamily - Low Rise | Standard_EL7_Oven | 2.6977e-06 | 6.8635e-06 | 1.5176e-05 | 2.9866e-05 | 5.1949e-05 | 8.1406e-05 | 0.0001197 | 0.00016507 | 0.00021617 | 0.00026896 | 0.00031075 | 0.00035273 | 0.0003905 | 0.00042126 | 0.00043641 | 0.00045112 | 0.00045931 | 0.00046151 | 0.00046536 | 0.00046682 | 0.0051736 | 0.0051736 | 0.0028695 | 0.0012686 | 0.00018796 | 9.0753 | Electric Oven | 0.033694 | 0 |  |  |  | x | #REF! | #REF! | 59.1039 | 1695.0397
LO3Slow | New | Electric Oven | Residential | Food Preparation | 0.00076152 | 0.00024354 | 4.4231 | 201.0943 | >200 | >100 | Multifamily - Low Rise | Self_EL2_Oven | 1.5886e-05 | 4.0418e-05 | 8.937e-05 | 0.00017587 | 0.00030592 | 0.00047939 | 0.00070489 | 0.00097206 | 0.001273 | 0.0015838 | 0.0018299 | 0.0020772 | 0.0022996 | 0.0024807 | 0.0025699 | 0.0026566 | 0.0027048 | 0.0027177 | 0.0027404 | 0.002749 | 0.030466 | 0.030466 | 0.016898 | 0.0074705 | 0.0011069 | 6.1266 | Electric Oven | 0.26169 | 0 |  |  |  | x | #REF! | #REF! | 52.624 | 148.4702
LO3Slow | New | Electric Oven | Residential | Food Preparation | 0.0051227 | 0.0016383 | 29.7542 | 120.3422 | 120-130 | >100 | Multifamily - Low Rise | Self_EL3_Oven | 0.00010686 | 0.00027189 | 0.00060119 | 0.0011831 | 0.0020579 | 0.0032248 | 0.0047417 | 0.006539 | 0.0085631 | 0.010654 | 0.01231 | 0.013973 | 0.015469 | 0.016688 | 0.017288 | 0.017871 | 0.018195 | 0.018282 | 0.018435 | 0.018492 | 0.20495 | 0.20495 | 0.11367 | 0.050254 | 0.0074457 | 24.6637 | Electric Oven | 0.40374 | 0 |  |  |  | x | #REF! | #REF! | 48.5868 | 71.7554
LO3Slow | New | Electric Oven | Residential | Food Preparation | 8.6191e-05 | 2.7564e-05 | 0.50062 | 1416.8567 | >200 | >100 | Multifamily - Low Rise | Self_EL4_Oven | 1.798e-06 | 4.5746e-06 | 1.0115e-05 | 1.9906e-05 | 3.4624e-05 | 5.4258e-05 | 7.9781e-05 | 0.00011002 | 0.00014408 | 0.00017926 | 0.00020712 | 0.0002351 | 0.00026027 | 0.00028078 | 0.00029087 | 0.00030068 | 0.00030613 | 0.0003076 | 0.00031017 | 0.00031114 | 0.0034483 | 0.0034483 | 0.0019125 | 0.00084553 | 0.00012528 | 4.8857 | Electric Oven | 0.041557 | 0 |  |  |  | x | #REF! | #REF! | 58.8805 | 1357.9763
LO3Slow | New | Electric Oven | Residential | Food Preparation | 0.0012195 | 0.00039002 | 7.0835 | -153.0045 | <0 | <40 | Multifamily - High Rise | Standard_EL3_Oven | 1.6868e-05 | 4.2663e-05 | 9.4529e-05 | 0.00018677 | 0.00032673 | 0.00051335 | 0.00075755 | 0.0010507 | 0.0013808 | 0.001721 | 0.0019844 | 0.0022487 | 0.0024903 | 0.0026833 | 0.0027753 | 0.0028654 | 0.0029151 | 0.0029179 | 0.0029258 | 0.0029231 | 0.03282 | 0.03282 | 0.018273 | 0.0080754 | 0.0011809 | -5.0217 | Electric Oven | 9999 | 1 |  |  |  | x | 9999 | 1 | 0 | -153.0045
LO3Slow | New | Electric Oven | Residential | Food Preparation | 0.00042765 | 0.00013677 | 2.4839 | 102.4953 | 100-110 | >100 | Multifamily - High Rise | Standard_EL4_Oven | 5.9152e-06 | 1.496e-05 | 3.3148e-05 | 6.5496e-05 | 0.00011457 | 0.00018001 | 0.00026565 | 0.00036846 | 0.0004842 | 0.0006035 | 0.00069585 | 0.00078854 | 0.00087325 | 0.00094093 | 0.00097321 | 0.0010048 | 0.0010222 | 0.0010232 | 0.001026 | 0.001025 | 0.011509 | 0.011509 | 0.0064077 | 0.0028318 | 0.00041411 | 1.1796 | Electric Oven | 0.45878 | 0 |  |  |  | x | #REF! | #REF! | 47.0225 | 55.4728
LO3Slow | New | Electric Oven | Residential | Food Preparation | 0.0010359 | 0.00033128 | 6.0167 | 532.4811 | >200 | >100 | Multifamily - High Rise | Standard_EL5_Oven | 1.4328e-05 | 3.6238e-05 | 8.0294e-05 | 0.00015865 | 0.00027752 | 0.00043604 | 0.00064346 | 0.00089251 | 0.0011728 | 0.0014618 | 0.0016855 | 0.0019101 | 0.0021152 | 0.0022792 | 0.0023574 | 0.0024339 | 0.0024761 | 0.0024785 | 0.0024852 | 0.0024829 | 0.027878 | 0.027878 | 0.015521 | 0.0068592 | 0.0010031 | 14.8444 | Electric Oven | 0.10708 | 0 |  |  |  | x | #REF! | #REF! | 57.0182 | 475.4629
LO3Slow | New | Electric Oven | Residential | Food Preparation | 0.0037038 | 0.0011845 | 21.513 | 177.4514 | 170-180 | >100 | Multifamily - High Rise | Standard_EL6_Oven | 5.123e-05 | 0.00012957 | 0.00028709 | 0.00056725 | 0.00099229 | 0.0015591 | 0.0023007 | 0.0031912 | 0.0041935 | 0.0052268 | 0.0060266 | 0.0068295 | 0.0075631 | 0.0081492 | 0.0084288 | 0.0087025 | 0.0088534 | 0.0088618 | 0.0088859 | 0.0088777 | 0.099677 | 0.099677 | 0.055496 | 0.024525 | 0.0035865 | 17.6879 | Electric Oven | 0.29174 | 0 |  |  |  | x | #REF! | #REF! | 51.7699 | 125.6815
LO3Slow | New | Electric Oven | Residential | Food Preparation | 5.6803e-05 | 1.8166e-05 | 0.32993 | 1754.1436 | >200 | >100 | Multifamily - High Rise | Standard_EL7_Oven | 7.8567e-07 | 1.9871e-06 | 4.4029e-06 | 8.6994e-06 | 1.5218e-05 | 2.391e-05 | 3.5284e-05 | 4.894e-05 | 6.4313e-05 | 8.0159e-05 | 9.2425e-05 | 0.00010474 | 0.00011599 | 0.00012498 | 0.00012927 | 0.00013346 | 0.00013578 | 0.00013591 | 0.00013628 | 0.00013615 | 0.0015287 | 0.0015287 | 0.00085109 | 0.00037612 | 5.5003e-05 | 2.6815 | Electric Oven | 0.033694 | 0 |  |  |  | x | #REF! | #REF! | 59.1039 | 1695.0397
LO3Slow | New | Electric Oven | Residential | Food Preparation | 0.00076152 | 0.00024354 | 4.4231 | 201.0943 | >200 | >100 | Multifamily - High Rise | Self_EL2_Oven | 4.6267e-06 | 1.1702e-05 | 2.5928e-05 | 5.1229e-05 | 8.9615e-05 | 0.0001408 | 0.00020778 | 0.0002882 | 0.00037873 | 0.00047204 | 0.00054427 | 0.00061678 | 0.00068304 | 0.00073597 | 0.00076122 | 0.00078594 | 0.00079957 | 0.00080032 | 0.0008025 | 0.00080176 | 0.009002 | 0.009002 | 0.0050119 | 0.0022149 | 0.0003239 | 1.8103 | Electric Oven | 0.26169 | 0 |  |  |  | x | #REF! | #REF! | 52.624 | 148.4702
LO3Slow | New | Electric Oven | Residential | Food Preparation | 0.0051227 | 0.0016383 | 29.7542 | 120.3422 | 120-130 | >100 | Multifamily - High Rise | Self_EL3_Oven | 3.1123e-05 | 7.8716e-05 | 0.00017441 | 0.00034461 | 0.00060283 | 0.00094717 | 0.0013977 | 0.0019387 | 0.0025477 | 0.0031754 | 0.0036613 | 0.004149 | 0.0045947 | 0.0049508 | 0.0051207 | 0.005287 | 0.0053786 | 0.0053837 | 0.0053984 | 0.0053934 | 0.060556 | 0.060556 | 0.033715 | 0.0149 | 0.0021789 | 7.2874 | Electric Oven | 0.40374 | 0 |  |  |  | x | #REF! | #REF! | 48.5868 | 71.7554
LO3Slow | New | Electric Oven | Residential | Food Preparation | 8.6191e-05 | 2.7564e-05 | 0.50062 | 1416.8567 | >200 | >100 | Multifamily - High Rise | Self_EL4_Oven | 5.2366e-07 | 1.3244e-06 | 2.9345e-06 | 5.7982e-06 | 1.0143e-05 | 1.5936e-05 | 2.3517e-05 | 3.2619e-05 | 4.2865e-05 | 5.3427e-05 | 6.1602e-05 | 6.9808e-05 | 7.7308e-05 | 8.3299e-05 | 8.6157e-05 | 8.8954e-05 | 9.0497e-05 | 9.0582e-05 | 9.0829e-05 | 9.0745e-05 | 0.0010189 | 0.0010189 | 0.00056726 | 0.00025069 | 3.666e-05 | 1.4436 | Electric Oven | 0.041557 | 0 |  |  |  | x | #REF! | #REF! | 58.8805 | 1357.9762
LO3Slow | New | Electric Oven | Residential | Food Preparation | 0.0012195 | 0.00039002 | 7.0835 | -153.0046 | <0 | <40 | Manufactured | Standard_EL3_Oven | 1.0417e-05 | 2.7261e-05 | 6.1957e-05 | 0.00012521 | 0.00022348 | 0.00035872 | 0.00054012 | 0.00076279 | 0.0010219 | 0.0012991 | 0.0015312 | 0.0017725 | 0.0020006 | 0.0021973 | 0.0023161 | 0.0024344 | 0.0025211 | 0.0025727 | 0.0026339 | 0.0026806 | 0.027091 | 0.027091 | 0.014249 | 0.0059621 | 0.00080704 | -4.1451 | Electric Oven | 9999 | 1 |  |  |  | x | 9999 | 1 | 0 | -153.0046
LO3Slow | New | Electric Oven | Residential | Food Preparation | 0.00042765 | 0.00013677 | 2.4839 | 102.4953 | 100-110 | >100 | Manufactured | Standard_EL4_Oven | 3.6531e-06 | 9.5595e-06 | 2.1726e-05 | 4.3907e-05 | 7.8368e-05 | 0.00012579 | 0.0001894 | 0.00026748 | 0.00035834 | 0.00045555 | 0.00053694 | 0.00062156 | 0.00070153 | 0.0007705 | 0.00081218 | 0.00085367 | 0.00088408 | 0.00090216 | 0.00092361 | 0.00094001 | 0.0095 | 0.0095 | 0.0049965 | 0.0020907 | 0.000283 | 0.97371 | Electric Oven | 0.45878 | 0 |  |  |  | x | #REF! | #REF! | 47.0225 | 55.4728
LO3Slow | New | Electric Oven | Residential | Food Preparation | 0.0010359 | 0.00033128 | 6.0167 | 532.4811 | >200 | >100 | Manufactured | Standard_EL5_Oven | 8.8486e-06 | 2.3156e-05 | 5.2627e-05 | 0.00010635 | 0.00018983 | 0.0003047 | 0.00045878 | 0.00064792 | 0.00086798 | 0.0011035 | 0.0013006 | 0.0015056 | 0.0016993 | 0.0018664 | 0.0019673 | 0.0020678 | 0.0021415 | 0.0021853 | 0.0022372 | 0.0022769 | 0.023011 | 0.023011 | 0.012103 | 0.0050643 | 0.00068551 | 12.2532 | Electric Oven | 0.10708 | 0 |  |  |  | x | #REF! | #REF! | 57.0182 | 475.4629
LO3Slow | New | Electric Oven | Residential | Food Preparation | 0.0037038 | 0.0011845 | 21.513 | 177.4514 | 170-180 | >100 | Manufactured | Standard_EL6_Oven | 3.1638e-05 | 8.2793e-05 | 0.00018817 | 0.00038027 | 0.00067873 | 0.0010894 | 0.0016404 | 0.0023166 | 0.0031035 | 0.0039455 | 0.0046503 | 0.0053833 | 0.0060758 | 0.0066732 | 0.0070341 | 0.0073935 | 0.0076569 | 0.0078135 | 0.0079992 | 0.0081413 | 0.082278 | 0.082278 | 0.043274 | 0.018107 | 0.002451 | 14.6003 | Electric Oven | 0.29174 | 0 |  |  |  | x | #REF! | #REF! | 51.7699 | 125.6815
LO3Slow | New | Electric Oven | Residential | Food Preparation | 5.6803e-05 | 1.8166e-05 | 0.32993 | 1754.1436 | >200 | >100 | Manufactured | Standard_EL7_Oven | 4.8521e-07 | 1.2697e-06 | 2.8858e-06 | 5.8319e-06 | 1.0409e-05 | 1.6708e-05 | 2.5157e-05 | 3.5528e-05 | 4.7596e-05 | 6.0508e-05 | 7.1318e-05 | 8.2558e-05 | 9.3179e-05 | 0.00010234 | 0.00010788 | 0.00011339 | 0.00011743 | 0.00011983 | 0.00012268 | 0.00012486 | 0.0012618 | 0.0012618 | 0.00066365 | 0.0002777 | 3.759e-05 | 2.2134 | Electric Oven | 0.033694 | 0 |  |  |  | x | #REF! | #REF! | 59.1039 | 1695.0397
LO3Slow | New | Electric Oven | Residential | Food Preparation | 0.00076152 | 0.00024354 | 4.4231 | 201.0943 | >200 | >100 | Manufactured | Self_EL2_Oven | 2.8573e-06 | 7.4772e-06 | 1.6994e-05 | 3.4343e-05 | 6.1297e-05 | 9.8389e-05 | 0.00014815 | 0.00020922 | 0.00028028 | 0.00035632 | 0.00041998 | 0.00048617 | 0.00054871 | 0.00060267 | 0.00063526 | 0.00066772 | 0.0006915 | 0.00070564 | 0.00072242 | 0.00073525 | 0.0074307 | 0.0074307 | 0.0039081 | 0.0016353 | 0.00022136 | 1.4943 | Electric Oven | 0.26169 | 0 |  |  |  | x | #REF! | #REF! | 52.624 | 148.4702
LO3Slow | New | Electric Oven | Residential | Food Preparation | 0.0051227 | 0.0016383 | 29.7542 | 120.3422 | 120-130 | >100 | Manufactured | Self_EL3_Oven | 1.9221e-05 | 5.0299e-05 | 0.00011432 | 0.00023102 | 0.00041234 | 0.00066186 | 0.00099657 | 0.0014074 | 0.0018854 | 0.002397 | 0.0028252 | 0.0032704 | 0.0036912 | 0.0040541 | 0.0042734 | 0.0044917 | 0.0046517 | 0.0047468 | 0.0048597 | 0.004946 | 0.049986 | 0.049986 | 0.02629 | 0.011001 | 0.0014891 | 6.0154 | Electric Oven | 0.40374 | 0 |  |  |  | x | #REF! | #REF! | 48.5868 | 71.7554
LO3Slow | New | Electric Oven | Residential | Food Preparation | 8.6191e-05 | 2.7564e-05 | 0.50062 | 1416.8567 | >200 | >100 | Manufactured | Self_EL4_Oven | 3.234e-07 | 8.4629e-07 | 1.9234e-06 | 3.887e-06 | 6.9378e-06 | 1.1136e-05 | 1.6767e-05 | 2.368e-05 | 3.1723e-05 | 4.0329e-05 | 4.7534e-05 | 5.5026e-05 | 6.2105e-05 | 6.8211e-05 | 7.19e-05 | 7.5574e-05 | 7.8266e-05 | 7.9867e-05 | 8.1765e-05 | 8.3217e-05 | 0.00084102 | 0.00084102 | 0.00044233 | 0.00018509 | 2.5054e-05 | 1.1916 | Electric Oven | 0.041557 | 0 |  |  |  | x | #REF! | #REF! | 58.8805 | 1357.9762
LO3Slow | NR | Electric Oven | Residential | Food Preparation | 0.0012195 | 0.00039002 | 7.0835 | -153.0046 | <0 | <40 | Single Family | Standard_EL3_Oven | 0.00061423 | 0.0015762 | 0.0034948 | 0.0068432 | 0.012037 | 0.019286 | 0.028481 | 0.039172 | 0.050639 | 0.062054 | 0.072649 | 0.081858 | 0.089373 | 0.095147 | 0.099325 | 0.10217 | 0.12417 | 0.1248 | 0.1248 | 0.12446 | 2.5623 | 1.263 | 0.66255 | 0.29685 | 0.043851 | -193.2371 | Electric Oven | 9999 | 1 |  |  |  | x | 9999 | 1 | 0 | -153.0046
LO3Slow | NR | Electric Oven | Residential | Food Preparation | 0.00042765 | 0.00013677 | 2.4839 | 102.4953 | 100-110 | >100 | Single Family | Standard_EL4_Oven | 0.00021539 | 0.00055271 | 0.0012255 | 0.0023997 | 0.0042209 | 0.0067628 | 0.0099875 | 0.013736 | 0.017757 | 0.02176 | 0.025476 | 0.028705 | 0.03134 | 0.033365 | 0.03483 | 0.035827 | 0.043543 | 0.043764 | 0.043762 | 0.043644 | 0.89852 | 0.44287 | 0.23233 | 0.10409 | 0.015377 | 45.3925 | Electric Oven | 0.45878 | 0 |  |  |  | x | #REF! | #REF! | 47.0225 | 55.4728
LO3Slow | NR | Electric Oven | Residential | Food Preparation | 0.0010359 | 0.00033128 | 6.0167 | 532.4811 | >200 | >100 | Single Family | Standard_EL5_Oven | 0.00052173 | 0.0013388 | 0.0029685 | 0.0058127 | 0.010224 | 0.016381 | 0.024192 | 0.033273 | 0.043013 | 0.052709 | 0.061709 | 0.06953 | 0.075914 | 0.080818 | 0.084367 | 0.086782 | 0.10547 | 0.10601 | 0.106 | 0.10572 | 2.1764 | 1.0728 | 0.56277 | 0.25214 | 0.037247 | 571.2222 | Electric Oven | 0.10708 | 0 |  |  |  | x | #REF! | #REF! | 57.0182 | 475.4629
LO3Slow | NR | Electric Oven | Residential | Food Preparation | 0.0037038 | 0.0011845 | 21.513 | 177.4514 | 170-180 | >100 | Single Family | Standard_EL6_Oven | 0.0018655 | 0.0047869 | 0.010614 | 0.020783 | 0.036557 | 0.058572 | 0.0865 | 0.11897 | 0.15379 | 0.18846 | 0.22064 | 0.24861 | 0.27143 | 0.28897 | 0.30166 | 0.31029 | 0.37712 | 0.37903 | 0.37902 | 0.378 | 7.7819 | 3.8357 | 2.0122 | 0.90154 | 0.13318 | 680.6432 | Electric Oven | 0.29174 | 0 |  |  |  | x | #REF! | #REF! | 51.7699 | 125.6815
LO3Slow | NR | Electric Oven | Residential | Food Preparation | 5.6803e-05 | 1.8166e-05 | 0.32993 | 1754.1436 | >200 | >100 | Single Family | Standard_EL7_Oven | 2.8609e-05 | 7.3412e-05 | 0.00016278 | 0.00031874 | 0.00056064 | 0.00089827 | 0.0013266 | 0.0018245 | 0.0023586 | 0.0028903 | 0.0033838 | 0.0038127 | 0.0041627 | 0.0044317 | 0.0046262 | 0.0047587 | 0.0057836 | 0.0058129 | 0.0058127 | 0.005797 | 0.11934 | 0.058824 | 0.030859 | 0.013826 | 0.0020424 | 103.1862 | Electric Oven | 0.033694 | 0 |  |  |  | x | #REF! | #REF! | 59.1039 | 1695.0397
LO3Slow | NR | Electric Oven | Residential | Food Preparation | 0.00076152 | 0.00024354 | 4.4231 | 201.0943 | >200 | >100 | Single Family | Self_EL2_Oven | 0.00016847 | 0.00043231 | 0.00095857 | 0.001877 | 0.0033015 | 0.0052897 | 0.0078119 | 0.010744 | 0.013889 | 0.01702 | 0.019926 | 0.022452 | 0.024514 | 0.026097 | 0.027243 | 0.028023 | 0.034058 | 0.034231 | 0.03423 | 0.034137 | 1.6 | 0.3464 | 0.18173 | 0.081419 | 0.012028 | 69.6599 | Electric Oven | 0.26169 | 0 |  |  |  | x | #REF! | #REF! | 52.624 | 148.4702
LO3Slow | NR | Electric Oven | Residential | Food Preparation | 0.0051227 | 0.0016383 | 29.7542 | 120.3422 | 120-130 | >100 | Single Family | Self_EL3_Oven | 0.0011333 | 0.0029081 | 0.0064483 | 0.012626 | 0.022209 | 0.035584 | 0.05255 | 0.072275 | 0.093433 | 0.11449 | 0.13404 | 0.15103 | 0.1649 | 0.17555 | 0.18326 | 0.18851 | 0.22911 | 0.23027 | 0.23026 | 0.22964 | 10.763 | 2.3302 | 1.2225 | 0.5477 | 0.080908 | 280.4263 | Electric Oven | 0.40374 | 0 |  |  |  | x | #REF! | #REF! | 48.5868 | 71.7554
LO3Slow | NR | Electric Oven | Residential | Food Preparation | 8.6191e-05 | 2.7564e-05 | 0.50062 | 1416.8567 | >200 | >100 | Single Family | Self_EL4_Oven | 1.9068e-05 | 4.893e-05 | 0.00010849 | 0.00021244 | 0.00037367 | 0.0005987 | 0.00088417 | 0.001216 | 0.001572 | 0.0019264 | 0.0022553 | 0.0025412 | 0.0027745 | 0.0029537 | 0.0030834 | 0.0031717 | 0.0038548 | 0.0038743 | 0.0038742 | 0.0038638 | 0.18109 | 0.039207 | 0.020568 | 0.0092152 | 0.0013613 | 55.5505 | Electric Oven | 0.041557 | 0 |  |  |  | x | #REF! | #REF! | 58.8805 | 1357.9762
LO3Slow | NR | Electric Oven | Residential | Food Preparation | 0.0012195 | 0.00039002 | 7.0835 | -153.0046 | <0 | <40 | Multifamily - Low Rise | Standard_EL3_Oven | 0.00016918 | 0.00043413 | 0.0009626 | 0.0018849 | 0.0033153 | 0.0053119 | 0.0078448 | 0.010789 | 0.013948 | 0.017092 | 0.02001 | 0.022546 | 0.024617 | 0.026207 | 0.027357 | 0.028141 | 0.038756 | 0.038984 | 0.038999 | 0.038887 | 0.73262 | 0.36626 | 0.18249 | 0.081762 | 0.012078 | -56.0387 | Electric Oven | 9999 | 1 |  |  |  | x | 9999 | 1 | 0 | -153.0046
LO3Slow | NR | Electric Oven | Residential | Food Preparation | 0.00042765 | 0.00013677 | 2.4839 | 102.4953 | 100-110 | >100 | Multifamily - Low Rise | Standard_EL4_Oven | 5.9326e-05 | 0.00015223 | 0.00033755 | 0.00066096 | 0.0011626 | 0.0018627 | 0.0027509 | 0.0037834 | 0.004891 | 0.0059935 | 0.0070169 | 0.0079063 | 0.0086322 | 0.0091898 | 0.0095933 | 0.0098679 | 0.01359 | 0.01367 | 0.013676 | 0.013636 | 0.25691 | 0.12843 | 0.063993 | 0.028671 | 0.0042354 | 13.1638 | Electric Oven | 0.45878 | 0 |  |  |  | x | #REF! | #REF! | 47.0225 | 55.4728
LO3Slow | NR | Electric Oven | Residential | Food Preparation | 0.0010359 | 0.00033128 | 6.0167 | 532.4811 | >200 | >100 | Multifamily - Low Rise | Standard_EL5_Oven | 0.0001437 | 0.00036875 | 0.00081764 | 0.001601 | 0.0028161 | 0.004512 | 0.0066634 | 0.0091644 | 0.011847 | 0.014518 | 0.016997 | 0.019151 | 0.020909 | 0.02226 | 0.023238 | 0.023903 | 0.032919 | 0.033113 | 0.033126 | 0.033031 | 0.62229 | 0.3111 | 0.15501 | 0.069449 | 0.010259 | 165.6542 | Electric Oven | 0.10708 | 0 |  |  |  | x | #REF! | #REF! | 57.0182 | 475.4629
LO3Slow | NR | Electric Oven | Residential | Food Preparation | 0.0037038 | 0.0011845 | 21.513 | 177.4514 | 170-180 | >100 | Multifamily - Low Rise | Standard_EL6_Oven | 0.00051381 | 0.0013185 | 0.0029235 | 0.0057244 | 0.010069 | 0.016133 | 0.023825 | 0.032768 | 0.04236 | 0.051909 | 0.060772 | 0.068475 | 0.074762 | 0.079592 | 0.083086 | 0.085465 | 0.1177 | 0.1184 | 0.11844 | 0.1181 | 2.225 | 1.1123 | 0.55423 | 0.24831 | 0.036682 | 197.3863 | Electric Oven | 0.29174 | 0 |  |  |  | x | #REF! | #REF! | 51.7699 | 125.6815
LO3Slow | NR | Electric Oven | Residential | Food Preparation | 5.6803e-05 | 1.8166e-05 | 0.32993 | 1754.1436 | >200 | >100 | Multifamily - Low Rise | Standard_EL7_Oven | 7.8799e-06 | 2.022e-05 | 4.4835e-05 | 8.7791e-05 | 0.00015442 | 0.00024741 | 0.00036538 | 0.00050253 | 0.00064964 | 0.00079608 | 0.00093201 | 0.0010501 | 0.0011466 | 0.0012206 | 0.0012742 | 0.0013107 | 0.0018051 | 0.0018157 | 0.0018165 | 0.0018112 | 0.034123 | 0.017059 | 0.0084998 | 0.0038082 | 0.00056256 | 29.924 | Electric Oven | 0.033694 | 0 |  |  |  | x | #REF! | #REF! | 59.1039 | 1695.0397
LO3Slow | NR | Electric Oven | Residential | Food Preparation | 0.00076152 | 0.00024354 | 4.4231 | 201.0943 | >200 | >100 | Multifamily - Low Rise | Self_EL2_Oven | 4.6403e-05 | 0.00011907 | 0.00026402 | 0.00051698 | 0.00090934 | 0.001457 | 0.0021517 | 0.0029593 | 0.0038256 | 0.0046879 | 0.0054884 | 0.0061841 | 0.0067519 | 0.007188 | 0.0075037 | 0.0077184 | 0.01063 | 0.010693 | 0.010697 | 0.010666 | 0.45747 | 0.10046 | 0.050053 | 0.022426 | 0.0033128 | 20.2014 | Electric Oven | 0.26169 | 0 |  |  |  | x | #REF! | #REF! | 52.624 | 148.4702
LO3Slow | NR | Electric Oven | Residential | Food Preparation | 0.0051227 | 0.0016383 | 29.7542 | 120.3422 | 120-130 | >100 | Multifamily - Low Rise | Self_EL3_Oven | 0.00031215 | 0.000801 | 0.0017761 | 0.0034777 | 0.0061171 | 0.0098009 | 0.014474 | 0.019907 | 0.025735 | 0.031535 | 0.03692 | 0.0416 | 0.045419 | 0.048353 | 0.050477 | 0.051921 | 0.071507 | 0.071928 | 0.071957 | 0.07175 | 3.0774 | 0.67577 | 0.33671 | 0.15086 | 0.022285 | 81.3235 | Electric Oven | 0.40374 | 0 |  |  |  | x | #REF! | #REF! | 48.5868 | 71.7554
LO3Slow | NR | Electric Oven | Residential | Food Preparation | 8.6191e-05 | 2.7564e-05 | 0.50062 | 1416.8567 | >200 | >100 | Multifamily - Low Rise | Self_EL4_Oven | 5.252e-06 | 1.3477e-05 | 2.9883e-05 | 5.8513e-05 | 0.00010292 | 0.0001649 | 0.00024353 | 0.00033494 | 0.00043299 | 0.00053059 | 0.00062119 | 0.00069993 | 0.00076419 | 0.00081356 | 0.00084928 | 0.00087359 | 0.0012031 | 0.0012102 | 0.0012107 | 0.0012072 | 0.051778 | 0.01137 | 0.0056652 | 0.0025382 | 0.00037495 | 16.1096 | Electric Oven | 0.041557 | 0 |  |  |  | x | #REF! | #REF! | 58.8805 | 1357.9762
LO3Slow | NR | Electric Oven | Residential | Food Preparation | 0.0012195 | 0.00039002 | 7.0835 | -153.0045 | <0 | <40 | Multifamily - High Rise | Standard_EL3_Oven | 5.0062e-05 | 0.00012846 | 0.00028485 | 0.00055775 | 0.00098105 | 0.0015719 | 0.0023214 | 0.0031927 | 0.0041273 | 0.0050576 | 0.0059212 | 0.0066718 | 0.0072843 | 0.0077549 | 0.0080954 | 0.0083271 | 0.011421 | 0.011472 | 0.011483 | 0.011462 | 0.21648 | 0.10817 | 0.054001 | 0.024194 | 0.003574 | -16.5498 | Electric Oven | 9999 | 1 |  |  |  | x | 9999 | 1 | 0 | -153.0045
LO3Slow | NR | Electric Oven | Residential | Food Preparation | 0.00042765 | 0.00013677 | 2.4839 | 102.4953 | 100-110 | >100 | Multifamily - High Rise | Standard_EL4_Oven | 1.7555e-05 | 4.5048e-05 | 9.9886e-05 | 0.00019559 | 0.00034402 | 0.0005512 | 0.00081402 | 0.0011196 | 0.0014473 | 0.0017735 | 0.0020764 | 0.0023396 | 0.0025544 | 0.0027194 | 0.0028388 | 0.00292 | 0.004005 | 0.0040227 | 0.0040266 | 0.0040194 | 0.075912 | 0.03793 | 0.018936 | 0.0084841 | 0.0012533 | 3.8876 | Electric Oven | 0.45878 | 0 |  |  |  | x | #REF! | #REF! | 47.0225 | 55.4728
LO3Slow | NR | Electric Oven | Residential | Food Preparation | 0.0010359 | 0.00033128 | 6.0167 | 532.4811 | >200 | >100 | Multifamily - High Rise | Standard_EL5_Oven | 4.2523e-05 | 0.00010912 | 0.00024195 | 0.00047376 | 0.00083331 | 0.0013351 | 0.0019718 | 0.0027119 | 0.0035057 | 0.004296 | 0.0050295 | 0.005667 | 0.0061873 | 0.006587 | 0.0068763 | 0.0070731 | 0.0097011 | 0.009744 | 0.0097536 | 0.009736 | 0.18388 | 0.091876 | 0.045868 | 0.020551 | 0.0030358 | 48.9223 | Electric Oven | 0.10708 | 0 |  |  |  | x | #REF! | #REF! | 57.0182 | 475.4629
LO3Slow | NR | Electric Oven | Residential | Food Preparation | 0.0037038 | 0.0011845 | 21.513 | 177.4514 | 170-180 | >100 | Multifamily - High Rise | Standard_EL6_Oven | 0.00015204 | 0.00039015 | 0.00086509 | 0.0016939 | 0.0029795 | 0.0047739 | 0.0070501 | 0.0096963 | 0.012535 | 0.01536 | 0.017983 | 0.020263 | 0.022123 | 0.023552 | 0.024586 | 0.02529 | 0.034686 | 0.03484 | 0.034874 | 0.034811 | 0.65746 | 0.3285 | 0.164 | 0.073479 | 0.010855 | 58.2937 | Electric Oven | 0.29174 | 0 |  |  |  | x | #REF! | #REF! | 51.7699 | 125.6815
LO3Slow | NR | Electric Oven | Residential | Food Preparation | 5.6803e-05 | 1.8166e-05 | 0.32993 | 1754.1436 | >200 | >100 | Multifamily - High Rise | Standard_EL7_Oven | 2.3318e-06 | 5.9834e-06 | 1.3267e-05 | 2.5978e-05 | 4.5694e-05 | 7.3213e-05 | 0.00010812 | 0.0001487 | 0.00019224 | 0.00023557 | 0.00027579 | 0.00031075 | 0.00033928 | 0.0003612 | 0.00037706 | 0.00038785 | 0.00053196 | 0.00053431 | 0.00053483 | 0.00053387 | 0.010083 | 0.005038 | 0.0025152 | 0.0011269 | 0.00016647 | 8.8374 | Electric Oven | 0.033694 | 0 |  |  |  | x | #REF! | #REF! | 59.1039 | 1695.0397
LO3Slow | NR | Electric Oven | Residential | Food Preparation | 0.00076152 | 0.00024354 | 4.4231 | 201.0943 | >200 | >100 | Multifamily - High Rise | Self_EL2_Oven | 1.3731e-05 | 3.5235e-05 | 7.8128e-05 | 0.00015298 | 0.00026908 | 0.00043113 | 0.00063671 | 0.00087569 | 0.001132 | 0.0013872 | 0.0016241 | 0.0018299 | 0.001998 | 0.002127 | 0.0022204 | 0.002284 | 0.0031326 | 0.0031464 | 0.0031495 | 0.0031439 | 0.13518 | 0.029668 | 0.014811 | 0.006636 | 0.00098029 | 5.966 | Electric Oven | 0.26169 | 0 |  |  |  | x | #REF! | #REF! | 52.624 | 148.4702
LO3Slow | NR | Electric Oven | Residential | Food Preparation | 0.0051227 | 0.0016383 | 29.7542 | 120.3422 | 120-130 | >100 | Multifamily - High Rise | Self_EL3_Oven | 9.2369e-05 | 0.00023703 | 0.00052556 | 0.0010291 | 0.0018101 | 0.0029002 | 0.0042831 | 0.0058907 | 0.0076152 | 0.0093317 | 0.010925 | 0.01231 | 0.01344 | 0.014308 | 0.014937 | 0.015364 | 0.021073 | 0.021166 | 0.021187 | 0.021149 | 0.90932 | 0.19957 | 0.099635 | 0.04464 | 0.0065944 | 24.0171 | Electric Oven | 0.40374 | 0 |  |  |  | x | #REF! | #REF! | 48.5868 | 71.7554
LO3Slow | NR | Electric Oven | Residential | Food Preparation | 8.6191e-05 | 2.7564e-05 | 0.50062 | 1416.8567 | >200 | >100 | Multifamily - High Rise | Self_EL4_Oven | 1.5541e-06 | 3.988e-06 | 8.8427e-06 | 1.7315e-05 | 3.0456e-05 | 4.8797e-05 | 7.2064e-05 | 9.9113e-05 | 0.00012813 | 0.00015701 | 0.00018382 | 0.00020712 | 0.00022613 | 0.00024074 | 0.00025131 | 0.00025851 | 0.00035455 | 0.00035612 | 0.00035647 | 0.00035583 | 0.0153 | 0.0033579 | 0.0016764 | 0.00075108 | 0.00011095 | 4.7576 | Electric Oven | 0.041557 | 0 |  |  |  | x | #REF! | #REF! | 58.8805 | 1357.9762
LO3Slow | NR | Electric Oven | Residential | Food Preparation | 0.0012195 | 0.00039002 | 7.0835 | -153.0045 | <0 | <40 | Manufactured | Standard_EL3_Oven | 9.311e-05 | 0.00023691 | 0.00052087 | 0.0010113 | 0.0017638 | 0.0028022 | 0.0041035 | 0.0055961 | 0.0071732 | 0.0087161 | 0.010118 | 0.011305 | 0.012238 | 0.012919 | 0.013373 | 0.013639 | 0.015583 | 0.015647 | 0.015628 | 0.015565 | 0.32691 | 0.16803 | 0.09197 | 0.042135 | 0.0064283 | -25.7097 | Electric Oven | 9999 | 1 |  |  |  | x | 9999 | 1 | 0 | -153.0045
LO3Slow | NR | Electric Oven | Residential | Food Preparation | 0.00042765 | 0.00013677 | 2.4839 | 102.4953 | 100-110 | >100 | Manufactured | Standard_EL4_Oven | 3.265e-05 | 8.3076e-05 | 0.00018265 | 0.00035464 | 0.00061852 | 0.00098265 | 0.0014389 | 0.0019624 | 0.0025154 | 0.0030564 | 0.0035481 | 0.0039641 | 0.0042916 | 0.0045303 | 0.0046893 | 0.0047829 | 0.0054646 | 0.0054867 | 0.0054801 | 0.0054582 | 0.11464 | 0.058923 | 0.032251 | 0.014775 | 0.0022542 | 6.0394 | Electric Oven | 0.45878 | 0 |  |  |  | x | #REF! | #REF! | 47.0225 | 55.4728
LO3Slow | NR | Electric Oven | Residential | Food Preparation | 0.0010359 | 0.00033128 | 6.0167 | 532.4811 | >200 | >100 | Manufactured | Standard_EL5_Oven | 7.9088e-05 | 0.00020123 | 0.00044243 | 0.00085902 | 0.0014982 | 0.0023802 | 0.0034855 | 0.0047533 | 0.006093 | 0.0074035 | 0.0085945 | 0.0096022 | 0.010395 | 0.010974 | 0.011359 | 0.011585 | 0.013237 | 0.01329 | 0.013274 | 0.013221 | 0.27768 | 0.14273 | 0.07812 | 0.03579 | 0.0054602 | 75.9996 | Electric Oven | 0.10708 | 0 |  |  |  | x | #REF! | #REF! | 57.0182 | 475.4629
LO3Slow | NR | Electric Oven | Residential | Food Preparation | 0.0037038 | 0.0011845 | 21.513 | 177.4514 | 170-180 | >100 | Manufactured | Standard_EL6_Oven | 0.00028278 | 0.00071951 | 0.0015819 | 0.0030714 | 0.0053569 | 0.0085105 | 0.012462 | 0.016996 | 0.021786 | 0.026471 | 0.03073 | 0.034333 | 0.037169 | 0.039236 | 0.040613 | 0.041424 | 0.047328 | 0.04752 | 0.047462 | 0.047273 | 0.99286 | 0.51032 | 0.27932 | 0.12797 | 0.019523 | 90.5578 | Electric Oven | 0.29174 | 0 |  |  |  | x | #REF! | #REF! | 51.7699 | 125.6815
LO3Slow | NR | Electric Oven | Residential | Food Preparation | 5.6803e-05 | 1.8166e-05 | 0.32993 | 1754.1436 | >200 | >100 | Manufactured | Standard_EL7_Oven | 4.3368e-06 | 1.1035e-05 | 2.4261e-05 | 4.7104e-05 | 8.2154e-05 | 0.00013052 | 0.00019113 | 0.00026065 | 0.00033411 | 0.00040597 | 0.00047128 | 0.00052653 | 0.00057003 | 0.00060173 | 0.00062285 | 0.00063528 | 0.00072583 | 0.00072877 | 0.00072789 | 0.00072498 | 0.015227 | 0.0078264 | 0.0042837 | 0.0019625 | 0.00029941 | 13.7287 | Electric Oven | 0.033694 | 0 |  |  |  | x | #REF! | #REF! | 59.1039 | 1695.0397
LO3Slow | NR | Electric Oven | Residential | Food Preparation | 0.00076152 | 0.00024354 | 4.4231 | 201.0943 | >200 | >100 | Manufactured | Self_EL2_Oven | 2.5538e-05 | 6.498e-05 | 0.00014287 | 0.00027739 | 0.00048379 | 0.0007686 | 0.0011255 | 0.0015349 | 0.0019675 | 0.0023907 | 0.0027753 | 0.0031006 | 0.0033568 | 0.0035435 | 0.0036679 | 0.003741 | 0.0042743 | 0.0042916 | 0.0042864 | 0.0042693 | 0.20413 | 0.046088 | 0.025226 | 0.011557 | 0.0017632 | 9.2681 | Electric Oven | 0.26169 | 0 |  |  |  | x | #REF! | #REF! | 52.624 | 148.4702
LO3Slow | NR | Electric Oven | Residential | Food Preparation | 0.0051227 | 0.0016383 | 29.7542 | 120.3422 | 120-130 | >100 | Manufactured | Self_EL3_Oven | 0.00017179 | 0.00043712 | 0.00096105 | 0.001866 | 0.0032544 | 0.0051703 | 0.0075712 | 0.010325 | 0.013235 | 0.016082 | 0.018669 | 0.020858 | 0.022581 | 0.023837 | 0.024673 | 0.025166 | 0.028753 | 0.028869 | 0.028834 | 0.028719 | 1.3732 | 0.31003 | 0.16969 | 0.077743 | 0.011861 | 37.31 | Electric Oven | 0.40374 | 0 |  |  |  | x | #REF! | #REF! | 48.5868 | 71.7554
LO3Slow | NR | Electric Oven | Residential | Food Preparation | 8.6191e-05 | 2.7564e-05 | 0.50062 | 1416.8567 | >200 | >100 | Manufactured | Self_EL4_Oven | 2.8905e-06 | 7.3546e-06 | 1.617e-05 | 3.1395e-05 | 5.4756e-05 | 8.6992e-05 | 0.00012739 | 0.00017372 | 0.00022269 | 0.00027058 | 0.00031411 | 0.00035094 | 0.00037993 | 0.00040106 | 0.00041514 | 0.00042342 | 0.00048377 | 0.00048573 | 0.00048514 | 0.0004832 | 0.023104 | 0.0052164 | 0.0028551 | 0.001308 | 0.00019956 | 7.3908 | Electric Oven | 0.041557 | 0 |  |  |  | x | #REF! | #REF! | 58.8805 | 1357.9762
Retro3Slow | Retro | WH Pipe insulation | Residential | Water heating | 0.0014509 | 0.0013167 | 14.0264 | 282.5585 | >200 | >100 | Single Family | Water pipe insulation- first 6' | 0.0059183 | 0.0092819 | 0.018522 | 0.032339 | 0.050191 | 0.070108 | 0.089026 | 0.10363 | 0.11135 | 0.11109 | 0.10345 | 0.090314 | 0.074208 | 0.057586 | 0.042335 | 0.029567 | 0.019667 | 0.012487 | 0.0075834 | 0.005123 | 2.46 | 1.0438 | 0.96935 | 0.7049 | 0.18636 | 294.9275 | WH Pipe insulation | 0.15896 | 0 | x |  | x | x | #REF! | #REF! | 44.9156 | 237.6429
Retro3Slow | Retro | WH Pipe insulation | Residential | Water heating | 0.0014509 | 0.0013167 | 14.0264 | 282.5585 | >200 | >100 | Multifamily - Low Rise | Water pipe insulation- first 6' | 0.010056 | 0.011785 | 0.023517 | 0.041061 | 0.063728 | 0.089017 | 0.11304 | 0.13158 | 0.14138 | 0.14106 | 0.065932 | 0 | 0 | 0 | 0 | 0 | 0 | 0 | 0 | 0 | 0.83214 | 0.83214 | 0.83214 | 0.83214 | 0.23916 | 235.1285 | WH Pipe insulation | 0.15896 | 0 | x |  | x | x | #REF! | #REF! | 44.9156 | 237.6429
Retro3Slow | Retro | WH Pipe insulation | Residential | Water heating | 0.0014509 | 0.0013167 | 14.0264 | 282.5585 | >200 | >100 | Multifamily - High Rise | Water pipe insulation- first 6' | 0.00039824 | 0.00059803 | 0.0011933 | 0.0020836 | 0.0032338 | 0.004517 | 0.0057359 | 0.0066767 | 0.007174 | 0.0053281 | 0 | 0 | 0 | 0 | 0 | 0 | 0 | 0 | 0 | 0 | 0.036939 | 0.036939 | 0.036939 | 0.036939 | 0.012024 | 10.4374 | WH Pipe insulation | 0.15896 | 0 | x |  | x | x | #REF! | #REF! | 44.9156 | 237.6429
Retro3Slow | Retro | WH Pipe insulation | Residential | Water heating | 0.0014509 | 0.0013167 | 14.0264 | 282.5585 | >200 | >100 | Manufactured | Water pipe insulation- first 6' | 0.00234 | 0.003639 | 0.0072003 | 0.012466 | 0.019184 | 0.026571 | 0.033456 | 0.038615 | 0.04114 | 0.040701 | 0.037581 | 0.032532 | 0.026505 | 0.020395 | 0.014867 | 0.010296 | 0.0067905 | 0.004275 | 0.0025744 | 0.0017244 | 0.49482 | 0.38285 | 0.35719 | 0.26289 | 0.0714 | 108.178 | WH Pipe insulation | 0.15896 | 0 | x |  | x | x | #REF! | #REF! | 44.9156 | 237.6429
LO12Med | New | RAC | Residential | HVAC | 0.00072281 | 0.00014251 | 5.2725 | 471.6772 | >200 | >100 | Single Family | RAC_CZ3 | 5.8271e-06 | 1.1355e-05 | 1.6697e-05 | 2.2002e-05 | 2.6751e-05 | 3.0331e-05 | 3.331e-05 | 3.5728e-05 | 3.7898e-05 | 3.9663e-05 | 3.9865e-05 | 4.0594e-05 | 4.137e-05 | 4.1904e-05 | 4.1414e-05 | 4.132e-05 | 4.0636e-05 | 3.9686e-05 | 3.9098e-05 | 3.8374e-05 | 0.00066382 | 0.00066382 | 0.00046471 | 0.00029943 | 0.00011296 | 0.31311 | RAC | 0.13565 | 0 |  |  |  | x | #REF! | #REF! | 63.981 | 407.6962
LO12Med | New | RAC | Residential | HVAC | 0.00044747 | 8.8224e-05 | 3.264 | 776.9344 | >200 | >100 | Single Family | RAC_CZ2 | 1.0086e-05 | 1.9654e-05 | 2.8901e-05 | 3.8084e-05 | 4.6305e-05 | 5.25e-05 | 5.7658e-05 | 6.1842e-05 | 6.5598e-05 | 6.8654e-05 | 6.9004e-05 | 7.0266e-05 | 7.1609e-05 | 7.2534e-05 | 7.1685e-05 | 7.1521e-05 | 7.0339e-05 | 6.8694e-05 | 6.7676e-05 | 6.6423e-05 | 0.001149 | 0.001149 | 0.00080438 | 0.00051829 | 0.00019553 | 0.89272 | RAC | 0.083974 | 0 |  |  |  | x | #REF! | #REF! | 65.242 | 711.6923
LO12Med | New | RAC | Residential | HVAC | 0.00025916 | 5.1096e-05 | 1.8904 | 1359.2001 | >200 | >100 | Single Family | RAC_CZ1 | 2.3784e-05 | 4.6344e-05 | 6.815e-05 | 8.9801e-05 | 0.00010919 | 0.0001238 | 0.00013596 | 0.00014582 | 0.00015468 | 0.00016189 | 0.00016271 | 0.00016569 | 0.00016886 | 0.00017103 | 0.00016903 | 0.00016865 | 0.00016586 | 0.00016198 | 0.00015958 | 0.00015663 | 0.0027094 | 0.0027094 | 0.0018967 | 0.0012221 | 0.00046106 | 3.6827 | RAC | 0.048635 | 0 |  |  |  | x | #REF! | #REF! | 66.1044 | 1293.0956
LO12Med | New | RAC | Residential | HVAC | 0.00072281 | 0.00014251 | 5.2725 | 471.6772 | >200 | >100 | Multifamily - Low Rise | RAC_CZ3 | 4.2624e-06 | 8.4331e-06 | 1.2586e-05 | 1.6827e-05 | 2.0753e-05 | 2.3897e-05 | 2.6636e-05 | 2.8965e-05 | 3.115e-05 | 3.3075e-05 | 3.3763e-05 | 3.4899e-05 | 3.6085e-05 | 3.7113e-05 | 3.7245e-05 | 3.7744e-05 | 3.7678e-05 | 3.7392e-05 | 3.7424e-05 | 3.734e-05 | 0.00057327 | 0.00057327 | 0.00038569 | 0.00024035 | 8.6759e-05 | 0.2704 | RAC | 0.13565 | 0 |  |  |  | x | #REF! | #REF! | 63.981 | 407.6962
LO12Med | New | RAC | Residential | HVAC | 0.00044747 | 8.8224e-05 | 3.264 | 776.9344 | >200 | >100 | Multifamily - Low Rise | RAC_CZ2 | 2.375e-05 | 4.6989e-05 | 7.0128e-05 | 9.3761e-05 | 0.00011564 | 0.00013315 | 0.00014841 | 0.00016139 | 0.00017356 | 0.00018429 | 0.00018813 | 0.00019446 | 0.00020106 | 0.00020679 | 0.00020753 | 0.00021031 | 0.00020994 | 0.00020835 | 0.00020852 | 0.00020806 | 0.0031942 | 0.0031942 | 0.002149 | 0.0013392 | 0.00048342 | 2.4817 | RAC | 0.083974 | 0 |  |  |  | x | #REF! | #REF! | 65.242 | 711.6923
LO12Med | New | RAC | Residential | HVAC | 0.00025916 | 5.1096e-05 | 1.8904 | 1359.2001 | >200 | >100 | Multifamily - Low Rise | RAC_CZ1 | 3.9738e-05 | 7.8621e-05 | 0.00011734 | 0.00015688 | 0.00019348 | 0.00022279 | 0.00024832 | 0.00027004 | 0.0002904 | 0.00030835 | 0.00031477 | 0.00032536 | 0.00033642 | 0.000346 | 0.00034723 | 0.00035189 | 0.00035127 | 0.0003486 | 0.0003489 | 0.00034812 | 0.0053445 | 0.0053445 | 0.0035957 | 0.0022407 | 0.00080884 | 7.2642 | RAC | 0.048635 | 0 |  |  |  | x | #REF! | #REF! | 66.1044 | 1293.0956
LO12Med | New | RAC | Residential | HVAC | 0.00072281 | 0.00014251 | 5.2725 | 471.6772 | >200 | >100 | Multifamily - High Rise | RAC_CZ3 | 1.2414e-06 | 2.4415e-06 | 3.6514e-06 | 4.9015e-06 | 6.0794e-06 | 7.0188e-06 | 7.8515e-06 | 8.5876e-06 | 9.2675e-06 | 9.8576e-06 | 1.0042e-05 | 1.0363e-05 | 1.0718e-05 | 1.101e-05 | 1.1032e-05 | 1.1167e-05 | 1.1138e-05 | 1.1011e-05 | 1.0959e-05 | 1.089e-05 | 0.00016923 | 0.00016923 | 0.00011406 | 7.094e-05 | 2.5334e-05 | 0.079821 | RAC | 0.13565 | 0 |  |  |  | x | #REF! | #REF! | 63.981 | 407.6962
LO12Med | New | RAC | Residential | HVAC | 0.00044747 | 8.8224e-05 | 3.264 | 776.9344 | >200 | >100 | Multifamily - High Rise | RAC_CZ2 | 6.917e-06 | 1.3604e-05 | 2.0345e-05 | 2.7311e-05 | 3.3874e-05 | 3.9109e-05 | 4.3748e-05 | 4.785e-05 | 5.1638e-05 | 5.4926e-05 | 5.5954e-05 | 5.774e-05 | 5.9721e-05 | 6.1349e-05 | 6.147e-05 | 6.222e-05 | 6.2061e-05 | 6.1354e-05 | 6.1063e-05 | 6.068e-05 | 0.00094293 | 0.00094293 | 0.00063556 | 0.00039528 | 0.00014116 | 0.7326 | RAC | 0.083974 | 0 |  |  |  | x | #REF! | #REF! | 65.242 | 711.6923
LO12Med | New | RAC | Residential | HVAC | 0.00025916 | 5.1096e-05 | 1.8904 | 1359.2001 | >200 | >100 | Multifamily - High Rise | RAC_CZ1 | 1.1573e-05 | 2.2762e-05 | 3.4041e-05 | 4.5696e-05 | 5.6678e-05 | 6.5436e-05 | 7.3198e-05 | 8.0062e-05 | 8.64e-05 | 9.1901e-05 | 9.3622e-05 | 9.6609e-05 | 9.9924e-05 | 0.00010265 | 0.00010285 | 0.0001041 | 0.00010384 | 0.00010266 | 0.00010217 | 0.00010153 | 0.0015777 | 0.0015777 | 0.0010634 | 0.00066137 | 0.00023619 | 2.1444 | RAC | 0.048635 | 0 |  |  |  | x | #REF! | #REF! | 66.1044 | 1293.0956
LO12Med | New | RAC | Residential | HVAC | 0.00072281 | 0.00014251 | 5.2725 | 471.6772 | >200 | >100 | Manufactured | RAC_CZ3 | 0 | 0 | 0 | 0 | 0 | 0 | 0 | 0 | 0 | 0 | 0 | 0 | 0 | 0 | 0 | 0 | 0 | 0 | 0 | 0 | 0 | 0 | 0 | 0 | 0 | 0 | RAC | 0.13565 | 0 |  |  |  | x | #REF! | #REF! | 63.981 | 407.6962
LO12Med | New | RAC | Residential | HVAC | 0.00044747 | 8.8224e-05 | 3.264 | 776.9344 | >200 | >100 | Manufactured | RAC_CZ2 | 1.5137e-07 | 3.0803e-07 | 4.7252e-07 | 6.4875e-07 | 8.2103e-07 | 9.6837e-07 | 1.1053e-06 | 1.2309e-06 | 1.3542e-06 | 1.4692e-06 | 1.5299e-06 | 1.6127e-06 | 1.7e-06 | 1.7801e-06 | 1.8178e-06 | 1.8731e-06 | 1.9019e-06 | 1.9169e-06 | 1.9478e-06 | 1.9718e-06 | 2.6582e-05 | 2.6582e-05 | 1.697e-05 | 1.0059e-05 | 3.3701e-06 | 0.020652 | RAC | 0.083974 | 0 |  |  |  | x | #REF! | #REF! | 65.242 | 711.6923
LO12Med | New | RAC | Residential | HVAC | 0.00025916 | 5.1096e-05 | 1.8904 | 1359.2001 | >200 | >100 | Manufactured | RAC_CZ1 | 6.243e-08 | 1.2704e-07 | 1.9488e-07 | 2.6757e-07 | 3.3862e-07 | 3.9939e-07 | 4.5586e-07 | 5.0766e-07 | 5.585e-07 | 6.0593e-07 | 6.31e-07 | 6.6515e-07 | 7.0116e-07 | 7.3419e-07 | 7.4971e-07 | 7.7254e-07 | 7.8441e-07 | 7.9059e-07 | 8.0336e-07 | 8.1326e-07 | 1.0963e-05 | 1.0963e-05 | 6.9991e-06 | 4.1489e-06 | 1.3899e-06 | 0.014901 | RAC | 0.048635 | 0 |  |  |  | x | #REF! | #REF! | 66.1044 | 1293.0956
LO12Med | NR | RAC | Residential | HVAC | 0.00072281 | 0.00014251 | 5.2725 | 471.6772 | >200 | >100 | Single Family | RAC_CZ3 | 5.5034e-05 | 0.00010982 | 0.00016435 | 0.00021864 | 0.00027268 | 0.00032103 | 0.00035939 | 0.00038977 | 0.00041379 | 0.00047463 | 0.00048503 | 0.00049203 | 0.00049643 | 0.00032792 | 0 | 0 | 0 | 0 | 0 | 0 | 0.0045805 | 0.0045805 | 0.0045805 | 0.0032642 | 0.0011416 | 2.1605 | RAC | 0.13565 | 0 |  |  |  | x | #REF! | #REF! | 63.981 | 407.6962
LO12Med | NR | RAC | Residential | HVAC | 0.00044747 | 8.8224e-05 | 3.264 | 776.9344 | >200 | >100 | Single Family | RAC_CZ2 | 9.526e-05 | 0.00019009 | 0.00028448 | 0.00037845 | 0.00047199 | 0.00055568 | 0.00062208 | 0.00067467 | 0.00071624 | 0.00082156 | 0.00083956 | 0.00085168 | 0.00085929 | 0.00056761 | 0 | 0 | 0 | 0 | 0 | 0 | 0.0079286 | 0.0079286 | 0.0079286 | 0.0056501 | 0.001976 | 6.16 | RAC | 0.083974 | 0 |  |  |  | x | #REF! | #REF! | 65.242 | 711.6923
LO12Med | NR | RAC | Residential | HVAC | 0.00025916 | 5.1096e-05 | 1.8904 | 1359.2 | >200 | >100 | Single Family | RAC_CZ1 | 0.00022462 | 0.00044823 | 0.00067081 | 0.00089239 | 0.001113 | 0.0013103 | 0.0014669 | 0.0015909 | 0.0016889 | 0.0019372 | 0.0019797 | 0.0020083 | 0.0020262 | 0.0013384 | 0 | 0 | 0 | 0 | 0 | 0 | 0.018696 | 0.018696 | 0.018696 | 0.013323 | 0.0046593 | 25.4113 | RAC | 0.048635 | 0 |  |  |  | x | #REF! | #REF! | 66.1044 | 1293.0956
LO12Med | NR | RAC | Residential | HVAC | 0.00072281 | 0.00014251 | 5.2725 | 471.6772 | >200 | >100 | Multifamily - Low Rise | RAC_CZ3 | 2.2134e-05 | 4.4168e-05 | 6.6102e-05 | 8.7936e-05 | 0.00010967 | 0.00012912 | 0.00014454 | 0.00015676 | 0.00016642 | 0.00020825 | 0.00021511 | 0.00022061 | 0.00022514 | 0.0002281 | 0.00013517 | 0 | 0 | 0 | 0 | 0 | 0.0021592 | 0.0021592 | 0.0021592 | 0.0013502 | 0.00045913 | 1.0185 | RAC | 0.13565 | 0 |  |  |  | x | #REF! | #REF! | 63.981 | 407.6962
LO12Med | NR | RAC | Residential | HVAC | 0.00044747 | 8.8224e-05 | 3.264 | 776.9344 | >200 | >100 | Multifamily - Low Rise | RAC_CZ2 | 0.00012333 | 0.0002461 | 0.00036832 | 0.00048997 | 0.00061107 | 0.00071943 | 0.00080539 | 0.00087348 | 0.0009273 | 0.0011603 | 0.0011986 | 0.0012292 | 0.0012545 | 0.0012709 | 0.00075318 | 0 | 0 | 0 | 0 | 0 | 0.012031 | 0.012031 | 0.012031 | 0.0075233 | 0.0025582 | 9.3474 | RAC | 0.083974 | 0 |  |  |  | x | #REF! | #REF! | 65.242 | 711.6923
LO12Med | NR | RAC | Residential | HVAC | 0.00025916 | 5.1096e-05 | 1.8904 | 1359.2 | >200 | >100 | Multifamily - Low Rise | RAC_CZ1 | 0.00020636 | 0.00041177 | 0.00061626 | 0.00081981 | 0.0010224 | 0.0012037 | 0.0013476 | 0.0014615 | 0.0015515 | 0.0019415 | 0.0020054 | 0.0020567 | 0.002099 | 0.0021265 | 0.0012602 | 0 | 0 | 0 | 0 | 0 | 0.02013 | 0.02013 | 0.02013 | 0.012588 | 0.0042804 | 27.3611 | RAC | 0.048635 | 0 |  |  |  | x | #REF! | #REF! | 66.1044 | 1293.0956
LO12Med | NR | RAC | Residential | HVAC | 0.00072281 | 0.00014251 | 5.2725 | 471.6772 | >200 | >100 | Multifamily - High Rise | RAC_CZ3 | 6.5498e-06 | 1.307e-05 | 1.956e-05 | 2.6021e-05 | 3.2453e-05 | 3.8207e-05 | 4.2772e-05 | 4.6388e-05 | 4.9247e-05 | 6.1463e-05 | 6.3429e-05 | 6.5072e-05 | 6.6453e-05 | 6.7387e-05 | 4.0023e-05 | 0 | 0 | 0 | 0 | 0 | 0.0006381 | 0.0006381 | 0.0006381 | 0.00039916 | 0.00013586 | 0.30098 | RAC | 0.13565 | 0 |  |  |  | x | #REF! | #REF! | 63.981 | 407.6962
LO12Med | NR | RAC | Residential | HVAC | 0.00044747 | 8.8224e-05 | 3.264 | 776.9344 | >200 | >100 | Multifamily - High Rise | RAC_CZ2 | 3.6495e-05 | 7.2825e-05 | 0.00010899 | 0.00014499 | 0.00018082 | 0.00021289 | 0.00023833 | 0.00025847 | 0.0002744 | 0.00034247 | 0.00035342 | 0.00036258 | 0.00037027 | 0.00037548 | 0.00022301 | 0 | 0 | 0 | 0 | 0 | 0.0035554 | 0.0035554 | 0.0035554 | 0.0022241 | 0.00075701 | 2.7623 | RAC | 0.083974 | 0 |  |  |  | x | #REF! | #REF! | 65.242 | 711.6923
LO12Med | NR | RAC | Residential | HVAC | 0.00025916 | 5.1096e-05 | 1.8904 | 1359.2001 | >200 | >100 | Multifamily - High Rise | RAC_CZ1 | 6.1063e-05 | 0.00012185 | 0.00018236 | 0.00024259 | 0.00030255 | 0.0003562 | 0.00039876 | 0.00043247 | 0.00045912 | 0.00057302 | 0.00059134 | 0.00060666 | 0.00061953 | 0.00062824 | 0.00037313 | 0 | 0 | 0 | 0 | 0 | 0.0059489 | 0.0059489 | 0.0059489 | 0.0037213 | 0.0012666 | 8.0857 | RAC | 0.048635 | 0 |  |  |  | x | #REF! | #REF! | 66.1044 | 1293.0956
LO12Med | NR | RAC | Residential | HVAC | 0.00072281 | 0.00014251 | 5.2725 | 471.6772 | >200 | >100 | Manufactured | RAC_CZ3 | 0 | 0 | 0 | 0 | 0 | 0 | 0 | 0 | 0 | 0 | 0 | 0 | 0 | 0 | 0 | 0 | 0 | 0 | 0 | 0 | 0 | 0 | 0 | 0 | 0 | 0 | RAC | 0.13565 | 0 |  |  |  | x | #REF! | #REF! | 63.981 | 407.6962
LO12Med | NR | RAC | Residential | HVAC | 0.00044747 | 8.8224e-05 | 3.264 | 776.9344 | >200 | >100 | Manufactured | RAC_CZ2 | 2.4052e-06 | 4.759e-06 | 7.0621e-06 | 9.3156e-06 | 1.152e-05 | 1.3448e-05 | 1.4928e-05 | 1.6054e-05 | 1.6899e-05 | 1.8612e-05 | 1.8988e-05 | 1.9213e-05 | 1.5385e-05 | 0 | 0 | 0 | 0 | 0 | 0 | 0 | 0.00016859 | 0.00016859 | 0.00016859 | 0.00013399 | 4.851e-05 | 0.13098 | RAC | 0.083974 | 0 |  |  |  | x | #REF! | #REF! | 65.242 | 711.6923
LO12Med | NR | RAC | Residential | HVAC | 0.00025916 | 5.1096e-05 | 1.8904 | 1359.2 | >200 | >100 | Manufactured | RAC_CZ1 | 9.9199e-07 | 1.9628e-06 | 2.9127e-06 | 3.8421e-06 | 4.7513e-06 | 5.5466e-06 | 6.157e-06 | 6.6211e-06 | 6.9698e-06 | 7.6763e-06 | 7.8315e-06 | 7.9241e-06 | 6.3454e-06 | 0 | 0 | 0 | 0 | 0 | 0 | 0 | 6.9533e-05 | 6.9533e-05 | 6.9533e-05 | 5.5263e-05 | 2.0007e-05 | 0.094509 | RAC | 0.048635 | 0 |  |  |  | x | #REF! | #REF! | 66.1044 | 1293.0956
Retro5Med | Retro | ResWx | Residential | HVAC | 0.35476 | 0.42442 | 2221.0547 | 17.6989 | 10-20 | <40 | Single Family | Attic - R0 to R38 - Heating Zone 2/3 (Electric FAF) | 0.00060274 | 0.00073838 | 0.00090151 | 0.0010441 | 0.0011883 | 0.0013861 | 0.0015171 | 0.0015463 | 0.0014539 | 0.0012469 | 0.00096272 | 0.0006357 | 0.00020085 | 0 | 0 | 0 | 0 | 0 | 0 | 0 | 0.013425 | 0.013425 | 0.013425 | 0.012588 | 0.0058611 | 0.2376 | ResWx | 1.2548 | 1 | x | x | x | x | #REF! | #REF! | 22.2086 | -4.5096 | 1.2548
Retro5Med | Retro | ResWx | Residential | HVAC | 0.1915 | 0.22431 | 1229.693 | 24.8308 | 20-30 | <40 | Single Family | Duct Insulation - R0 to R11 - Heating Zone 1 (Electric FAF) | 0.55413 | 0.67883 | 0.82881 | 0.95993 | 1.0924 | 1.2743 | 1.3947 | 1.4216 | 1.3366 | 1.1463 | 0.88508 | 0.58443 | 0.18465 | 0 | 0 | 0 | 0 | 0 | 0 | 0 | 12.3419 | 12.3419 | 12.3419 | 11.5728 | 5.3884 | 306.4599 | ResWx | 1.0687 | 1 | x | x | x | x | #REF! | #REF! | 26.536 | -1.7052 | 1.0687
Retro5Med | Retro | ResWx | Residential | HVAC | 0.35993 | 0.43061 | 2253.4681 | 25.9306 | 20-30 | <40 | Single Family | Attic - R0 to R49 - Heating Zone 2/3 (Electric FAF) | 0.0047333 | 0.0057985 | 0.0070796 | 0.0081996 | 0.0093314 | 0.010885 | 0.011914 | 0.012143 | 0.011417 | 0.0097919 | 0.0075602 | 0.0049921 | 0.0015773 | 0 | 0 | 0 | 0 | 0 | 0 | 0 | 0.10542 | 0.10542 | 0.10542 | 0.098853 | 0.046027 | 2.7337 | ResWx | 1.0585 | 1 | x | x | x | x | #REF! | #REF! | 27.4487 | -1.5181 | 1.0585
Retro5Med | Retro | ResWx | Residential | HVAC | 0.23978 | 0.28087 | 1539.7516 | 38.054 | 30-40 | <40 | Single Family | Attic - R0 to R38 - Heating Zone 1 (Electric FAF) | 5.3834e-05 | 6.595e-05 | 8.052e-05 | 9.3259e-05 | 0.00010613 | 0.0001238 | 0.0001355 | 0.00013811 | 0.00012986 | 0.00011137 | 8.5987e-05 | 5.6778e-05 | 1.7939e-05 | 0 | 0 | 0 | 0 | 0 | 0 | 0 | 0.001199 | 0.001199 | 0.001199 | 0.0011243 | 0.00052349 | 0.045628 | ResWx | 0.84803 | 0 | x | x | x | x | #REF! | #REF! | 32.2709 | 5.7832 | 0.84803
Retro5Med | Retro | ResWx | Residential | HVAC | 0.17836 | 0.21225 | 1093.3127 | 63.0196 | 60-70 | 40-100 | Single Family | Attic - R0 to R38 - Heating Zone 2/3 (Zonal or DHP) | 0.002399 | 0.0029389 | 0.0035882 | 0.0041559 | 0.0047296 | 0.0055169 | 0.0060384 | 0.0061546 | 0.0057868 | 0.004963 | 0.0038318 | 0.0025302 | 0.00079942 | 0 | 0 | 0 | 0 | 0 | 0 | 0 | 0.053433 | 0.053433 | 0.053433 | 0.050103 | 0.023329 | 3.3673 | ResWx | 0.6209 | 0 | x | x | x | x | #REF! | #REF! | 39.1291 | 23.8905 | 0.6209
Retro5Med | Retro | ResWx | Residential | HVAC | 0.24289 | 0.28451 | 1559.718 | 50.0499 | 50-60 | 40-100 | Single Family | Attic - R0 to R49 - Heating Zone 1 (Electric FAF) | 0.00042208 | 0.00051707 | 0.00063131 | 0.00073119 | 0.00083212 | 0.00097063 | 0.0010624 | 0.0010828 | 0.0010181 | 0.00087318 | 0.00067417 | 0.00044516 | 0.00014065 | 0 | 0 | 0 | 0 | 0 | 0 | 0 | 0.0094009 | 0.0094009 | 0.0094009 | 0.0088151 | 0.0041044 | 0.47051 | ResWx | 0.71425 | 0 | x | x | x | x | #REF! | #REF! | 35.748 | 14.3019 | 0.71425
Retro5Med | Retro | ResWx | Residential | HVAC | 0.14281 | 0.17784 | 830.8488 | 90.0323 | 90-100 | 40-100 | Single Family | Attic - R0 to R38 - Heating Zone 2/3 (Heat Pump) | 0.00074844 | 0.00091688 | 0.0011195 | 0.0012966 | 0.0014755 | 0.0017212 | 0.0018838 | 0.0019201 | 0.0018054 | 0.0015483 | 0.0011954 | 0.00078938 | 0.0002494 | 0 | 0 | 0 | 0 | 0 | 0 | 0 | 0.01667 | 0.01667 | 0.01667 | 0.015631 | 0.007278 | 1.5008 | ResWx | 0.4902 | 0 | x | x | x | x | #REF! | #REF! | 44.1341 | 45.8981 | 0.4902
Retro5Med | Retro | ResWx | Residential | HVAC | 0.18088 | 0.21525 | 1108.7851 | 79.7887 | 70-80 | 40-100 | Single Family | Attic - R0 to R49 - Heating Zone 2/3 (Zonal or DHP) | 0.018831 | 0.023069 | 0.028166 | 0.032622 | 0.037125 | 0.043305 | 0.047398 | 0.048311 | 0.045424 | 0.038957 | 0.030078 | 0.019861 | 0.0062751 | 0 | 0 | 0 | 0 | 0 | 0 | 0 | 0.41942 | 0.41942 | 0.41942 | 0.39329 | 0.18312 | 33.4652 | ResWx | 0.52356 | 0 | x | x | x | x | #REF! | #REF! | 41.7745 | 38.0141 | 0.52356
Retro5Med | Retro | ResWx | Residential | HVAC | 0.13941 | 0.16679 | 872.8392 | 44.8999 | 40-50 | 40-100 | Single Family | Duct Insulation - R0 to R11 - Heating Zone 2/3 (Electric FAF) | 0.10593 | 0.12976 | 0.15843 | 0.1835 | 0.20883 | 0.24359 | 0.26662 | 0.27175 | 0.25551 | 0.21913 | 0.16919 | 0.11172 | 0.035297 | 0 | 0 | 0 | 0 | 0 | 0 | 0 | 2.3593 | 2.3593 | 2.3593 | 2.2122 | 1.03 | 105.9302 | ResWx | 0.7781 | 0 | x | x | x | x | #REF! | #REF! | 34.9367 | 9.9632 | 0.7781
Retro5Med | Retro | ResWx | Residential | HVAC | 0.14512 | 0.18073 | 844.3172 | 111.8135 | 110-120 | >100 | Single Family | Attic - R0 to R49 - Heating Zone 2/3 (Heat Pump) | 0.0058869 | 0.0072117 | 0.008805 | 0.010198 | 0.011606 | 0.013538 | 0.014817 | 0.015103 | 0.0142 | 0.012178 | 0.0094028 | 0.0062088 | 0.0019617 | 0 | 0 | 0 | 0 | 0 | 0 | 0 | 0.13112 | 0.13112 | 0.13112 | 0.12295 | 0.057245 | 14.6606 | ResWx | 0.41419 | 0 | x | x | x | x | #REF! | #REF! | 46.3125 | 65.5011 | 0.41419
Retro5Med | Retro | ResWx | Residential | HVAC | 0.13178 | 0.15681 | 884.8494 | 86.4014 | 80-90 | 40-100 | Single Family | Attic - R0 to R38 - Heating Zone 1 (Heat Pump) | 0.015021 | 0.018401 | 0.022466 | 0.026021 | 0.029613 | 0.034542 | 0.037807 | 0.038535 | 0.036232 | 0.031074 | 0.023992 | 0.015842 | 0.0050053 | 0 | 0 | 0 | 0 | 0 | 0 | 0 | 0.33455 | 0.33455 | 0.33455 | 0.3137 | 0.14606 | 28.9057 | ResWx | 0.48197 | 0 | x | x | x | x | #REF! | #REF! | 41.6431 | 44.7583 | 0.48197
Retro5Med | Retro | ResWx | Residential | HVAC | 0.14349 | 0.16074 | 930.3425 | 80.3075 | 80-90 | 40-100 | Single Family | Attic - R0 to R38 - Heating Zone 1 (Zonal or DHP) | 0.028495 | 0.034907 | 0.042619 | 0.049362 | 0.056176 | 0.065527 | 0.071721 | 0.073102 | 0.068733 | 0.058948 | 0.045513 | 0.030053 | 0.0094952 | 0 | 0 | 0 | 0 | 0 | 0 | 0 | 0.63465 | 0.63465 | 0.63465 | 0.5951 | 0.27709 | 50.9673 | ResWx | 0.51058 | 0 | x | x | x | x | #REF! | #REF! | 41.0037 | 39.3039 | 0.51058
Retro5Med | Retro | ResWx | Residential | HVAC | 0.29857 | 0.35719 | 1869.2587 | 43.7731 | 40-50 | 40-100 | Single Family | Wall - R0 to R11 - Heating Zone 2/3 (Electric FAF) | 0.003863 | 0.0047324 | 0.0057779 | 0.006692 | 0.0076158 | 0.0088836 | 0.0097233 | 0.0099105 | 0.0093182 | 0.0079916 | 0.0061702 | 0.0040743 | 0.0012873 | 0 | 0 | 0 | 0 | 0 | 0 | 0 | 0.08604 | 0.08604 | 0.08604 | 0.080679 | 0.037565 | 3.7662 | ResWx | 0.79054 | 0 | x | x | x | x | #REF! | #REF! | 34.6045 | 9.1686 | 0.79054
Retro5Med | Retro | ResWx | Residential | HVAC | 0.19916 | 0.23701 | 1220.863 | 80.7243 | 80-90 | 40-100 | Single Family | Wall - R0 to R11 - Heating Zone 2/3 (Zonal or DHP) | 0.19242 | 0.23572 | 0.2878 | 0.33333 | 0.37935 | 0.4425 | 0.48432 | 0.49365 | 0.46415 | 0.39807 | 0.30734 | 0.20294 | 0.064119 | 0 | 0 | 0 | 0 | 0 | 0 | 0 | 4.2857 | 4.2857 | 4.2857 | 4.0186 | 1.8711 | 345.9607 | ResWx | 0.51902 | 0 | x | x | x | x | #REF! | #REF! | 41.8979 | 38.8264
Retro5Med | Retro | ResWx | Residential | HVAC | 0.1335 | 0.15886 | 896.4292 | 107.2601 | 100-110 | >100 | Single Family | Attic - R0 to R49 - Heating Zone 1 (Heat Pump) | 0.11778 | 0.14429 | 0.17617 | 0.20404 | 0.2322 | 0.27086 | 0.29646 | 0.30216 | 0.28411 | 0.24366 | 0.18813 | 0.12422 | 0.039248 | 0 | 0 | 0 | 0 | 0 | 0 | 0 | 2.6233 | 2.6233 | 2.6233 | 2.4598 | 1.1453 | 281.3773 | ResWx | 0.40599 | 0 | x | x | x | x | #REF! | #REF! | 43.5463 | 63.7139
Retro5Med | Retro | ResWx | Residential | HVAC | 0.14561 | 0.16311 | 944.049 | 99.9421 | 90-100 | 40-100 | Single Family | Attic - R0 to R49 - Heating Zone 1 (Zonal or DHP) | 0.2238 | 0.27416 | 0.33473 | 0.38769 | 0.44121 | 0.51465 | 0.5633 | 0.57415 | 0.53983 | 0.46298 | 0.35746 | 0.23604 | 0.074576 | 0 | 0 | 0 | 0 | 0 | 0 | 0 | 4.9846 | 4.9846 | 4.9846 | 4.674 | 2.1763 | 498.1698 | ResWx | 0.43079 | 0 | x | x | x | x | #REF! | #REF! | 43.0537 | 56.8884
Retro5Med | Retro | ResWx | Residential | HVAC | 0.093153 | 0.11086 | 571.0275 | 109.1967 | 100-110 | >100 | Single Family | Floor - R0 to R19 - Heating Zone 2/3 (Zonal or DHP) | 0.06301 | 0.07719 | 0.094244 | 0.10915 | 0.12422 | 0.1449 | 0.1586 | 0.16165 | 0.15199 | 0.13035 | 0.10064 | 0.066456 | 0.020997 | 0 | 0 | 0 | 0 | 0 | 0 | 0 | 1.4034 | 1.4034 | 1.4034 | 1.3159 | 0.61272 | 153.2466 | ResWx | 0.41066 | 0 | x | x | x | x | #REF! | #REF! | 44.843 | 64.3537
Retro5Med | Retro | ResWx | Residential | HVAC | 0.10114 | 0.12036 | 619.9801 | 120.0772 | 120-130 | >100 | Single Family | Floor - R0 to R25 - Heating Zone 2/3 (Zonal or DHP) | 0.11232 | 0.1376 | 0.168 | 0.19458 | 0.22144 | 0.2583 | 0.28271 | 0.28816 | 0.27094 | 0.23236 | 0.1794 | 0.11846 | 0.037428 | 0 | 0 | 0 | 0 | 0 | 0 | 0 | 2.5017 | 2.5017 | 2.5017 | 2.3458 | 1.0922 | 300.3962 | ResWx | 0.38032 | 0 | x | x | x | x | #REF! | #REF! | 45.6676 | 74.4096
Retro5Med | Retro | ResWx | Residential | HVAC | 0.095063 | 0.11313 | 582.7307 | 107.7476 | 100-110 | >100 | Single Family | Attic - R11 to R38 - Heating Zone 2/3 (Zonal or DHP) | 0.014795 | 0.018125 | 0.022129 | 0.02563 | 0.029168 | 0.034023 | 0.037239 | 0.037956 | 0.035688 | 0.030607 | 0.023631 | 0.015604 | 0.0049301 | 0 | 0 | 0 | 0 | 0 | 0 | 0 | 0.32952 | 0.32952 | 0.32952 | 0.30899 | 0.14387 | 35.5054 | ResWx | 0.41507 | 0 | x | x |  | x | #REF! | #REF! | 44.7231 | 63.0245
Retro5Med | Retro | ResWx | Residential | HVAC | 0.10614 | 0.1263 | 650.6058 | 138.9322 | 130-140 | >100 | Single Family | Floor - R0 to R30 - Heating Zone 2/3 (Zonal or DHP) | 0.064408 | 0.078903 | 0.096335 | 0.11158 | 0.12698 | 0.14812 | 0.16212 | 0.16524 | 0.15536 | 0.13324 | 0.10288 | 0.067931 | 0.021463 | 0 | 0 | 0 | 0 | 0 | 0 | 0 | 1.4345 | 1.4345 | 1.4345 | 1.3451 | 0.62632 | 199.3043 | ResWx | 0.33715 | 0 | x | x | x | x | #REF! | #REF! | 46.8409 | 92.0913
Retro5Med | Retro | ResWx | Residential | HVAC | 0.13881 | 0.16259 | 891.3444 | 121.8009 | 120-130 | >100 | Single Family | Wall - R0 to R11 - Heating Zone 1 (Electric FAF) | 0.0094719 | 0.011604 | 0.014167 | 0.016408 | 0.018673 | 0.021782 | 0.023841 | 0.0243 | 0.022848 | 0.019595 | 0.015129 | 0.0099899 | 0.0031563 | 0 | 0 | 0 | 0 | 0 | 0 | 0 | 0.21096 | 0.21096 | 0.21096 | 0.19782 | 0.092106 | 25.6957 | ResWx | 0.36749 | 0 | x | x | x | x | #REF! | #REF! | 44.7607 | 77.0402
Retro5Med | Retro | ResWx | Residential | HVAC | 0.099283 | 0.11815 | 608.6014 | 134.856 | 130-140 | >100 | Single Family | Attic - R11 to R49 - Heating Zone 2/3 (Zonal or DHP) | 0.1196 | 0.14651 | 0.17888 | 0.20718 | 0.23578 | 0.27503 | 0.30103 | 0.30682 | 0.28849 | 0.24741 | 0.19103 | 0.12614 | 0.039853 | 0 | 0 | 0 | 0 | 0 | 0 | 0 | 2.6637 | 2.6637 | 2.6637 | 2.4978 | 1.163 | 359.2224 | ResWx | 0.34563 | 0 | x | x |  | x | #REF! | #REF! | 46.6104 | 88.2456
Retro5Med | Retro | ResWx | Residential | HVAC | 0.17489 | 0.20923 | 1094.9193 | 121.7861 | 120-130 | >100 | Single Family | Low-E storm window SP - Heating Zone 2/3 (Electric FAF) | 0.026464 | 0.03242 | 0.039583 | 0.045845 | 0.052173 | 0.060858 | 0.066611 | 0.067893 | 0.063836 | 0.054748 | 0.04227 | 0.027912 | 0.0088186 | 0 | 0 | 0 | 0 | 0 | 0 | 0 | 0.58943 | 0.58943 | 0.58943 | 0.5527 | 0.25734 | 71.7846 | ResWx | 0.3752 | 0 | x | x | x | x | #REF! | #REF! | 45.6944 | 76.0916
Retro5Med | Retro | ResWx | Residential | HVAC | 0.069967 | 0.078376 | 453.6313 | 145.9772 | 140-150 | >100 | Single Family | Floor - R0 to R19 - Heating Zone 1 (Zonal or DHP) | 0.14633 | 0.17926 | 0.21887 | 0.25349 | 0.28848 | 0.33651 | 0.36831 | 0.37541 | 0.35297 | 0.30272 | 0.23373 | 0.15433 | 0.048761 | 0 | 0 | 0 | 0 | 0 | 0 | 0 | 3.2592 | 3.2592 | 3.2592 | 3.0561 | 1.4229 | 475.765 | ResWx | 0.31526 | 0 | x | x | x | x | #REF! | #REF! | 46.0214 | 99.9558
Retro5Med | Retro | ResWx | Residential | HVAC | 0.075921 | 0.085046 | 492.2377 | 159.7798 | 150-160 | >100 | Single Family | Floor - R0 to R25 - Heating Zone 1 (Zonal or DHP) | 0.2607 | 0.31937 | 0.38993 | 0.45162 | 0.51396 | 0.59951 | 0.65618 | 0.66881 | 0.62884 | 0.53932 | 0.4164 | 0.27496 | 0.086872 | 0 | 0 | 0 | 0 | 0 | 0 | 0 | 5.8065 | 5.8065 | 5.8065 | 5.4446 | 2.5351 | 927.7542 | ResWx | 0.2918 | 0 | x | x | x | x | #REF! | #REF! | 46.6242 | 113.1556
Retro5Med | Retro | ResWx | Residential | HVAC | 0.10511 | 0.12575 | 658.0829 | 91.6334 | 90-100 | 40-100 | Single Family | Floor - R0 to R19 - Heating Zone 2/3 (Electric FAF) | 0.0053766 | 0.0065866 | 0.0080418 | 0.0093141 | 0.0106 | 0.012364 | 0.013533 | 0.013794 | 0.012969 | 0.011123 | 0.0085878 | 0.0056707 | 0.0017916 | 0 | 0 | 0 | 0 | 0 | 0 | 0 | 0.11975 | 0.11975 | 0.11975 | 0.11229 | 0.052283 | 10.9733 | ResWx | 0.47081 | 0 | x | x | x | x | #REF! | #REF! | 43.1417 | 48.4917
Retro5Med | Retro | ResWx | Residential | HVAC | 0.095971 | 0.11482 | 600.8543 | 104.155 | 100-110 | >100 | Single Family | Attic - R11 to R38 - Heating Zone 2/3 (Electric FAF) | 0.0035284 | 0.0043225 | 0.0052774 | 0.0061123 | 0.0069561 | 0.008114 | 0.008881 | 0.0090519 | 0.008511 | 0.0072993 | 0.0056357 | 0.0037214 | 0.0011758 | 0 | 0 | 0 | 0 | 0 | 0 | 0 | 0.078587 | 0.078587 | 0.078587 | 0.07369 | 0.034311 | 8.1852 | ResWx | 0.42576 | 0 | x | x |  | x | #REF! | #REF! | 44.3446 | 59.8104
Retro5Med | Retro | ResWx | Residential | HVAC | 0.11309 | 0.12668 | 733.2078 | 153.9778 | 150-160 | >100 | Single Family | Wall - R0 to R11 - Heating Zone 1 (Zonal or DHP) | 0.34722 | 0.42537 | 0.51934 | 0.6015 | 0.68453 | 0.79849 | 0.87396 | 0.89079 | 0.83755 | 0.71831 | 0.5546 | 0.36621 | 0.1157 | 0 | 0 | 0 | 0 | 0 | 0 | 0 | 7.7336 | 7.7336 | 7.7336 | 7.2517 | 3.3765 | 1190.8005 | ResWx | 0.30123 | 0 | x | x | x | x | #REF! | #REF! | 46.3821 | 107.5957
Retro5Med | Retro | ResWx | Residential | HVAC | 0.060126 | 0.074877 | 349.8119 | 196.1058 | 190-200 | >100 | Single Family | Attic - R11 to R38 - Heating Zone 2/3 (Heat Pump) | 0.0047913 | 0.0058696 | 0.0071663 | 0.0083001 | 0.0094458 | 0.011018 | 0.01206 | 0.012292 | 0.011557 | 0.0099119 | 0.0076528 | 0.0050533 | 0.0015966 | 0 | 0 | 0 | 0 | 0 | 0 | 0 | 0.10671 | 0.10671 | 0.10671 | 0.10006 | 0.046591 | 20.9273 | ResWx | 0.25886 | 0 | x | x |  | x | #REF! | #REF! | 50.7641 | 145.3417
Retro5Med | Retro | ResWx | Residential | HVAC | 0.079667 | 0.089242 | 516.5215 | 183.5407 | 180-190 | >100 | Single Family | Floor - R0 to R30 - Heating Zone 1 (Zonal or DHP) | 0.14948 | 0.18312 | 0.22358 | 0.25895 | 0.2947 | 0.34376 | 0.37625 | 0.38349 | 0.36058 | 0.30924 | 0.23876 | 0.15766 | 0.049812 | 0 | 0 | 0 | 0 | 0 | 0 | 0 | 3.3294 | 3.3294 | 3.3294 | 3.1219 | 1.4536 | 611.0781 | ResWx | 0.25866 | 0 | x | x | x | x | #REF! | #REF! | 47.4755 | 136.0652
Retro5Med | Retro | ResWx | Residential | HVAC | 0.1133 | 0.13554 | 709.3185 | 102.0077 | 100-110 | >100 | Single Family | Floor - R0 to R25 - Heating Zone 2/3 (Electric FAF) | 0.0095149 | 0.011656 | 0.014231 | 0.016483 | 0.018758 | 0.021881 | 0.023949 | 0.02441 | 0.022951 | 0.019684 | 0.015198 | 0.010035 | 0.0031706 | 0 | 0 | 0 | 0 | 0 | 0 | 0 | 0.21192 | 0.21192 | 0.21192 | 0.19872 | 0.092524 | 21.6176 | ResWx | 0.43286 | 0 | x | x | x | x | #REF! | #REF! | 44.1549 | 57.8527
Retro5Med | Retro | ResWx | Residential | HVAC | 0.12507 | 0.14963 | 783.0405 | 180.9272 | 180-190 | >100 | Single Family | Low-E storm window DP - Heating Zone 2/3 (Electric FAF) | 0.037422 | 0.045844 | 0.055973 | 0.064828 | 0.073777 | 0.086058 | 0.094193 | 0.096006 | 0.090269 | 0.077417 | 0.059773 | 0.039469 | 0.01247 | 0 | 0 | 0 | 0 | 0 | 0 | 0 | 0.8335 | 0.8335 | 0.8335 | 0.78156 | 0.3639 | 150.8026 | ResWx | 0.26833 | 0 | x | x |  | x | #REF! | #REF! | 48.548 | 132.3791
Retro5Med | Retro | ResWx | Residential | HVAC | 0.063433 | 0.074303 | 407.3347 | 167.0322 | 160-170 | >100 | Single Family | Attic - R11 to R38 - Heating Zone 1 (Electric FAF) | 0.010328 | 0.012652 | 0.015447 | 0.017891 | 0.020361 | 0.02375 | 0.025995 | 0.026496 | 0.024912 | 0.021366 | 0.016496 | 0.010893 | 0.0034415 | 0 | 0 | 0 | 0 | 0 | 0 | 0 | 0.23003 | 0.23003 | 0.23003 | 0.21569 | 0.10043 | 38.4222 | ResWx | 0.28138 | 0 | x | x |  | x | #REF! | #REF! | 46.9989 | 120.0333
Retro5Med | Retro | ResWx | Residential | HVAC | 0.058363 | 0.065378 | 378.3979 | 182.0945 | 180-190 | >100 | Single Family | Attic - R11 to R38 - Heating Zone 1 (Zonal or DHP) | 0.03733 | 0.045731 | 0.055834 | 0.064667 | 0.073594 | 0.085844 | 0.093959 | 0.095768 | 0.090045 | 0.077225 | 0.059624 | 0.039371 | 0.012439 | 0 | 0 | 0 | 0 | 0 | 0 | 0 | 0.83143 | 0.83143 | 0.83143 | 0.77962 | 0.363 | 151.399 | ResWx | 0.26047 | 0 | x | x |  | x | #REF! | #REF! | 47.4293 | 134.6652
Retro5Med | Retro | ResWx | Residential | HVAC | 0.10186 | 0.12186 | 637.7139 | 127.9361 | 120-130 | >100 | Single Family | Attic - R11 to R49 - Heating Zone 2/3 (Electric FAF) | 0.028985 | 0.035508 | 0.043353 | 0.050212 | 0.057143 | 0.066655 | 0.072956 | 0.07436 | 0.069916 | 0.059963 | 0.046296 | 0.03057 | 0.0096586 | 0 | 0 | 0 | 0 | 0 | 0 | 0 | 0.64558 | 0.64558 | 0.64558 | 0.60535 | 0.28186 | 82.5925 | ResWx | 0.36028 | 0 | x | x |  | x | #REF! | #REF! | 46.0928 | 81.8433
Retro5Med | Retro | ResWx | Residential | HVAC | 0.19007 | 0.22619 | 1165.1049 | 112.3641 | 110-120 | >100 | Single Family | Low-E storm window DP - Heating Zone 2/3 (Zonal or DHP) | 0.25385 | 0.31098 | 0.37968 | 0.43975 | 0.50045 | 0.58376 | 0.63894 | 0.65124 | 0.61232 | 0.52515 | 0.40546 | 0.26773 | 0.084589 | 0 | 0 | 0 | 0 | 0 | 0 | 0 | 5.6539 | 5.6539 | 5.6539 | 5.3016 | 2.4685 | 635.2943 | ResWx | 0.40134 | 0 | x | x |  | x | #REF! | #REF! | 45.0963 | 67.2678
Retro5Med | Retro | ResWx | Residential | HVAC | 0.11833 | 0.14156 | 740.8234 | 119.1805 | 110-120 | >100 | Single Family | Floor - R0 to R30 - Heating Zone 2/3 (Electric FAF) | 0.0054302 | 0.0066523 | 0.0081219 | 0.0094069 | 0.010705 | 0.012487 | 0.013668 | 0.013931 | 0.013098 | 0.011234 | 0.0086733 | 0.0057272 | 0.0018095 | 0 | 0 | 0 | 0 | 0 | 0 | 0 | 0.12094 | 0.12094 | 0.12094 | 0.11341 | 0.052804 | 14.4143 | ResWx | 0.3819 | 0 | x | x | x | x | #REF! | #REF! | 45.5155 | 73.665
Retro5Med | Retro | ResWx | Residential | HVAC | 0.06331 | 0.078843 | 368.3365 | 239.0698 | >200 | >100 | Single Family | Attic - R11 to R49 - Heating Zone 2/3 (Heat Pump) | 0.039048 | 0.047836 | 0.058405 | 0.067645 | 0.076982 | 0.089797 | 0.098285 | 0.10018 | 0.09419 | 0.080781 | 0.06237 | 0.041184 | 0.013012 | 0 | 0 | 0 | 0 | 0 | 0 | 0 | 0.86971 | 0.86971 | 0.86971 | 0.81552 | 0.37971 | 207.9216 | ResWx | 0.21732 | 0 | x | x |  | x | #REF! | #REF! | 51.9546 | 187.1152
Retro5Med | Retro | ResWx | Residential | HVAC | 0.10734 | 0.13368 | 624.5086 | 182.2816 | 180-190 | >100 | Single Family | Wall - R0 to R11 - Heating Zone 2/3 (Heat Pump) | 0.010264 | 0.012574 | 0.015352 | 0.017781 | 0.020236 | 0.023604 | 0.025836 | 0.026333 | 0.024759 | 0.021234 | 0.016395 | 0.010826 | 0.0034204 | 0 | 0 | 0 | 0 | 0 | 0 | 0 | 0.22862 | 0.22862 | 0.22862 | 0.21437 | 0.099813 | 41.6724 | ResWx | 0.27583 | 0 | x | x | x | x | #REF! | #REF! | 50.2779 | 132.0037
Retro5Med | Retro | ResWx | Residential | HVAC | 0.084896 | 0.10103 | 520.4091 | 285.2322 | >200 | >100 | Single Family | Low-E storm window SP - Heating Zone 2/3 (Zonal or DHP) | 0.048484 | 0.059395 | 0.072517 | 0.08399 | 0.095583 | 0.11149 | 0.12203 | 0.12438 | 0.11695 | 0.1003 | 0.07744 | 0.051135 | 0.016156 | 0 | 0 | 0 | 0 | 0 | 0 | 0 | 1.0799 | 1.0799 | 1.0799 | 1.0126 | 0.47146 | 308.0107 | ResWx | 0.17926 | 0 | x | x | x | x | #REF! | #REF! | 51.1319 | 234.1003
Retro5Med | Retro | ResWx | Residential | HVAC | 0.06796 | 0.084634 | 395.3923 | 129.4017 | 120-130 | >100 | Single Family | Duct Insulation - R0 to R11 - Heating Zone 2/3 (Heat Pump) | 0.088139 | 0.10797 | 0.13183 | 0.15269 | 0.17376 | 0.20269 | 0.22185 | 0.22612 | 0.2126 | 0.18234 | 0.14078 | 0.092959 | 0.02937 | 0 | 0 | 0 | 0 | 0 | 0 | 0 | 1.9631 | 1.9631 | 1.9631 | 1.8408 | 0.85708 | 254.0278 | ResWx | 0.3681 | 0 | x | x | x | x | #REF! | #REF! | 47.6333 | 81.7684
Retro5Med | Retro | ResWx | Residential | HVAC | 0.083447 | 0.097745 | 535.8498 | 277.4164 | >200 | >100 | Single Family | Low-E storm window DP - Heating Zone 1 (Electric FAF) | 0.063001 | 0.07718 | 0.094231 | 0.10914 | 0.1242 | 0.14488 | 0.15858 | 0.16163 | 0.15197 | 0.13033 | 0.10063 | 0.066447 | 0.020994 | 0 | 0 | 0 | 0 | 0 | 0 | 0 | 1.4032 | 1.4032 | 1.4032 | 1.3158 | 0.61264 | 389.2742 | ResWx | 0.17901 | 0 | x | x |  | x | #REF! | #REF! | 49.6596 | 227.7568
Retro5Med | Retro | ResWx | Residential | HVAC | 0.067141 | 0.078645 | 431.1412 | 202.7366 | >200 | >100 | Single Family | Attic - R11 to R49 - Heating Zone 1 (Electric FAF) | 0.08461 | 0.10365 | 0.12655 | 0.14657 | 0.1668 | 0.19457 | 0.21296 | 0.21706 | 0.20409 | 0.17503 | 0.13514 | 0.089237 | 0.028194 | 0 | 0 | 0 | 0 | 0 | 0 | 0 | 1.8845 | 1.8845 | 1.8845 | 1.7671 | 0.82276 | 382.0534 | ResWx | 0.23745 | 0 | x | x |  | x | #REF! | #REF! | 48.1405 | 154.5961
Retro5Med | Retro | ResWx | Residential | HVAC | 0.061019 | 0.068353 | 395.619 | 223.5752 | >200 | >100 | Single Family | Attic - R11 to R49 - Heating Zone 1 (Zonal or DHP) | 0.30208 | 0.37007 | 0.45182 | 0.5233 | 0.59554 | 0.69468 | 0.76034 | 0.77498 | 0.72866 | 0.62493 | 0.4825 | 0.3186 | 0.10066 | 0 | 0 | 0 | 0 | 0 | 0 | 0 | 6.7282 | 6.7282 | 6.7282 | 6.3089 | 2.9375 | 1504.2495 | ResWx | 0.21712 | 0 | x | x |  | x | #REF! | #REF! | 48.5428 | 175.0325
Retro5Med | Retro | ResWx | Residential | HVAC | 0.091552 | 0.10256 | 593.583 | 248.2077 | >200 | >100 | Single Family | Low-E storm window DP - Heating Zone 1 (Zonal or DHP) | 0.4808 | 0.589 | 0.71913 | 0.8329 | 0.94787 | 1.1057 | 1.2102 | 1.2335 | 1.1598 | 0.99465 | 0.76795 | 0.50709 | 0.16022 | 0 | 0 | 0 | 0 | 0 | 0 | 0 | 10.7087 | 10.7087 | 10.7087 | 10.0414 | 4.6754 | 2657.9796 | ResWx | 0.19759 | 0 | x | x |  | x | #REF! | #REF! | 49.0444 | 199.1633
Retro5Med | Retro | ResWx | Residential | HVAC | 0.08532 | 0.095574 | 553.1726 | 268.2165 | >200 | >100 | Single Family | Low-E storm window SP - Heating Zone 1 (Zonal or DHP) | 0.27817 | 0.34078 | 0.41606 | 0.48189 | 0.54841 | 0.6397 | 0.70016 | 0.71364 | 0.671 | 0.57547 | 0.44431 | 0.29339 | 0.092695 | 0 | 0 | 0 | 0 | 0 | 0 | 0 | 6.1957 | 6.1957 | 6.1957 | 5.8096 | 2.705 | 1661.7809 | ResWx | 0.18414 | 0 | x | x | x | x | #REF! | #REF! | 49.39 | 218.8265
Retro5Med | Retro | ResWx | Residential | HVAC | 0.11048 | 0.12942 | 709.4697 | 203.1671 | >200 | >100 | Single Family | Low-E storm window SP - Heating Zone 1 (Electric FAF) | 0.10073 | 0.1234 | 0.15066 | 0.17449 | 0.19858 | 0.23164 | 0.25353 | 0.25841 | 0.24297 | 0.20838 | 0.16089 | 0.10624 | 0.033565 | 0 | 0 | 0 | 0 | 0 | 0 | 0 | 2.2435 | 2.2435 | 2.2435 | 2.1037 | 0.97949 | 455.8011 | ResWx | 0.23701 | 0 | x | x | x | x | #REF! | #REF! | 48.1521 | 155.015
Retro5Med | Retro | ResWx | Residential | HVAC | 0.026375 | 0.031385 | 177.1014 | 418.9102 | >200 | >100 | Single Family | Attic - R11 to R38 - Heating Zone 1 (Heat Pump) | 0.016397 | 0.020087 | 0.024525 | 0.028405 | 0.032326 | 0.037707 | 0.041271 | 0.042066 | 0.039552 | 0.033921 | 0.02619 | 0.017294 | 0.0054639 | 0 | 0 | 0 | 0 | 0 | 0 | 0 | 0.3652 | 0.3652 | 0.3652 | 0.34245 | 0.15945 | 152.988 | ResWx | 0.12099 | 0 | x | x |  | x | #REF! | #REF! | 50.6842 | 368.2259
Retro5Med | Retro | ResWx | Residential | HVAC | 0.041978 | 0.049171 | 269.5617 | 262.8985 | >200 | >100 | Single Family | Floor - R0 to R19 - Heating Zone 1 (Electric FAF) | 0.0035217 | 0.0043142 | 0.0052673 | 0.0061007 | 0.0069428 | 0.0080985 | 0.008864 | 0.0090347 | 0.0084947 | 0.0072854 | 0.0056249 | 0.0037142 | 0.0011735 | 0 | 0 | 0 | 0 | 0 | 0 | 0 | 0.078437 | 0.078437 | 0.078437 | 0.073549 | 0.034245 | 20.6209 | ResWx | 0.188 | 0 | x | x | x | x | #REF! | #REF! | 49.4258 | 213.4726
Retro5Med | Retro | ResWx | Residential | HVAC | 0.074718 | 0.088911 | 501.7163 | 237.5206 | >200 | >100 | Single Family | Wall - R0 to R11 - Heating Zone 1 (Heat Pump) | 0.11566 | 0.14169 | 0.173 | 0.20037 | 0.22803 | 0.26598 | 0.29113 | 0.29673 | 0.279 | 0.23928 | 0.18474 | 0.12199 | 0.038542 | 0 | 0 | 0 | 0 | 0 | 0 | 0 | 2.5761 | 2.5761 | 2.5761 | 2.4156 | 1.1247 | 611.8846 | ResWx | 0.20458 | 0 | x | x | x | x | #REF! | #REF! | 48.5908 | 188.9298
Retro5Med | Retro | ResWx | Residential | HVAC | 0.053304 | 0.063433 | 326.7488 | 211.1509 | >200 | >100 | Single Family | Floor - R19 to R30 - Heating Zone 2/3 (Zonal or DHP) | 0.023435 | 0.028709 | 0.035051 | 0.040597 | 0.0462 | 0.053891 | 0.058985 | 0.060121 | 0.056528 | 0.04848 | 0.037431 | 0.024716 | 0.0078091 | 0 | 0 | 0 | 0 | 0 | 0 | 0 | 0.52195 | 0.52195 | 0.52195 | 0.48943 | 0.22788 | 110.2108 | ResWx | 0.23499 | 0 | x | x |  | x | #REF! | #REF! | 49.6175 | 161.5334
Retro5Med | Retro | ResWx | Residential | HVAC | 0.059328 | 0.070978 | 371.4409 | 199.6522 | 190-200 | >100 | Single Family | Attic - R19 to R49 - Heating Zone 2/3 (Electric FAF) | 0.0058416 | 0.0071563 | 0.0087374 | 0.01012 | 0.011517 | 0.013434 | 0.014703 | 0.014987 | 0.014091 | 0.012085 | 0.0093305 | 0.0061611 | 0.0019466 | 0 | 0 | 0 | 0 | 0 | 0 | 0 | 0.13011 | 0.13011 | 0.13011 | 0.122 | 0.056805 | 25.9766 | ResWx | 0.24613 | 0 | x | x |  | x | #REF! | #REF! | 49.1407 | 150.5115
Retro5Med | Retro | ResWx | Residential | HVAC | 0.02817 | 0.033521 | 189.1538 | 305.3508 | >200 | >100 | Single Family | Duct Insulation - R0 to R11 - Heating Zone 1 (Heat Pump) | 0.20186 | 0.24729 | 0.30192 | 0.34968 | 0.39795 | 0.4642 | 0.50808 | 0.51786 | 0.48691 | 0.41759 | 0.32242 | 0.2129 | 0.067264 | 0 | 0 | 0 | 0 | 0 | 0 | 0 | 4.4959 | 4.4959 | 4.4959 | 4.2158 | 1.9629 | 1372.8308 | ResWx | 0.16258 | 0 | x | x | x | x | #REF! | #REF! | 49.6427 | 255.7081
Retro5Med | Retro | ResWx | Residential | HVAC | 0.052241 | 0.062499 | 327.069 | 213.6927 | >200 | >100 | Single Family | Attic - R19 to R38 - Heating Zone 2/3 (Electric FAF) | 0.00066457 | 0.00081414 | 0.000994 | 0.0011513 | 0.0013102 | 0.0015283 | 0.0016727 | 0.0017049 | 0.0016031 | 0.0013748 | 0.0010615 | 0.00070092 | 0.00022145 | 0 | 0 | 0 | 0 | 0 | 0 | 0 | 0.014802 | 0.014802 | 0.014802 | 0.013879 | 0.0064624 | 3.163 | ResWx | 0.23176 | 0 | x | x |  | x | #REF! | #REF! | 49.5245 | 164.1682
Retro5Med | Retro | ResWx | Residential | HVAC | 0.04496 | 0.052664 | 288.7087 | 290.2278 | >200 | >100 | Single Family | Floor - R0 to R25 - Heating Zone 1 (Electric FAF) | 0.0061927 | 0.0075864 | 0.0092624 | 0.010728 | 0.012209 | 0.014241 | 0.015587 | 0.015887 | 0.014938 | 0.012811 | 0.0098912 | 0.0065314 | 0.0020636 | 0 | 0 | 0 | 0 | 0 | 0 | 0 | 0.13793 | 0.13793 | 0.13793 | 0.12933 | 0.060219 | 40.0305 | ResWx | 0.17176 | 0 | x | x | x | x | #REF! | #REF! | 49.8481 | 240.3797
Retro5Med | Retro | ResWx | Residential | HVAC | 0.027799 | 0.03308 | 186.6662 | 503.2453 | >200 | >100 | Single Family | Attic - R11 to R49 - Heating Zone 1 (Heat Pump) | 0.13377 | 0.16387 | 0.20008 | 0.23173 | 0.26372 | 0.30762 | 0.33669 | 0.34317 | 0.32267 | 0.27673 | 0.21366 | 0.14108 | 0.044575 | 0 | 0 | 0 | 0 | 0 | 0 | 0 | 2.9794 | 2.9794 | 2.9794 | 2.7937 | 1.3008 | 1499.345 | ResWx | 0.10168 | 0 | x | x |  | x | #REF! | #REF! | 51.168 | 452.0773
Retro5Med | Retro | ResWx | Residential | HVAC | 0.037445 | 0.043861 | 240.4533 | 323.6678 | >200 | >100 | Single Family | Attic - R19 to R49 - Heating Zone 1 (Electric FAF) | 0.010937 | 0.013398 | 0.016358 | 0.018947 | 0.021562 | 0.025151 | 0.027529 | 0.028058 | 0.026382 | 0.022626 | 0.017469 | 0.011535 | 0.0036445 | 0 | 0 | 0 | 0 | 0 | 0 | 0 | 0.2436 | 0.2436 | 0.2436 | 0.22842 | 0.10635 | 78.8443 | ResWx | 0.15533 | 0 | x | x |  | x | #REF! | #REF! | 50.2751 | 273.3927
Retro5Med | Retro | ResWx | Residential | HVAC | 0.033468 | 0.039203 | 214.9126 | 339.856 | >200 | >100 | Single Family | Attic - R19 to R38 - Heating Zone 1 (Electric FAF) | 0.001263 | 0.0015472 | 0.001889 | 0.0021879 | 0.0024899 | 0.0029043 | 0.0031789 | 0.0032401 | 0.0030464 | 0.0026127 | 0.0020172 | 0.001332 | 0.00042085 | 0 | 0 | 0 | 0 | 0 | 0 | 0 | 0.028129 | 0.028129 | 0.028129 | 0.026377 | 0.012281 | 9.5599 | ResWx | 0.14846 | 0 | x | x |  | x | #REF! | #REF! | 50.4537 | 289.4023
Retro5Med | Retro | ResWx | Residential | HVAC | 0.046785 | 0.054801 | 300.427 | 333.7374 | >200 | >100 | Single Family | Floor - R0 to R30 - Heating Zone 1 (Electric FAF) | 0.0035213 | 0.0043137 | 0.0052668 | 0.0061 | 0.006942 | 0.0080976 | 0.008863 | 0.0090337 | 0.0084938 | 0.0072846 | 0.0056243 | 0.0037138 | 0.0011734 | 0 | 0 | 0 | 0 | 0 | 0 | 0 | 0.078428 | 0.078428 | 0.078428 | 0.073541 | 0.034241 | 26.1743 | ResWx | 0.15098 | 0 | x | x | x | x | #REF! | #REF! | 50.3881 | 283.3493
Retro5Med | Retro | ResWx | Residential | HVAC | 0.031367 | 0.035138 | 203.3724 | 492.5926 | >200 | >100 | Single Family | Infiltration Reduction - CFM50 reduction - Heating Zone 1 (Zonal or DHP) | 0.5221 | 0.6396 | 0.78091 | 0.90445 | 1.0293 | 1.2006 | 1.3141 | 1.3394 | 1.2594 | 1.0801 | 0.83392 | 0.55066 | 0.17398 | 0 | 0 | 0 | 0 | 0 | 0 | 0 | 11.6286 | 11.6286 | 11.6286 | 10.904 | 5.077 | 5728.1722 | ResWx | 0.10775 | 0 | x | x | x | x | #REF! | #REF! | 53.0752 | 439.5174
Retro5Med | Retro | ResWx | Residential | HVAC | 0.029743 | 0.03704 | 173.0448 | 457.2083 | >200 | >100 | Single Family | Attic - R19 to R49 - Heating Zone 2/3 (Heat Pump) | 0.027561 | 0.033764 | 0.041223 | 0.047745 | 0.054336 | 0.063381 | 0.069372 | 0.070707 | 0.066482 | 0.057017 | 0.044022 | 0.029068 | 0.0091841 | 0 | 0 | 0 | 0 | 0 | 0 | 0 | 0.61386 | 0.61386 | 0.61386 | 0.57561 | 0.26801 | 280.6629 | ResWx | 0.11975 | 0 | x | x |  | x | #REF! | #REF! | 54.7508 | 402.4576
Retro5Med | Retro | ResWx | Residential | HVAC | 0.026805 | 0.033381 | 155.9508 | 475.5083 | >200 | >100 | Single Family | Attic - R19 to R38 - Heating Zone 2/3 (Heat Pump) | 0.0032091 | 0.0039313 | 0.0047999 | 0.0055593 | 0.0063266 | 0.0073798 | 0.0080774 | 0.0082329 | 0.0077409 | 0.0066388 | 0.0051257 | 0.0033846 | 0.0010694 | 0 | 0 | 0 | 0 | 0 | 0 | 0 | 0.071476 | 0.071476 | 0.071476 | 0.067022 | 0.031206 | 33.9873 | ResWx | 0.1154 | 0 | x | x |  | x | #REF! | #REF! | 54.8753 | 420.6329
Retro5Med | Retro | ResWx | Residential | HVAC | 0.033508 | 0.039875 | 205.4011 | 485.9843 | >200 | >100 | Single Family | Infiltration Reduction - CFM50 reduction - Heating Zone 2/3 (Zonal or DHP) | 0.1723 | 0.21108 | 0.25771 | 0.29848 | 0.33968 | 0.39623 | 0.43368 | 0.44203 | 0.41561 | 0.35644 | 0.2752 | 0.18172 | 0.057415 | 0 | 0 | 0 | 0 | 0 | 0 | 0 | 3.8376 | 3.8376 | 3.8376 | 3.5984 | 1.6755 | 1864.9973 | ResWx | 0.11249 | 0 | x | x | x | x | #REF! | #REF! | 54.6681 | 431.3162
Retro5Med | Retro | ResWx | Residential | HVAC | 0.04011 | 0.047732 | 245.8719 | 314.7754 | >200 | >100 | Single Family | Attic - R19 to R49 - Heating Zone 2/3 (Zonal or DHP) | 0.045373 | 0.055585 | 0.067865 | 0.078602 | 0.089452 | 0.10434 | 0.11421 | 0.1164 | 0.10945 | 0.093866 | 0.072472 | 0.047855 | 0.01512 | 0 | 0 | 0 | 0 | 0 | 0 | 0 | 1.0106 | 1.0106 | 1.0106 | 0.94761 | 0.44122 | 318.108 | ResWx | 0.16378 | 0 | x | x |  | x | #REF! | #REF! | 51.5528 | 263.2226
Retro5Med | Retro | ResWx | Residential | HVAC | 0.02468 | 0.027647 | 160.0153 | 460.9738 | >200 | >100 | Single Family | Floor - R19 to R30 - Heating Zone 1 (Zonal or DHP) | 0.065556 | 0.08031 | 0.098052 | 0.11356 | 0.12924 | 0.15075 | 0.165 | 0.16818 | 0.15813 | 0.13562 | 0.10471 | 0.069141 | 0.021845 | 0 | 0 | 0 | 0 | 0 | 0 | 0 | 1.4601 | 1.4601 | 1.4601 | 1.3691 | 0.63748 | 673.0719 | ResWx | 0.11121 | 0 | x | x |  | x | #REF! | #REF! | 51.2637 | 409.7102
Retro5Med | Retro | ResWx | Residential | HVAC | 0.053345 | 0.066433 | 310.3631 | 495.183 | >200 | >100 | Single Family | Low-E storm window DP - Heating Zone 2/3 (Heat Pump) | 0.050234 | 0.06154 | 0.075135 | 0.087022 | 0.099035 | 0.11552 | 0.12644 | 0.12887 | 0.12117 | 0.10392 | 0.080236 | 0.052981 | 0.016739 | 0 | 0 | 0 | 0 | 0 | 0 | 0 | 1.1189 | 1.1189 | 1.1189 | 1.0491 | 0.48849 | 554.0363 | ResWx | 0.11107 | 0 | x | x |  | x | #REF! | #REF! | 54.9996 | 440.1834
Retro5Med | Retro | ResWx | Residential | HVAC | 0.050618 | 0.063036 | 294.4925 | 523.4135 | >200 | >100 | Single Family | Low-E storm window SP - Heating Zone 2/3 (Heat Pump) | 0.0087229 | 0.010686 | 0.013047 | 0.015111 | 0.017197 | 0.02006 | 0.021956 | 0.022378 | 0.021041 | 0.018045 | 0.013933 | 0.0092 | 0.0029067 | 0 | 0 | 0 | 0 | 0 | 0 | 0 | 0.19428 | 0.19428 | 0.19428 | 0.18218 | 0.084823 | 101.6905 | ResWx | 0.10539 | 0 | x | x | x | x | #REF! | #REF! | 55.1623 | 468.2511
Retro5Med | Retro | ResWx | Residential | HVAC | 0.034879 | 0.041507 | 213.8079 | 340.5598 | >200 | >100 | Single Family | Attic - R19 to R38 - Heating Zone 2/3 (Zonal or DHP) | 0.0050977 | 0.0062449 | 0.0076246 | 0.0088309 | 0.01005 | 0.011723 | 0.012831 | 0.013078 | 0.012296 | 0.010546 | 0.0081423 | 0.0053765 | 0.0016987 | 0 | 0 | 0 | 0 | 0 | 0 | 0 | 0.11354 | 0.11354 | 0.11354 | 0.10646 | 0.049571 | 38.667 | ResWx | 0.15229 | 0 | x | x |  | x | #REF! | #REF! | 51.8649 | 288.6949
Retro5Med | Retro | ResWx | Residential | HVAC | 0.02597 | 0.029091 | 168.3768 | 473.6468 | >200 | >100 | Single Family | Attic - R19 to R49 - Heating Zone 1 (Zonal or DHP) | 0.028743 | 0.035211 | 0.04299 | 0.049792 | 0.056665 | 0.066098 | 0.072345 | 0.073738 | 0.069332 | 0.059461 | 0.045909 | 0.030315 | 0.0095778 | 0 | 0 | 0 | 0 | 0 | 0 | 0 | 0.64018 | 0.64018 | 0.64018 | 0.60028 | 0.2795 | 303.2175 | ResWx | 0.10838 | 0 | x | x |  | x | #REF! | #REF! | 51.3362 | 422.3106
Retro5Med | Retro | ResWx | Residential | HVAC | 0.022951 | 0.025709 | 148.8013 | 502.7008 | >200 | >100 | Single Family | Attic - R19 to R38 - Heating Zone 1 (Zonal or DHP) | 0.0032818 | 0.0040204 | 0.0049086 | 0.0056851 | 0.0064699 | 0.0075469 | 0.0082603 | 0.0084193 | 0.0079162 | 0.0067891 | 0.0052418 | 0.0034613 | 0.0010936 | 0 | 0 | 0 | 0 | 0 | 0 | 0 | 0.073094 | 0.073094 | 0.073094 | 0.068539 | 0.031913 | 36.7445 | ResWx | 0.10243 | 0 | x | x |  | x | #REF! | #REF! | 51.4893 | 451.2115
Retro5Med | Retro | ResWx | Residential | HVAC | 0.017111 | 0.020471 | 107.1268 | 396.1977 | >200 | >100 | Single Family | Attic - R30 to R38 - Heating Zone 2/3 (Electric FAF) | 9.2092e-05 | 0.00011282 | 0.00013774 | 0.00015953 | 0.00018156 | 0.00021178 | 0.0002318 | 0.00023626 | 0.00022214 | 0.00019051 | 0.00014709 | 9.7129e-05 | 3.0688e-05 | 0 | 0 | 0 | 0 | 0 | 0 | 0 | 0.0020511 | 0.0020511 | 0.0020511 | 0.0019233 | 0.00089552 | 0.81266 | ResWx | 0.13174 | 0 | x | x |  | x | #REF! | #REF! | 52.195 | 344.0027
Retro5Med | Retro | ResWx | Residential | HVAC | 0.01496 | 0.017802 | 100.4525 | 811.9343 | >200 | >100 | Single Family | Attic - R19 to R49 - Heating Zone 1 (Heat Pump) | 0.017597 | 0.021557 | 0.026319 | 0.030483 | 0.034691 | 0.040466 | 0.044291 | 0.045144 | 0.042446 | 0.036403 | 0.028106 | 0.018559 | 0.0058637 | 0 | 0 | 0 | 0 | 0 | 0 | 0 | 0.39193 | 0.39193 | 0.39193 | 0.3675 | 0.17111 | 318.219 | ResWx | 0.064177 | 0 | x | x |  | x | #REF! | #REF! | 52.1072 | 759.8271
Retro5Med | Retro | ResWx | Residential | HVAC | 0.04201 | 0.04999 | 282.0883 | 551.3021 | >200 | >100 | Single Family | Low-E storm window SP - Heating Zone 1 (Heat Pump) | 0.065268 | 0.079957 | 0.097622 | 0.11307 | 0.12867 | 0.15009 | 0.16428 | 0.16744 | 0.15744 | 0.13502 | 0.10425 | 0.068837 | 0.021749 | 0 | 0 | 0 | 0 | 0 | 0 | 0 | 1.4537 | 1.4537 | 1.4537 | 1.3631 | 0.63468 | 801.4251 | ResWx | 0.093198 | 0 | x | x | x | x | #REF! | #REF! | 51.3803 | 499.9218
Retro5Med | Retro | ResWx | Residential | HVAC | 0.013493 | 0.016056 | 90.602 | 842.7634 | >200 | >100 | Single Family | Attic - R19 to R38 - Heating Zone 1 (Heat Pump) | 0.0020505 | 0.002512 | 0.003067 | 0.0035522 | 0.0040425 | 0.0047155 | 0.0051612 | 0.0052606 | 0.0049462 | 0.004242 | 0.0032752 | 0.0021627 | 0.0006833 | 0 | 0 | 0 | 0 | 0 | 0 | 0 | 0.045671 | 0.045671 | 0.045671 | 0.042825 | 0.01994 | 38.4899 | ResWx | 0.061897 | 0 | x | x |  | x | #REF! | #REF! | 52.1643 | 790.5991
Retro5Med | Retro | ResWx | Residential | HVAC | 0.02374 | 0.028402 | 148.6324 | 416.2625 | >200 | >100 | Single Family | Attic - R30 to R49 - Heating Zone 2/3 (Electric FAF) | 0.00098896 | 0.0012115 | 0.0014792 | 0.0017132 | 0.0019497 | 0.0022743 | 0.0024892 | 0.0025371 | 0.0023855 | 0.0020459 | 0.0015796 | 0.001043 | 0.00032955 | 0 | 0 | 0 | 0 | 0 | 0 | 0 | 0.022027 | 0.022027 | 0.022027 | 0.020654 | 0.0096169 | 9.169 | ResWx | 0.12577 | 0 | x | x |  | x | #REF! | #REF! | 52.3544 | 363.9082
Retro5Med | Retro | ResWx | Residential | HVAC | 0.026561 | 0.031777 | 166.2957 | 441.5836 | >200 | >100 | Single Family | Floor - R19 to R30 - Heating Zone 2/3 (Electric FAF) | 0.0035234 | 0.0043163 | 0.0052699 | 0.0061037 | 0.0069462 | 0.0081025 | 0.0088684 | 0.0090391 | 0.0084989 | 0.0072889 | 0.0056277 | 0.0037161 | 0.0011741 | 0 | 0 | 0 | 0 | 0 | 0 | 0 | 0.078475 | 0.078475 | 0.078475 | 0.073585 | 0.034262 | 34.6533 | ResWx | 0.11897 | 0 | x | x |  | x | #REF! | #REF! | 52.536 | 389.0476
Retro5Med | Retro | ResWx | Residential | HVAC | 0.025009 | 0.029919 | 156.5744 | 646.541 | >200 | >100 | Single Family | Infiltration Reduction - CFM50 reduction - Heating Zone 2/3 (Electric FAF) | 0.019851 | 0.024318 | 0.029691 | 0.034388 | 0.039135 | 0.04565 | 0.049965 | 0.050927 | 0.047883 | 0.041066 | 0.031707 | 0.020937 | 0.0066149 | 0 | 0 | 0 | 0 | 0 | 0 | 0 | 0.44213 | 0.44213 | 0.44213 | 0.41458 | 0.19303 | 285.8578 | ResWx | 0.085254 | 0 | x | x | x | x | #REF! | #REF! | 55.1202 | 591.4208
Retro5Med | Retro | ResWx | Residential | HVAC | 0.032399 | 0.038553 | 217.5497 | 722.2825 | >200 | >100 | Single Family | Low-E storm window DP - Heating Zone 1 (Heat Pump) | 0.20405 | 0.24997 | 0.30519 | 0.35348 | 0.40227 | 0.46923 | 0.51359 | 0.52347 | 0.49219 | 0.42212 | 0.32591 | 0.21521 | 0.067994 | 0 | 0 | 0 | 0 | 0 | 0 | 0 | 4.5447 | 4.5447 | 4.5447 | 4.2615 | 1.9842 | 3282.5341 | ResWx | 0.071875 | 0 | x | x |  | x | #REF! | #REF! | 51.9144 | 670.3681
Retro5Med | Retro | ResWx | Residential | HVAC | 0.012734 | 0.015858 | 74.0861 | 582.843 | >200 | >100 | Single Family | Attic - R30 to R38 - Heating Zone 2/3 (Heat Pump) | 0.00019851 | 0.00024318 | 0.00029691 | 0.00034388 | 0.00039135 | 0.00045649 | 0.00049964 | 0.00050926 | 0.00047883 | 0.00041066 | 0.00031706 | 0.00020936 | 6.6148e-05 | 0 | 0 | 0 | 0 | 0 | 0 | 0 | 0.0044213 | 0.0044213 | 0.0044213 | 0.0041458 | 0.0019303 | 2.5769 | ResWx | 0.095147 | 0 | x | x |  | x | #REF! | #REF! | 55.4559 | 527.3872
Retro5Med | Retro | ResWx | Residential | HVAC | 0.011261 | 0.013191 | 72.312 | 600.5131 | >200 | >100 | Single Family | Attic - R30 to R38 - Heating Zone 1 (Electric FAF) | 0.00073916 | 0.00090551 | 0.0011056 | 0.0012805 | 0.0014572 | 0.0016998 | 0.0018605 | 0.0018963 | 0.001783 | 0.0015291 | 0.0011806 | 0.00077958 | 0.00024631 | 0 | 0 | 0 | 0 | 0 | 0 | 0 | 0.016463 | 0.016463 | 0.016463 | 0.015437 | 0.0071877 | 9.8863 | ResWx | 0.086691 | 0 | x | x |  | x | #REF! | #REF! | 52.0591 | 548.4541
Retro5Med | Retro | ResWx | Residential | HVAC | 0.015658 | 0.018341 | 100.5483 | 628.8056 | >200 | >100 | Single Family | Attic - R30 to R49 - Heating Zone 1 (Electric FAF) | 0.0079551 | 0.0097454 | 0.011898 | 0.013781 | 0.015683 | 0.018294 | 0.020023 | 0.020408 | 0.019189 | 0.016457 | 0.012706 | 0.0083901 | 0.0026509 | 0 | 0 | 0 | 0 | 0 | 0 | 0 | 0.17718 | 0.17718 | 0.17718 | 0.16614 | 0.077357 | 111.4126 | ResWx | 0.082945 | 0 | x | x |  | x | #REF! | #REF! | 52.1564 | 576.6491
Retro5Med | Retro | ResWx | Residential | HVAC | 0.014401 | 0.016869 | 92.4775 | 1113.9791 | >200 | >100 | Single Family | Infiltration Reduction - CFM50 reduction - Heating Zone 1 (Electric FAF) | 0.039842 | 0.048808 | 0.059591 | 0.069019 | 0.078546 | 0.091622 | 0.10028 | 0.10221 | 0.096104 | 0.082422 | 0.063637 | 0.042021 | 0.013276 | 0 | 0 | 0 | 0 | 0 | 0 | 0 | 0.88738 | 0.88738 | 0.88738 | 0.83209 | 0.38743 | 988.5264 | ResWx | 0.049189 | 0 | x | x | x | x | #REF! | #REF! | 54.7961 | 1059.1831
Retro5Med | Retro | ResWx | Residential | HVAC | 0.034732 | 0.04133 | 233.2198 | 308.8609 | >200 | >100 | Single Family | Floor - R0 to R19 - Heating Zone 1 (Heat Pump) | 0.056078 | 0.068698 | 0.083875 | 0.097145 | 0.11055 | 0.12896 | 0.14115 | 0.14386 | 0.13527 | 0.11601 | 0.08957 | 0.059144 | 0.018687 | 0 | 0 | 0 | 0 | 0 | 0 | 0 | 1.249 | 1.249 | 1.249 | 1.1712 | 0.54531 | 385.767 | ResWx | 0.16087 | 0 | x | x | x | x | #REF! | #REF! | 49.6855 | 259.1754
Retro5Med | Retro | ResWx | Residential | HVAC | 0.0097304 | 0.0109 | 63.0875 | 692.4203 | >200 | >100 | Single Family | Attic - R30 to R38 - Heating Zone 1 (Zonal or DHP) | 0.0020239 | 0.0024793 | 0.0030271 | 0.003506 | 0.00399 | 0.0046542 | 0.0050941 | 0.0051922 | 0.0048819 | 0.0041869 | 0.0032326 | 0.0021346 | 0.00067441 | 0 | 0 | 0 | 0 | 0 | 0 | 0 | 0.045077 | 0.045077 | 0.045077 | 0.042268 | 0.01968 | 31.2122 | ResWx | 0.075365 | 0 | x | x |  | x | #REF! | #REF! | 52.1845 | 640.2358
Retro5Med | Retro | ResWx | Residential | HVAC | 0.016678 | 0.02077 | 97.0345 | 649.85 | >200 | >100 | Single Family | Attic - R30 to R49 - Heating Zone 2/3 (Heat Pump) | 0.0020124 | 0.0024652 | 0.0030099 | 0.0034861 | 0.0039673 | 0.0046277 | 0.0050651 | 0.0051626 | 0.0048541 | 0.004163 | 0.0032142 | 0.0021224 | 0.00067057 | 0 | 0 | 0 | 0 | 0 | 0 | 0 | 0.044821 | 0.044821 | 0.044821 | 0.042028 | 0.019568 | 29.1266 | ResWx | 0.085751 | 0 | x | x |  | x | #REF! | #REF! | 55.7251 | 594.1249
Retro5Med | Retro | ResWx | Residential | HVAC | 0.037662 | 0.044816 | 252.8904 | 335.9613 | >200 | >100 | Single Family | Floor - R0 to R25 - Heating Zone 1 (Heat Pump) | 0.099836 | 0.1223 | 0.14933 | 0.17295 | 0.19682 | 0.22959 | 0.25129 | 0.25613 | 0.24082 | 0.20654 | 0.15946 | 0.1053 | 0.033268 | 0 | 0 | 0 | 0 | 0 | 0 | 0 | 2.2236 | 2.2236 | 2.2236 | 2.0851 | 0.97083 | 747.0509 | ResWx | 0.14879 | 0 | x | x | x | x | #REF! | #REF! | 49.988 | 285.9733
Retro5Med | Retro | ResWx | Residential | HVAC | 0.013309 | 0.014909 | 86.2905 | 737.2993 | >200 | >100 | Single Family | Attic - R30 to R49 - Heating Zone 1 (Zonal or DHP) | 0.021426 | 0.026248 | 0.032047 | 0.037117 | 0.042241 | 0.049272 | 0.05393 | 0.054968 | 0.051683 | 0.044325 | 0.034223 | 0.022598 | 0.0071398 | 0 | 0 | 0 | 0 | 0 | 0 | 0 | 0.47722 | 0.47722 | 0.47722 | 0.44748 | 0.20835 | 351.8522 | ResWx | 0.070932 | 0 | x | x |  | x | #REF! | #REF! | 52.2984 | 685.001
Retro5Med | Retro | ResWx | Residential | HVAC | 0.039498 | 0.047001 | 265.2181 | 382.4384 | >200 | >100 | Single Family | Floor - R0 to R30 - Heating Zone 1 (Heat Pump) | 0.057214 | 0.07009 | 0.085574 | 0.099113 | 0.11279 | 0.13157 | 0.14401 | 0.14678 | 0.13801 | 0.11836 | 0.091384 | 0.060342 | 0.019065 | 0 | 0 | 0 | 0 | 0 | 0 | 0 | 1.2743 | 1.2743 | 1.2743 | 1.1949 | 0.55635 | 487.3409 | ResWx | 0.13182 | 0 | x | x | x | x | #REF! | #REF! | 50.413 | 332.0254
Retro5Med | Retro | ResWx | Residential | HVAC | 0.012823 | 0.01502 | 82.339 | 919.7773 | >200 | >100 | Single Family | Floor - R19 to R30 - Heating Zone 1 (Electric FAF) | 0.0077653 | 0.0095129 | 0.011615 | 0.013452 | 0.015309 | 0.017857 | 0.019545 | 0.019922 | 0.018731 | 0.016064 | 0.012403 | 0.00819 | 0.0025876 | 0 | 0 | 0 | 0 | 0 | 0 | 0 | 0.17295 | 0.17295 | 0.17295 | 0.16218 | 0.075511 | 159.0795 | ResWx | 0.057427 | 0 | x | x |  | x | #REF! | #REF! | 52.8197 | 866.9576
Retro5Med | Retro | ResWx | Residential | HVAC | 0.014504 | 0.018062 | 84.3842 | 1220.6742 | >200 | >100 | Single Family | Infiltration Reduction - CFM50 reduction - Heating Zone 2/3 (Heat Pump) | 0.027393 | 0.033558 | 0.040972 | 0.047454 | 0.054005 | 0.062995 | 0.068949 | 0.070276 | 0.066077 | 0.05667 | 0.043754 | 0.028891 | 0.0091282 | 0 | 0 | 0 | 0 | 0 | 0 | 0 | 0.61012 | 0.61012 | 0.61012 | 0.5721 | 0.26638 | 744.76 | ResWx | 0.047877 | 0 | x | x | x | x | #REF! | #REF! | 58.4426 | 1162.2316
Retro5Med | Retro | ResWx | Residential | HVAC | 0.0081944 | 0.0097516 | 50.2316 | 1283.5262 | >200 | >100 | Single Family | Attic - R30 to R49 - Heating Zone 2/3 (Zonal or DHP) | 0.0031801 | 0.0038958 | 0.0047565 | 0.0055091 | 0.0062695 | 0.0073132 | 0.0080044 | 0.0081585 | 0.007671 | 0.0065789 | 0.0050795 | 0.0033541 | 0.0010597 | 0 | 0 | 0 | 0 | 0 | 0 | 0 | 0.07083 | 0.07083 | 0.07083 | 0.066417 | 0.030924 | 90.9126 | ResWx | 0.042728 | 0 | x | x |  | x | #REF! | #REF! | 54.8427 | 1228.6836
Retro5Med | Retro | ResWx | Residential | HVAC | 0.0045013 | 0.0053564 | 30.2253 | 1473.8256 | >200 | >100 | Single Family | Attic - R30 to R38 - Heating Zone 1 (Heat Pump) | 0.0010525 | 0.0012893 | 0.0015742 | 0.0018232 | 0.0020749 | 0.0024203 | 0.002649 | 0.0027 | 0.0025387 | 0.0021772 | 0.001681 | 0.00111 | 0.00035071 | 0 | 0 | 0 | 0 | 0 | 0 | 0 | 0.023441 | 0.023441 | 0.023441 | 0.02198 | 0.010234 | 34.5478 | ResWx | 0.035837 | 0 | x | x |  | x | #REF! | #REF! | 52.817 | 1421.0086
Retro5Med | Retro | ResWx | Residential | HVAC | 0.0053983 | 0.0064242 | 33.0916 | 1341.8628 | >200 | >100 | Single Family | Attic - R30 to R38 - Heating Zone 2/3 (Zonal or DHP) | 0.00027067 | 0.00033159 | 0.00040485 | 0.0004689 | 0.00053362 | 0.00062245 | 0.00068129 | 0.0006944 | 0.00065291 | 0.00055995 | 0.00043233 | 0.00028548 | 9.0196e-05 | 0 | 0 | 0 | 0 | 0 | 0 | 0 | 0.0060286 | 0.0060286 | 0.0060286 | 0.005653 | 0.0026321 | 8.0896 | ResWx | 0.040907 | 0 | x | x |  | x | #REF! | #REF! | 54.8921 | 1286.9707
Retro5Med | Retro | ResWx | Residential | HVAC | 0.0061863 | 0.0073615 | 41.5399 | 1559.9036 | >200 | >100 | Single Family | Attic - R30 to R49 - Heating Zone 1 (Heat Pump) | 0.011195 | 0.013715 | 0.016745 | 0.019394 | 0.022071 | 0.025745 | 0.028179 | 0.028721 | 0.027005 | 0.02316 | 0.017882 | 0.011808 | 0.0037306 | 0 | 0 | 0 | 0 | 0 | 0 | 0 | 0.24935 | 0.24935 | 0.24935 | 0.23381 | 0.10887 | 388.9643 | ResWx | 0.03389 | 0 | x | x |  | x | #REF! | #REF! | 52.8657 | 1507.0379
Retro5Med | Retro | ResWx | Residential | HVAC | 0.011475 | 0.013655 | 77.0529 | 1343.1685 | >200 | >100 | Single Family | Infiltration Reduction - CFM50 reduction - Heating Zone 1 (Heat Pump) | 0.14213 | 0.17411 | 0.21258 | 0.24621 | 0.28019 | 0.32684 | 0.35773 | 0.36462 | 0.34283 | 0.29402 | 0.22701 | 0.1499 | 0.04736 | 0 | 0 | 0 | 0 | 0 | 0 | 0 | 3.1655 | 3.1655 | 3.1655 | 2.9683 | 1.3821 | 4251.8248 | ResWx | 0.040468 | 0 | x | x | x | x | #REF! | #REF! | 54.356 | 1288.8125
Retro5Med | Retro | ResWx | Residential | HVAC | 0.0094797 | 0.01128 | 63.6544 | 1198.3359 | >200 | >100 | Single Family | Floor - R19 to R30 - Heating Zone 1 (Heat Pump) | 0.015409 | 0.018876 | 0.023047 | 0.026693 | 0.030377 | 0.035434 | 0.038783 | 0.03953 | 0.037168 | 0.031876 | 0.024611 | 0.016251 | 0.0051345 | 0 | 0 | 0 | 0 | 0 | 0 | 0 | 0.34319 | 0.34319 | 0.34319 | 0.3218 | 0.14984 | 411.256 | ResWx | 0.043907 | 0 | x | x |  | x | #REF! | #REF! | 52.6149 | 1145.721
Retro5Med | Retro | ResWx | Residential | HVAC | 0.028033 | 0.034911 | 163.0953 | 448.8148 | >200 | >100 | Single Family | Floor - R0 to R19 - Heating Zone 2/3 (Heat Pump) | 0.0002916 | 0.00035723 | 0.00043615 | 0.00050515 | 0.00057488 | 0.00067058 | 0.00073396 | 0.00074809 | 0.00070339 | 0.00060325 | 0.00046576 | 0.00030755 | 9.717e-05 | 0 | 0 | 0 | 0 | 0 | 0 | 0 | 0.0064948 | 0.0064948 | 0.0064948 | 0.00609 | 0.0028356 | 2.9149 | ResWx | 0.12186 | 0 | x | x | x | x | #REF! | #REF! | 54.6904 | 394.1244
Retro5Med | Retro | ResWx | Residential | HVAC | 0.030444 | 0.037913 | 177.1219 | 486.7789 | >200 | >100 | Single Family | Floor - R0 to R25 - Heating Zone 2/3 (Heat Pump) | 0.00051994 | 0.00063695 | 0.00077767 | 0.00090071 | 0.001025 | 0.0011957 | 0.0013087 | 0.0013339 | 0.0012542 | 0.0010756 | 0.00083047 | 0.00054837 | 0.00017326 | 0 | 0 | 0 | 0 | 0 | 0 | 0 | 0.01158 | 0.01158 | 0.01158 | 0.010859 | 0.005056 | 5.6371 | ResWx | 0.11288 | 0 | x | x | x | x | #REF! | #REF! | 54.9477 | 431.8312
Retro5Med | Retro | ResWx | Residential | HVAC | 0.032007 | 0.03986 | 186.2179 | 551.6952 | >200 | >100 | Single Family | Floor - R0 to R30 - Heating Zone 2/3 (Heat Pump) | 0.0002987 | 0.00036593 | 0.00044677 | 0.00051745 | 0.00058888 | 0.00068691 | 0.00075184 | 0.00076631 | 0.00072052 | 0.00061794 | 0.0004771 | 0.00031504 | 9.9536e-05 | 0 | 0 | 0 | 0 | 0 | 0 | 0 | 0.0066529 | 0.0066529 | 0.0066529 | 0.0062384 | 0.0029047 | 3.6704 | ResWx | 0.10025 | 0 | x | x | x | x | #REF! | #REF! | 55.3095 | 496.3857
Retro5Med | Retro | ResWx | Residential | HVAC | 0.013843 | 0.01724 | 80.5403 | 938.2327 | >200 | >100 | Single Family | Floor - R19 to R30 - Heating Zone 2/3 (Heat Pump) | 0.0053542 | 0.0065592 | 0.0080083 | 0.0092753 | 0.010556 | 0.012313 | 0.013477 | 0.013736 | 0.012915 | 0.011076 | 0.008552 | 0.005647 | 0.0017842 | 0 | 0 | 0 | 0 | 0 | 0 | 0 | 0.11925 | 0.11925 | 0.11925 | 0.11182 | 0.052065 | 111.8868 | ResWx | 0.060175 | 0 | x | x |  | x | #REF! | #REF! | 56.4581 | 881.7746
LO12Med | New | Showerheads | Residential | Water Heating | 0.0010431 | 0.00074336 | 9.9989 | -108.5097 | <0 | <40 | Single Family | Showerhead_SF_ERWH_2_00 GPM | 0.00044829 | 0.00087353 | 0.0012845 | 0.0016926 | 0.002058 | 0.0023334 | 0.0025626 | 0.0027486 | 0.0029155 | 0.0030513 | 0.0030669 | 0.003123 | 0.0031827 | 0.0032238 | 0.003186 | 0.0031788 | 0.0031262 | 0.0030531 | 0.0030078 | 0.0029522 | 0.051069 | 0.051069 | 0.035751 | 0.023035 | 0.0086903 | -5.5415 | Showerheads | 942.9787 | 1 |  |  |  | x | 942.9787 | 1 | 0 | -108.5097
LO12Med | New | Showerheads | Residential | Water Heating | 0.0072802 | 0.0051884 | 69.7883 | -108.6357 | <0 | <40 | Single Family | Showerhead_SF_ERWH_1_8 GPM | 0.0031289 | 0.0060969 | 0.0089654 | 0.011814 | 0.014364 | 0.016286 | 0.017886 | 0.019184 | 0.020349 | 0.021297 | 0.021406 | 0.021797 | 0.022214 | 0.022501 | 0.022237 | 0.022187 | 0.02182 | 0.02131 | 0.020993 | 0.020605 | 0.35644 | 0.35644 | 0.24953 | 0.16078 | 0.060655 | -38.7221 | Showerheads | 6581.6064 | 1 |  |  |  | x | 6581.6064 | 1 | 0 | -108.6357
LO12Med | New | Showerheads | Residential | Water Heating | 0.01092 | 0.0077825 | 104.6825 | -108.6428 | <0 | <40 | Single Family | Showerhead_SF_ERWH_1_50 GPM | 0.0046933 | 0.0091453 | 0.013448 | 0.017721 | 0.021546 | 0.024429 | 0.026829 | 0.028776 | 0.030524 | 0.031945 | 0.032108 | 0.032696 | 0.033321 | 0.033751 | 0.033356 | 0.03328 | 0.03273 | 0.031964 | 0.03149 | 0.030907 | 0.53466 | 0.53466 | 0.37429 | 0.24117 | 0.090983 | -58.0869 | Showerheads | 9872.4097 | 1 |  |  |  | x | 9872.4097 | 1 | 0 | -108.6428
LO12Med | New | Showerheads | Residential | Water Heating | 0.0010431 | 0.00074336 | 9.9989 | -108.5097 | <0 | <40 | Manufactured | Showerhead_MH_ERWH_2_00 GPM | 0.00010099 | 0.00020552 | 0.00031526 | 0.00043285 | 0.00054779 | 0.00064609 | 0.00073744 | 0.00082125 | 0.00090349 | 0.00098022 | 0.0010208 | 0.001076 | 0.0011343 | 0.0011877 | 0.0012128 | 0.0012497 | 0.0012689 | 0.0012789 | 0.0012996 | 0.0013156 | 0.017735 | 0.017735 | 0.011323 | 0.0067117 | 0.0022485 | -1.9245 | Showerheads | 942.9787 | 1 |  |  |  | x | 942.9787 | 1 | 0 | -108.5097
LO12Med | New | Showerheads | Residential | Water Heating | 0.0072802 | 0.0051884 | 69.7883 | -108.6357 | <0 | <40 | Manufactured | Showerhead_MH_ERWH_1_8 GPM | 0.00070489 | 0.0014344 | 0.0022004 | 0.0030211 | 0.0038234 | 0.0045095 | 0.005147 | 0.005732 | 0.006306 | 0.0068415 | 0.0071246 | 0.0075102 | 0.0079168 | 0.0082897 | 0.0084649 | 0.0087227 | 0.0088567 | 0.0089265 | 0.0090707 | 0.0091824 | 0.12379 | 0.12379 | 0.079026 | 0.046845 | 0.015694 | -13.4475 | Showerheads | 6581.6064 | 1 |  |  |  | x | 6581.6064 | 1 | 0 | -108.6357
LO12Med | New | Showerheads | Residential | Water Heating | 0.01092 | 0.0077825 | 104.6825 | -108.6427 | <0 | <40 | Manufactured | Showerhead_MH_ERWH_1_50 GPM | 0.0010573 | 0.0021516 | 0.0033006 | 0.0045317 | 0.0057351 | 0.0067642 | 0.0077206 | 0.008598 | 0.009459 | 0.010262 | 0.010687 | 0.011265 | 0.011875 | 0.012435 | 0.012697 | 0.013084 | 0.013285 | 0.01339 | 0.013606 | 0.013774 | 0.18568 | 0.18568 | 0.11854 | 0.070267 | 0.023541 | -20.1726 | Showerheads | 9872.4097 | 1 |  |  |  | x | 9872.4097 | 1 | 0 | -108.6427
LO12Med | New | Showerheads | Residential | Water Heating | 0.0010431 | 0.00074336 | 9.9989 | -108.5097 | <0 | <40 | Multifamily | Showerhead_MF_ERWH_2_00 GPM | 0.00028752 | 0.00056835 | 0.00084848 | 0.0011351 | 0.0014011 | 0.001614 | 0.0017999 | 0.001959 | 0.0021079 | 0.0022388 | 0.0022847 | 0.0023609 | 0.0024413 | 0.0025103 | 0.0025187 | 0.002552 | 0.0025472 | 0.0025264 | 0.0025264 | 0.0025193 | 0.038747 | 0.038747 | 0.026076 | 0.016245 | 0.0058545 | -4.2045 | Showerheads | 942.9787 | 1 |  |  |  | x | 942.9787 | 1 | 0 | -108.5097
LO12Med | New | Showerheads | Residential | Water Heating | 0.0072802 | 0.0051884 | 69.7883 | -108.6357 | <0 | <40 | Multifamily | Showerhead_MF_ERWH_1_8 GPM | 0.0020068 | 0.0039668 | 0.0059221 | 0.0079225 | 0.0097791 | 0.011265 | 0.012563 | 0.013673 | 0.014712 | 0.015626 | 0.015946 | 0.016478 | 0.017039 | 0.017521 | 0.017579 | 0.017812 | 0.017778 | 0.017633 | 0.017634 | 0.017583 | 0.27044 | 0.27044 | 0.182 | 0.11338 | 0.040862 | -29.3796 | Showerheads | 6581.6064 | 1 |  |  |  | x | 6581.6064 | 1 | 0 | -108.6357
LO12Med | New | Showerheads | Residential | Water Heating | 0.01092 | 0.0077825 | 104.6825 | -108.6428 | <0 | <40 | Multifamily | Showerhead_MF_ERWH_1_50 GPM | 0.0030101 | 0.0059502 | 0.0088831 | 0.011884 | 0.014669 | 0.016897 | 0.018844 | 0.02051 | 0.022068 | 0.023439 | 0.023919 | 0.024717 | 0.025559 | 0.026282 | 0.026369 | 0.026718 | 0.026668 | 0.02645 | 0.02645 | 0.026375 | 0.40566 | 0.40566 | 0.273 | 0.17007 | 0.061293 | -44.0722 | Showerheads | 9872.4097 | 1 |  |  |  | x | 9872.4097 | 1 | 0 | -108.6428
LO12Med | New | Showerheads | Residential | Water Heating | 0.00053241 | 0.0003793 | 5.1115 | -194.7333 | <0 | <40 | Single Family | Showerhead_SF_HPWH_2_00 GPM | 0.0012986 | 0.0025305 | 0.003721 | 0.0049032 | 0.0059617 | 0.0067594 | 0.0074234 | 0.0079622 | 0.0084458 | 0.0088391 | 0.0088843 | 0.0090467 | 0.0092197 | 0.0093387 | 0.0092294 | 0.0092084 | 0.0090561 | 0.0088444 | 0.0087132 | 0.0085519 | 0.14794 | 0.14794 | 0.10356 | 0.066729 | 0.025174 | -28.8084 | Showerheads | 782.2962 | 1 |  |  |  | x | 782.2962 | 1 | 0 | -194.7333
LO12Med | New | Showerheads | Residential | Water Heating | 0.003716 | 0.0026474 | 35.6762 | -194.9798 | <0 | <40 | Single Family | Showerhead_SF_HPWH_1_8 GPM | 0.0090638 | 0.017662 | 0.025971 | 0.034223 | 0.04161 | 0.047178 | 0.051813 | 0.055573 | 0.058948 | 0.061694 | 0.062009 | 0.063143 | 0.06435 | 0.06518 | 0.064418 | 0.064271 | 0.063208 | 0.06173 | 0.060815 | 0.059689 | 1.0325 | 1.0325 | 0.72283 | 0.46574 | 0.17571 | -201.3256 | Showerheads | 5460.1082 | 1 |  |  |  | x | 5460.1082 | 1 | 0 | -194.9798
LO12Med | New | Showerheads | Residential | Water Heating | 0.0055741 | 0.0039711 | 53.5143 | -194.9936 | <0 | <40 | Single Family | Showerhead_SF_HPWH_1_50 GPM | 0.013596 | 0.026492 | 0.038957 | 0.051334 | 0.062415 | 0.070767 | 0.077719 | 0.083359 | 0.088422 | 0.09254 | 0.093013 | 0.094714 | 0.096525 | 0.09777 | 0.096627 | 0.096406 | 0.094812 | 0.092595 | 0.091222 | 0.089534 | 1.5488 | 1.5488 | 1.0843 | 0.69861 | 0.26356 | -302.0097 | Showerheads | 8190.1623 | 1 |  |  |  | x | 8190.1623 | 1 | 0 | -194.9936
LO12Med | New | Showerheads | Residential | Water Heating | 0.00053241 | 0.0003793 | 5.1115 | -194.7333 | <0 | <40 | Manufactured | Showerhead_MH_HPWH_2_00 GPM | 0.00015489 | 0.00031519 | 0.00048349 | 0.00066382 | 0.00084011 | 0.00099086 | 0.001131 | 0.0012595 | 0.0013856 | 0.0015033 | 0.0015655 | 0.0016502 | 0.0017395 | 0.0018215 | 0.00186 | 0.0019166 | 0.0019461 | 0.0019614 | 0.0019931 | 0.0020176 | 0.027199 | 0.027199 | 0.017364 | 0.010293 | 0.0034484 | -5.2966 | Showerheads | 782.2962 | 1 |  |  |  | x | 782.2962 | 1 | 0 | -194.7333
LO12Med | New | Showerheads | Residential | Water Heating | 0.003716 | 0.0026474 | 35.6762 | -194.9798 | <0 | <40 | Manufactured | Showerhead_MH_HPWH_1_8 GPM | 0.001081 | 0.0021999 | 0.0033746 | 0.0046332 | 0.0058636 | 0.0069158 | 0.0078936 | 0.0087907 | 0.009671 | 0.010492 | 0.010926 | 0.011518 | 0.012141 | 0.012713 | 0.012982 | 0.013377 | 0.013583 | 0.01369 | 0.013911 | 0.014082 | 0.18984 | 0.18984 | 0.1212 | 0.071842 | 0.024068 | -37.0149 | Showerheads | 5460.1082 | 1 |  |  |  | x | 5460.1082 | 1 | 0 | -194.9798
LO12Med | New | Showerheads | Residential | Water Heating | 0.0055741 | 0.0039711 | 53.5143 | -194.9936 | <0 | <40 | Manufactured | Showerhead_MH_HPWH_1_50 GPM | 0.0016216 | 0.0032998 | 0.0050619 | 0.0069498 | 0.0087954 | 0.010374 | 0.01184 | 0.013186 | 0.014507 | 0.015738 | 0.01639 | 0.017277 | 0.018212 | 0.01907 | 0.019473 | 0.020066 | 0.020374 | 0.020535 | 0.020866 | 0.021123 | 0.28476 | 0.28476 | 0.18179 | 0.10776 | 0.036102 | -55.5262 | Showerheads | 8190.1623 | 1 |  |  |  | x | 8190.1623 | 1 | 0 | -194.9936
LO12Med | New | Showerheads | Residential | Water Heating | 0.00053241 | 0.0003793 | 5.1115 | -194.7333 | <0 | <40 | Multifamily | Showerhead_MF_HPWH_2_00 GPM | 0.00044094 | 0.00087163 | 0.0013013 | 0.0017408 | 0.0021488 | 0.0024752 | 0.0027604 | 0.0030044 | 0.0032327 | 0.0034334 | 0.0035038 | 0.0036208 | 0.003744 | 0.0038499 | 0.0038627 | 0.0039138 | 0.0039064 | 0.0038746 | 0.0038746 | 0.0038636 | 0.059424 | 0.059424 | 0.039991 | 0.024913 | 0.0089786 | -11.5718 | Showerheads | 782.2962 | 1 |  |  |  | x | 782.2962 | 1 | 0 | -194.7333
LO12Med | New | Showerheads | Residential | Water Heating | 0.003716 | 0.0026474 | 35.6762 | -194.9798 | <0 | <40 | Multifamily | Showerhead_MF_HPWH_1_8 GPM | 0.0030776 | 0.0060836 | 0.0090822 | 0.01215 | 0.014997 | 0.017276 | 0.019267 | 0.02097 | 0.022563 | 0.023964 | 0.024455 | 0.025271 | 0.026131 | 0.026871 | 0.02696 | 0.027317 | 0.027265 | 0.027043 | 0.027043 | 0.026966 | 0.41475 | 0.41475 | 0.27912 | 0.17389 | 0.062667 | -80.8686 | Showerheads | 5460.1082 | 1 |  |  |  | x | 5460.1082 | 1 | 0 | -194.9798
LO12Med | New | Showerheads | Residential | Water Heating | 0.0055741 | 0.0039711 | 53.5143 | -194.9936 | <0 | <40 | Multifamily | Showerhead_MF_HPWH_1_50 GPM | 0.0046164 | 0.0091254 | 0.013623 | 0.018225 | 0.022496 | 0.025914 | 0.0289 | 0.031454 | 0.033845 | 0.035946 | 0.036683 | 0.037907 | 0.039197 | 0.040306 | 0.04044 | 0.040975 | 0.040898 | 0.040564 | 0.040565 | 0.04045 | 0.62213 | 0.62213 | 0.41868 | 0.26083 | 0.094 | -121.3114 | Showerheads | 8190.1623 | 1 |  |  |  | x | 8190.1623 | 1 | 0 | -194.9936
LO12Med | NR | Showerheads | Residential | Water Heating | 0.0010431 | 0.00074336 | 9.9989 | -108.5097 | <0 | <40 | Single Family | Showerhead_SF_ERWH_2_00 GPM | 0.0033255 | 0.0066359 | 0.0099312 | 0.013212 | 0.016477 | 0.019399 | 0.021716 | 0.023552 | 0.025004 | 0.026148 | 0.03039 | 0.030712 | 0.030876 | 0.030922 | 0.021167 | 0 | 0 | 0 | 0 | 0 | 0.30947 | 0.30947 | 0.30947 | 0.19579 | 0.06898 | -33.58 | Showerheads | 942.9787 | 1 |  |  |  | x | 942.9787 | 1 | 0 | -108.5097
LO12Med | NR | Showerheads | Residential | Water Heating | 0.0072802 | 0.0051884 | 69.7883 | -108.6357 | <0 | <40 | Single Family | Showerhead_SF_ERWH_1_8 GPM | 0.023211 | 0.046316 | 0.069316 | 0.092211 | 0.115 | 0.13539 | 0.15157 | 0.16439 | 0.17452 | 0.1825 | 0.21211 | 0.21435 | 0.2155 | 0.21582 | 0.14773 | 0 | 0 | 0 | 0 | 0 | 2.1599 | 2.1599 | 2.1599 | 1.3665 | 0.48145 | -234.6473 | Showerheads | 6581.6064 | 1 |  |  |  | x | 6581.6064 | 1 | 0 | -108.6357
LO12Med | NR | Showerheads | Residential | Water Heating | 0.01092 | 0.0077825 | 104.6825 | -108.6428 | <0 | <40 | Single Family | Showerhead_SF_ERWH_1_50 GPM | 0.034816 | 0.069473 | 0.10397 | 0.13832 | 0.1725 | 0.20309 | 0.22736 | 0.24658 | 0.26177 | 0.27375 | 0.31816 | 0.32153 | 0.32325 | 0.32373 | 0.2216 | 0 | 0 | 0 | 0 | 0 | 3.2399 | 3.2399 | 3.2399 | 2.0498 | 0.72217 | -351.9937 | Showerheads | 9872.4097 | 1 |  |  |  | x | 9872.4097 | 1 | 0 | -108.6428
LO12Med | NR | Showerheads | Residential | Water Heating | 0.0010431 | 0.00074336 | 9.9989 | -108.5097 | <0 | <40 | Manufactured | Showerhead_MH_ERWH_2_00 GPM | 0.0013953 | 0.0027608 | 0.0040969 | 0.0054042 | 0.0066831 | 0.0078017 | 0.0086602 | 0.0093132 | 0.0098036 | 0.010166 | 0.01118 | 0.011304 | 0.011358 | 0.0087542 | 0 | 0 | 0 | 0 | 0 | 0 | 0.10868 | 0.10868 | 0.10868 | 0.077265 | 0.028142 | -11.793 | Showerheads | 942.9787 | 1 |  |  |  | x | 942.9787 | 1 | 0 | -108.5097
LO12Med | NR | Showerheads | Residential | Water Heating | 0.0072802 | 0.0051884 | 69.7883 | -108.6357 | <0 | <40 | Manufactured | Showerhead_MH_ERWH_1_8 GPM | 0.0097387 | 0.019269 | 0.028595 | 0.037719 | 0.046645 | 0.054453 | 0.060445 | 0.065002 | 0.068425 | 0.070953 | 0.07803 | 0.0789 | 0.079278 | 0.061101 | 0 | 0 | 0 | 0 | 0 | 0 | 0.75855 | 0.75855 | 0.75855 | 0.53928 | 0.19642 | -82.406 | Showerheads | 6581.6064 | 1 |  |  |  | x | 6581.6064 | 1 | 0 | -108.6357
LO12Med | NR | Showerheads | Residential | Water Heating | 0.01092 | 0.0077825 | 104.6825 | -108.6427 | <0 | <40 | Manufactured | Showerhead_MH_ERWH_1_50 GPM | 0.014608 | 0.028904 | 0.042892 | 0.056579 | 0.069967 | 0.081679 | 0.090667 | 0.097503 | 0.10264 | 0.10643 | 0.11705 | 0.11835 | 0.11892 | 0.091652 | 0 | 0 | 0 | 0 | 0 | 0 | 1.1378 | 1.1378 | 1.1378 | 0.80891 | 0.29463 | -123.617 | Showerheads | 9872.4097 | 1 |  |  |  | x | 9872.4097 | 1 | 0 | -108.6427
LO12Med | NR | Showerheads | Residential | Water Heating | 0.0010431 | 0.00074336 | 9.9989 | -108.5097 | <0 | <40 | Multifamily | Showerhead_MF_ERWH_2_00 GPM | 0.001438 | 0.0028695 | 0.0042944 | 0.0057129 | 0.0071249 | 0.0083883 | 0.0093905 | 0.010184 | 0.010812 | 0.011307 | 0.013839 | 0.013926 | 0.013939 | 0.013895 | 0.011045 | 0 | 0 | 0 | 0 | 0 | 0.13817 | 0.13817 | 0.13817 | 0.085361 | 0.029828 | -14.9924 | Showerheads | 942.9787 | 1 |  |  |  | x | 942.9787 | 1 | 0 | -108.5097
LO12Med | NR | Showerheads | Residential | Water Heating | 0.0072802 | 0.0051884 | 69.7883 | -108.6357 | <0 | <40 | Multifamily | Showerhead_MF_ERWH_1_8 GPM | 0.010037 | 0.020028 | 0.029973 | 0.039874 | 0.049729 | 0.058547 | 0.065542 | 0.071083 | 0.075463 | 0.078917 | 0.096593 | 0.097199 | 0.09729 | 0.096982 | 0.077092 | 0 | 0 | 0 | 0 | 0 | 0.96435 | 0.96435 | 0.96435 | 0.59578 | 0.20819 | -104.7626 | Showerheads | 6581.6064 | 1 |  |  |  | x | 6581.6064 | 1 | 0 | -108.6357
LO12Med | NR | Showerheads | Residential | Water Heating | 0.01092 | 0.0077825 | 104.6825 | -108.6427 | <0 | <40 | Multifamily | Showerhead_MF_ERWH_1_50 GPM | 0.015055 | 0.030041 | 0.04496 | 0.05981 | 0.074593 | 0.08782 | 0.098313 | 0.10662 | 0.11319 | 0.11838 | 0.14489 | 0.1458 | 0.14594 | 0.14547 | 0.11564 | 0 | 0 | 0 | 0 | 0 | 1.4465 | 1.4465 | 1.4465 | 0.89368 | 0.31228 | -157.1541 | Showerheads | 9872.4097 | 1 |  |  |  | x | 9872.4097 | 1 | 0 | -108.6427
LO12Med | NR | Showerheads | Residential | Water Heating | 0.00053241 | 0.0003793 | 5.1115 | -194.7333 | <0 | <40 | Single Family | Showerhead_SF_HPWH_2_00 GPM | 0.0096334 | 0.019223 | 0.028769 | 0.038272 | 0.047731 | 0.056195 | 0.062909 | 0.068227 | 0.072431 | 0.075746 | 0.088034 | 0.088966 | 0.089443 | 0.089576 | 0.061316 | 0 | 0 | 0 | 0 | 0 | 0.89647 | 0.89647 | 0.89647 | 0.56717 | 0.19982 | -174.5728 | Showerheads | 782.2962 | 1 |  |  |  | x | 782.2962 | 1 | 0 | -194.7333
LO12Med | NR | Showerheads | Residential | Water Heating | 0.003716 | 0.0026474 | 35.6762 | -194.9798 | <0 | <40 | Single Family | Showerhead_SF_HPWH_1_8 GPM | 0.067237 | 0.13417 | 0.2008 | 0.26712 | 0.33314 | 0.39221 | 0.43908 | 0.4762 | 0.50554 | 0.52868 | 0.61444 | 0.62095 | 0.62427 | 0.6252 | 0.42796 | 0 | 0 | 0 | 0 | 0 | 6.257 | 6.257 | 6.257 | 3.9586 | 1.3947 | -1219.9891 | Showerheads | 5460.1082 | 1 |  |  |  | x | 5460.1082 | 1 | 0 | -194.9798
LO12Med | NR | Showerheads | Residential | Water Heating | 0.0055741 | 0.0039711 | 53.5143 | -194.9936 | <0 | <40 | Single Family | Showerhead_SF_HPWH_1_50 GPM | 0.10086 | 0.20125 | 0.30119 | 0.40068 | 0.49971 | 0.58832 | 0.65862 | 0.7143 | 0.75831 | 0.79302 | 0.92166 | 0.93142 | 0.93641 | 0.9378 | 0.64194 | 0 | 0 | 0 | 0 | 0 | 9.3855 | 9.3855 | 9.3855 | 5.9379 | 2.092 | -1830.1126 | Showerheads | 8190.1623 | 1 |  |  |  | x | 8190.1623 | 1 | 0 | -194.9936
LO12Med | NR | Showerheads | Residential | Water Heating | 0.00053241 | 0.0003793 | 5.1115 | -194.7333 | <0 | <40 | Manufactured | Showerhead_MH_HPWH_2_00 GPM | 0.0021399 | 0.004234 | 0.0062831 | 0.008288 | 0.010249 | 0.011965 | 0.013282 | 0.014283 | 0.015035 | 0.01559 | 0.017145 | 0.017337 | 0.01742 | 0.013426 | 0 | 0 | 0 | 0 | 0 | 0 | 0.16668 | 0.16668 | 0.16668 | 0.11849 | 0.043159 | -32.4574 | Showerheads | 782.2962 | 1 |  |  |  | x | 782.2962 | 1 | 0 | -194.7333
LO12Med | NR | Showerheads | Residential | Water Heating | 0.003716 | 0.0026474 | 35.6762 | -194.9798 | <0 | <40 | Manufactured | Showerhead_MH_HPWH_1_8 GPM | 0.014935 | 0.029552 | 0.043854 | 0.057847 | 0.071536 | 0.08351 | 0.0927 | 0.099688 | 0.10494 | 0.10882 | 0.11967 | 0.121 | 0.12158 | 0.093706 | 0 | 0 | 0 | 0 | 0 | 0 | 1.1633 | 1.1633 | 1.1633 | 0.82704 | 0.30123 | -226.8261 | Showerheads | 5460.1082 | 1 |  |  |  | x | 5460.1082 | 1 | 0 | -194.9798
LO12Med | NR | Showerheads | Residential | Water Heating | 0.0055741 | 0.0039711 | 53.5143 | -194.9936 | <0 | <40 | Manufactured | Showerhead_MH_HPWH_1_50 GPM | 0.022403 | 0.044327 | 0.06578 | 0.08677 | 0.1073 | 0.12526 | 0.13905 | 0.14953 | 0.15741 | 0.16322 | 0.1795 | 0.1815 | 0.18237 | 0.14056 | 0 | 0 | 0 | 0 | 0 | 0 | 1.745 | 1.745 | 1.745 | 1.2406 | 0.45185 | -340.2631 | Showerheads | 8190.1623 | 1 |  |  |  | x | 8190.1623 | 1 | 0 | -194.9936
LO12Med | NR | Showerheads | Residential | Water Heating | 0.00053241 | 0.0003793 | 5.1115 | -194.7333 | <0 | <40 | Multifamily | Showerhead_MF_HPWH_2_00 GPM | 0.0022053 | 0.0044006 | 0.006586 | 0.0087614 | 0.010927 | 0.012864 | 0.014402 | 0.015619 | 0.016581 | 0.01734 | 0.021224 | 0.021357 | 0.021377 | 0.02131 | 0.016939 | 0 | 0 | 0 | 0 | 0 | 0.21189 | 0.21189 | 0.21189 | 0.13091 | 0.045745 | -41.263 | Showerheads | 782.2962 | 1 |  |  |  | x | 782.2962 | 1 | 0 | -194.7333
LO12Med | NR | Showerheads | Residential | Water Heating | 0.003716 | 0.0026474 | 35.6762 | -194.9798 | <0 | <40 | Multifamily | Showerhead_MF_HPWH_1_8 GPM | 0.015392 | 0.030715 | 0.045967 | 0.061151 | 0.076265 | 0.089788 | 0.10052 | 0.10901 | 0.11573 | 0.12103 | 0.14814 | 0.14907 | 0.14921 | 0.14873 | 0.11823 | 0 | 0 | 0 | 0 | 0 | 1.4789 | 1.4789 | 1.4789 | 0.91371 | 0.31928 | -288.3635 | Showerheads | 5460.1082 | 1 |  |  |  | x | 5460.1082 | 1 | 0 | -194.9798
LO12Med | NR | Showerheads | Residential | Water Heating | 0.0055741 | 0.0039711 | 53.5143 | -194.9936 | <0 | <40 | Multifamily | Showerhead_MF_HPWH_1_50 GPM | 0.023088 | 0.046072 | 0.068951 | 0.091726 | 0.1144 | 0.13468 | 0.15077 | 0.16352 | 0.1736 | 0.18154 | 0.22221 | 0.2236 | 0.22381 | 0.2231 | 0.17734 | 0 | 0 | 0 | 0 | 0 | 2.2184 | 2.2184 | 2.2184 | 1.3706 | 0.47892 | -432.5758 | Showerheads | 8190.1623 | 1 |  |  |  | x | 8190.1623 | 1 | 0 | -194.9936
LO3Slow | New | TSRV | Residential | Water Heating | 0.0038201 | 0.0027226 | 36.6129 | -11.8409 | <0 | <40 | Single Family | Res_Valve only_ERWH | 0.00013371 | 0.00033506 | 0.00072998 | 0.0014158 | 0.0024279 | 0.0037462 | 0.0054275 | 0.0073822 | 0.0095354 | 0.011694 | 0.013303 | 0.014876 | 0.016232 | 0.017246 | 0.017594 | 0.017906 | 0.017961 | 0.017759 | 0.017627 | 0.017394 | 0.21073 | 0.21073 | 0.12208 | 0.056131 | 0.0087886 | -2.4952 | TSRV | 1.487 | 1 |  |  |  | x | 1.487 | 1 | 0 | -11.8409
LO3Slow | New | TSRV | Residential | Water Heating | 0.0038201 | 0.0027226 | 36.6129 | -11.8409 | <0 | <40 | Multifamily | Res_Valve only_ERWH | 0.00058983 | 0.0014986 | 0.0033153 | 0.0065302 | 0.011373 | 0.017833 | 0.026243 | 0.036238 | 0.047493 | 0.059115 | 0.068268 | 0.077463 | 0.085763 | 0.092494 | 0.095784 | 0.098986 | 0.10076 | 0.10116 | 0.10187 | 0.1021 | 1.1349 | 1.1349 | 0.63 | 0.2785 | 0.04114 | -13.4381 | TSRV | 1.487 | 1 |  |  |  | x | 1.487 | 1 | 0 | -11.8409
LO3Slow | New | TSRV | Residential | Water Heating | 0.0038201 | 0.0027226 | 36.6129 | -11.8409 | <0 | <40 | Manufactured | Res_Valve only_ERWH | 1.8513e-05 | 4.8445e-05 | 0.0001101 | 0.00022251 | 0.00039715 | 0.00063747 | 0.00095985 | 0.0013555 | 0.001816 | 0.0023086 | 0.0027211 | 0.0031499 | 0.0035552 | 0.0039047 | 0.0041159 | 0.0043262 | 0.0044803 | 0.0045719 | 0.0046806 | 0.0047637 | 0.048144 | 0.048144 | 0.025321 | 0.010595 | 0.0014342 | -0.57007 | TSRV | 1.487 | 1 |  |  |  | x | 1.487 | 1 | 0 | -11.8409
LO3Slow | New | TSRV | Residential | Water Heating | 0.0023429 | 0.0016694 | 22.4743 | -7.757 | <0 | <40 | Single Family | Res_Valve only_HPWH | 0.00046511 | 0.0011655 | 0.0025392 | 0.0049248 | 0.0084451 | 0.013031 | 0.018879 | 0.025678 | 0.033168 | 0.040676 | 0.046273 | 0.051745 | 0.056462 | 0.059988 | 0.061199 | 0.062283 | 0.062475 | 0.061775 | 0.061315 | 0.060504 | 0.73299 | 0.73299 | 0.42464 | 0.19524 | 0.03057 | -5.6858 | TSRV | 1.2699 | 1 |  |  |  | x | 1.2699 | 1 | 0 | -7.757
LO3Slow | New | TSRV | Residential | Water Heating | 0.0023429 | 0.0016694 | 22.4743 | -7.757 | <0 | <40 | Multifamily | Res_Valve only_HPWH | 0.00012069 | 0.00030664 | 0.00067835 | 0.0013362 | 0.0023271 | 0.0036488 | 0.0053696 | 0.0074147 | 0.0097176 | 0.012096 | 0.013968 | 0.01585 | 0.017548 | 0.018925 | 0.019599 | 0.020254 | 0.020618 | 0.020698 | 0.020845 | 0.020891 | 0.23221 | 0.23221 | 0.12891 | 0.056984 | 0.0084177 | -1.8013 | TSRV | 1.2699 | 1 |  |  |  | x | 1.2699 | 1 | 0 | -7.757
LO3Slow | New | TSRV | Residential | Water Heating | 0.0023429 | 0.0016694 | 22.4743 | -7.757 | <0 | <40 | Manufactured | Res_Valve only_HPWH | 3.4091e-05 | 8.9213e-05 | 0.00020276 | 0.00040975 | 0.00073135 | 0.0011739 | 0.0017676 | 0.0024963 | 0.0033441 | 0.0042514 | 0.0050109 | 0.0058006 | 0.0065469 | 0.0071906 | 0.0075795 | 0.0079667 | 0.0082505 | 0.0084192 | 0.0086194 | 0.0087725 | 0.088657 | 0.088657 | 0.046629 | 0.019511 | 0.0026411 | -0.68771 | TSRV | 1.2699 | 1 |  |  |  | x | 1.2699 | 1 | 0 | -7.757
Retro3Slow | Retro | TSRV | Residential | Water Heating | 0.0038201 | 0.0027226 | 36.6129 | -11.8409 | <0 | <40 | Single Family | Res_Valve only_ERWH | 0.011366 | 0.018034 | 0.036392 | 0.064229 | 0.10072 | 0.14203 | 0.18191 | 0.21337 | 0.23082 | 0.23165 | 0.2168 | 0.19004 | 0.15668 | 0.12194 | 0.089862 | 0.062891 | 0.04191 | 0.026655 | 0.016213 | 0.010969 | 2.1939 | 2.1645 | 2.0058 | 1.4473 | 0.37277 | -25.6293 | TSRV | 1.487 | 1 |  |  |  | x | 1.487 | 1 | 0 | -11.8409
Retro3Slow | Retro | TSRV | Residential | Water Heating | 0.0038201 | 0.0027226 | 36.6129 | -11.8409 | <0 | <40 | Multifamily | Res_Valve only_ERWH | 0.027666 | 0.044242 | 0.08997 | 0.16001 | 0.25283 | 0.3592 | 0.46329 | 0.5471 | 0.59565 | 0.60148 | 0.56625 | 0.4991 | 0.41366 | 0.32357 | 0.23965 | 0.16853 | 0.11285 | 0.072115 | 0.044074 | 0.029962 | 5.9924 | 5.6112 | 5.1837 | 3.7077 | 0.93392 | -66.4418 | TSRV | 1.487 | 1 |  |  |  | x | 1.487 | 1 | 0 | -11.8409
Retro3Slow | Retro | TSRV | Residential | Water Heating | 0.0038201 | 0.0027226 | 36.6129 | -11.8409 | <0 | <40 | Manufactured | Res_Valve only_ERWH | 0.0026474 | 0.0041461 | 0.0082635 | 0.014415 | 0.022358 | 0.031217 | 0.039629 | 0.046125 | 0.049571 | 0.049488 | 0.04613 | 0.040318 | 0.033176 | 0.025793 | 0.019004 | 0.013304 | 0.0088733 | 0.0056504 | 0.0034422 | 0.0023332 | 0.46664 | 0.46588 | 0.43228 | 0.31399 | 0.083048 | -5.5165 | TSRV | 1.487 | 1 |  |  |  | x | 1.487 | 1 | 0 | -11.8409
Retro3Slow | Retro | TSRV | Residential | Water Heating | 0.0023429 | 0.0016694 | 22.4743 | -11.8409 | <0 | <40 | Single Family | Res_Valve only_HPWH | 0.039534 | 0.062731 | 0.12659 | 0.22342 | 0.35033 | 0.49404 | 0.63274 | 0.74219 | 0.80287 | 0.80576 | 0.75411 | 0.66105 | 0.54501 | 0.42414 | 0.31258 | 0.21876 | 0.14578 | 0.092715 | 0.056396 | 0.038156 | 7.6312 | 7.5289 | 6.9771 | 5.0343 | 1.2966 | -89.1492 | TSRV | 1.2699 | 1 |  |  |  | x | 1.2699 | 1 | 0 | -11.8409
Retro3Slow | Retro | TSRV | Residential | Water Heating | 0.0023429 | 0.0016694 | 22.4743 | -7.757 | <0 | <40 | Multifamily | Res_Valve only_HPWH | 0.0056607 | 0.0090524 | 0.018409 | 0.032741 | 0.051733 | 0.073496 | 0.094795 | 0.11194 | 0.12188 | 0.12307 | 0.11586 | 0.10212 | 0.084639 | 0.066205 | 0.049035 | 0.034484 | 0.02309 | 0.014756 | 0.0090181 | 0.0061306 | 1.2261 | 1.1481 | 1.0606 | 0.75864 | 0.19109 | -8.9059 | TSRV | 1.2699 | 1 |  |  |  | x | 1.2699 | 1 | 0 | -7.757
Retro3Slow | Retro | TSRV | Residential | Water Heating | 0.0023429 | 0.0016694 | 22.4743 | -7.757 | <0 | <40 | Manufactured | Res_Valve only_HPWH | 0.0048753 | 0.0076352 | 0.015217 | 0.026545 | 0.041173 | 0.057487 | 0.072976 | 0.084939 | 0.091285 | 0.091132 | 0.084948 | 0.074245 | 0.061094 | 0.047497 | 0.034996 | 0.0245 | 0.01634 | 0.010405 | 0.0063389 | 0.0042966 | 0.85933 | 0.85793 | 0.79605 | 0.57821 | 0.15293 | -6.6549 | TSRV | 1.2699 | 1 |  |  |  | x | 1.2699 | 1 | 0 | -7.757
LO5Med | New | UHD TV | Residential | Electronics | 0.0061382 | 0.005981 | 49.6102 | -21.6874 | <0 | <40 | Single Family | Efficient TV | 0.016666 | 0.036176 | 0.059382 | 0.086126 | 0.11422 | 0.14394 | 0.17761 | 0.21227 | 0.24639 | 0.27586 | 0.28984 | 0.30221 | 0.31042 | 0.31332 | 0.3055 | 0.30157 | 0.29657 | 0.28962 | 0.28533 | 0.28004 | 4.3431 | 4.3431 | 2.8899 | 1.6585 | 0.45651 | -94.1901 | UHD TV | 1429.6612 | 1 |  |  |  | x | 1429.6612 | 1 | 0 | -21.6874
LO5Med | New | UHD TV | Residential | Electronics | 0.0061382 | 0.005981 | 49.6102 | -21.6874 | <0 | <40 | Multifamily - Low Rise | Efficient TV | 0.0045644 | 0.010059 | 0.016759 | 0.024662 | 0.033175 | 0.042461 | 0.053174 | 0.064431 | 0.075822 | 0.086129 | 0.091905 | 0.097275 | 0.10137 | 0.10389 | 0.10287 | 0.10314 | 0.10295 | 0.10217 | 0.10225 | 0.10202 | 1.4211 | 1.4211 | 0.90855 | 0.50314 | 0.13168 | -30.8197 | UHD TV | 1429.6612 | 1 |  |  |  | x | 1429.6612 | 1 | 0 | -21.6874
LO5Med | New | UHD TV | Residential | Electronics | 0.0061382 | 0.005981 | 49.6102 | -21.6874 | <0 | <40 | Multifamily - High Rise | Efficient TV | 0.0013293 | 0.0029123 | 0.0048619 | 0.0071836 | 0.0097183 | 0.012471 | 0.015674 | 0.019103 | 0.022558 | 0.02567 | 0.027335 | 0.028884 | 0.030111 | 0.030822 | 0.030469 | 0.030514 | 0.030433 | 0.030086 | 0.029943 | 0.029756 | 0.41984 | 0.41984 | 0.2691 | 0.14882 | 0.038477 | -9.1052 | UHD TV | 1429.6612 | 1 |  |  |  | x | 1429.6612 | 1 | 0 | -21.6874
LO5Med | New | UHD TV | Residential | Electronics | 0.0061382 | 0.005981 | 49.6102 | -21.6875 | <0 | <40 | Manufactured | Efficient TV | 0.001208 | 0.0027382 | 0.0046888 | 0.0070857 | 0.0097809 | 0.012823 | 0.016444 | 0.020405 | 0.024564 | 0.028511 | 0.031036 | 0.0335 | 0.035592 | 0.037137 | 0.037414 | 0.038144 | 0.038727 | 0.039032 | 0.039662 | 0.04015 | 0.49864 | 0.49864 | 0.30293 | 0.15928 | 0.038324 | -10.8143 | UHD TV | 1429.6612 | 1 |  |  |  | x | 1429.6612 | 1 | 0 | -21.6875
LO5Med | NR | UHD TV | Residential | Electronics | 0.0061382 | 0.005981 | 49.6102 | -21.6875 | <0 | <40 | Single Family | Efficient TV | 0.20238 | 0.44984 | 0.75152 | 1.1004 | 1.4969 | 1.9589 | 2.4638 | 3.2164 | 3.7157 | 4.133 | 4.4424 | 4.6328 | 4.7205 | 0.58139 | 0 | 0 | 0 | 0 | 0 | 0 | 33.8658 | 33.8658 | 33.8658 | 23.9311 | 5.9599 | -734.4632 | UHD TV | 1429.6612 | 1 |  |  |  | x | 1429.6612 | 1 | 0 | -21.6875
LO5Med | NR | UHD TV | Residential | Electronics | 0.0061382 | 0.005981 | 49.6102 | -21.6874 | <0 | <40 | Multifamily - Low Rise | Efficient TV | 0.030474 | 0.067738 | 0.11317 | 0.1657 | 0.2254 | 0.29497 | 0.37101 | 0.51379 | 0.59227 | 0.65701 | 0.70402 | 0.73075 | 0.74005 | 0.21259 | 0 | 0 | 0 | 0 | 0 | 0 | 5.4189 | 5.4189 | 5.4189 | 3.7355 | 0.89745 | -117.5229 | UHD TV | 1429.6612 | 1 |  |  |  | x | 1429.6612 | 1 | 0 | -21.6874
LO5Med | NR | UHD TV | Residential | Electronics | 0.0061382 | 0.005981 | 49.6102 | -21.6875 | <0 | <40 | Multifamily - High Rise | Efficient TV | 0.0090178 | 0.020045 | 0.033487 | 0.049033 | 0.066699 | 0.087286 | 0.10979 | 0.15173 | 0.1748 | 0.19399 | 0.20798 | 0.21603 | 0.21886 | 0.06255 | 0 | 0 | 0 | 0 | 0 | 0 | 1.6013 | 1.6013 | 1.6013 | 1.1039 | 0.26557 | -34.7281 | UHD TV | 1429.6612 | 1 |  |  |  | x | 1429.6612 | 1 | 0 | -21.6875
LO5Med | NR | UHD TV | Residential | Electronics | 0.0061382 | 0.005981 | 49.6102 | -21.6875 | <0 | <40 | Manufactured | Efficient TV | 0.024678 | 0.054391 | 0.090101 | 0.13082 | 0.17645 | 0.22896 | 0.28555 | 0.35948 | 0.41358 | 0.45802 | 0.49002 | 0.50863 | 0.24955 | 0 | 0 | 0 | 0 | 0 | 0 | 0 | 3.4702 | 3.4702 | 3.4702 | 2.712 | 0.70539 | -75.2601 | UHD TV | 1429.6612 | 1 |  |  |  | x | 1429.6612 | 1 | 0 | -21.6875
LO5Med | New | Smart tstats | Residential | HVAC | 0.15442 | 0.11371 | 929.2837 | 40.0638 | 40-50 | 40-100 | Single Family | SF_Thermostat_HZ1 | 0.028991 | 0.062927 | 0.10329 | 0.14981 | 0.19868 | 0.25039 | 0.30896 | 0.36924 | 0.42858 | 0.47986 | 0.50416 | 0.5257 | 0.53998 | 0.54501 | 0.53142 | 0.52458 | 0.51587 | 0.50379 | 0.49632 | 0.48713 | 7.5547 | 7.5547 | 5.027 | 2.8849 | 0.79409 | 302.6695 | Smart tstats | 0.96108 | 0 |  | x |  | x | #REF! | #REF! | 38.5046 | 1.5592
LO5Med | New | Smart tstats | Residential | HVAC | 0.10439 | 0.077676 | 627.9381 | 72.7958 | 70-80 | 40-100 | Multifamily - Low Rise | MF_Thermostat_HZ1 | 0.0029437 | 0.0064874 | 0.010808 | 0.015905 | 0.021395 | 0.027384 | 0.034293 | 0.041553 | 0.048899 | 0.055546 | 0.059271 | 0.062734 | 0.065378 | 0.067002 | 0.06634 | 0.066517 | 0.066395 | 0.065889 | 0.065944 | 0.065797 | 0.91648 | 0.91648 | 0.58594 | 0.32448 | 0.084923 | 66.7159 | Smart tstats | 0.64714 | 0 |  | x |  | x | #REF! | #REF! | 47.1091 | 25.6868
LO5Med | New | Smart tstats | Residential | HVAC | 0.10439 | 0.077676 | 627.9381 | 72.7958 | 70-80 | 40-100 | Multifamily - High Rise | MF_Thermostat_HZ1 | 0 | 0 | 0 | 0 | 0 | 0 | 0 | 0 | 0 | 0 | 0 | 0 | 0 | 0 | 0 | 0 | 0 | 0 | 0 | 0 | 0 | 0 | 0 | 0 | 0 | 0 | Smart tstats | 0.64714 | 0 |  | x |  | x | #REF! | #REF! | 47.1091 | 25.6868
LO5Med | New | Smart tstats | Residential | HVAC | 0.11721 | 0.08709 | 705.1015 | 61.7516 | 60-70 | 40-100 | Manufactured | MH_Thermostat_HZ1 | 0.0069323 | 0.015714 | 0.026908 | 0.040664 | 0.056131 | 0.073588 | 0.094368 | 0.1171 | 0.14097 | 0.16362 | 0.17811 | 0.19225 | 0.20426 | 0.21312 | 0.21471 | 0.2189 | 0.22225 | 0.224 | 0.22761 | 0.23042 | 2.8616 | 2.8616 | 1.7384 | 0.9141 | 0.21994 | 176.7102 | Smart tstats | 0.72702 | 0 |  | x |  | x | #REF! | #REF! | 44.8946 | 16.857
LO5Med | New | Smart tstats | Residential | HVAC | 0.22038 | 0.16364 | 1325.7497 | 19.6816 | 10-20 | <40 | Single Family | SF_Thermostat_HZ23 | 0.008635 | 0.018743 | 0.030766 | 0.044622 | 0.059177 | 0.074579 | 0.092023 | 0.10998 | 0.12765 | 0.14293 | 0.15017 | 0.15658 | 0.16083 | 0.16233 | 0.15828 | 0.15625 | 0.15365 | 0.15006 | 0.14783 | 0.14509 | 2.2502 | 2.2502 | 1.4973 | 0.85927 | 0.23652 | 44.287 | Smart tstats | 1.3673 | 1 |  | x |  | x | #REF! | #REF! | 26.9097 | -7.2281
LO5Med | New | Smart tstats | Residential | HVAC | 0.13904 | 0.10365 | 836.2844 | 47.6587 | 40-50 | 40-100 | Multifamily - Low Rise | MF_Thermostat_HZ23 | 0.00062075 | 0.001368 | 0.0022792 | 0.003354 | 0.0045118 | 0.0057747 | 0.0072316 | 0.0087625 | 0.010312 | 0.011713 | 0.012499 | 0.013229 | 0.013787 | 0.014129 | 0.01399 | 0.014027 | 0.014001 | 0.013895 | 0.013906 | 0.013875 | 0.19326 | 0.19326 | 0.12356 | 0.068426 | 0.017908 | 9.2107 | Smart tstats | 0.8613 | 0 |  | x |  | x | #REF! | #REF! | 41.0484 | 6.6102
LO5Med | New | Smart tstats | Residential | HVAC | 0.13904 | 0.10365 | 836.2844 | 47.6587 | 40-50 | 40-100 | Multifamily - High Rise | MF_Thermostat_HZ23 | 0 | 0 | 0 | 0 | 0 | 0 | 0 | 0 | 0 | 0 | 0 | 0 | 0 | 0 | 0 | 0 | 0 | 0 | 0 | 0 | 0 | 0 | 0 | 0 | 0 | 0 | Smart tstats | 0.8613 | 0 |  | x |  | x | #REF! | #REF! | 41.0484 | 6.6102
LO5Med | New | Smart tstats | Residential | HVAC | 0.15609 | 0.11621 | 938.9121 | 39.3756 | 30-40 | <40 | Manufactured | MH_Thermostat_HZ23 | 0.0028993 | 0.0065721 | 0.011254 | 0.017007 | 0.023476 | 0.030777 | 0.039468 | 0.048975 | 0.058958 | 0.068431 | 0.074491 | 0.080405 | 0.085428 | 0.089135 | 0.0898 | 0.091553 | 0.092953 | 0.093683 | 0.095195 | 0.096368 | 1.1968 | 1.1968 | 0.72708 | 0.38231 | 0.091985 | 47.1258 | Smart tstats | 0.96745 | 0 |  | x |  | x | #REF! | #REF! | 38.0937 | 1.2819
Retro5Med | Retro | Smart tstats | Residential | HVAC | 0.15442 | 0.11371 | 929.2837 | 40.0638 | 40-50 | 40-100 | Single Family | SF_Thermostat_HZ1 | 1.9913 | 2.4737 | 3.0593 | 3.5853 | 4.1241 | 4.8561 | 5.3577 | 5.4975 | 5.1973 | 4.4771 | 3.4688 | 2.2968 | 1.3336 | 0.64194 | 0.27148 | 0.098674 | 0.030807 | 0.0067113 | 0.0011026 | 0.00013228 | 49.2381 | 48.7696 | 48.6322 | 44.0883 | 20.0898 | 1953.8963 | Smart tstats | 0.96108 | 0 |  | x |  | x | #REF! | #REF! | 38.5046 | 1.5592
Retro5Med | Retro | Smart tstats | Residential | HVAC | 0.10439 | 0.077676 | 627.9381 | 72.7958 | 70-80 | 40-100 | Multifamily - Low Rise | MF_Thermostat_HZ1 | 0.11117 | 0.13967 | 0.17456 | 0.20656 | 0.23973 | 0.28454 | 0.3161 | 0.32624 | 0.30993 | 0.26805 | 0.20836 | 0.13831 | 0.080486 | 0.038817 | 0.016447 | 0.0059891 | 0.0018734 | 0.00040891 | 6.7308e-05 | 8.0906e-06 | 3.0117 | 2.8673 | 2.859 | 2.5849 | 1.1562 | 208.7294 | Smart tstats | 0.64714 | 0 |  | x |  | x | #REF! | #REF! | 47.1091 | 25.6868
Retro5Med | Retro | Smart tstats | Residential | HVAC | 0.10439 | 0.077676 | 627.9381 | 72.7958 | 70-80 | 40-100 | Multifamily - High Rise | MF_Thermostat_HZ1 | 0 | 0 | 0 | 0 | 0 | 0 | 0 | 0 | 0 | 0 | 0 | 0 | 0 | 0 | 0 | 0 | 0 | 0 | 0 | 0 | 0 | 0 | 0 | 0 | 0 | 0 | Smart tstats | 0.64714 | 0 |  | x |  | x | #REF! | #REF! | 47.1091 | 25.6868
Retro5Med | Retro | Smart tstats | Residential | HVAC | 0.11721 | 0.08709 | 705.1015 | 61.7516 | 60-70 | 40-100 | Manufactured | MH_Thermostat_HZ1 | 0.8011 | 0.98131 | 1.1978 | 1.3868 | 1.5771 | 1.8375 | 2.0074 | 2.0407 | 1.9123 | 1.6334 | 1.2552 | 0.0059405 | 0 | 0 | 0 | 0 | 0 | 0 | 0 | 0 | 16.6365 | 16.6365 | 16.6365 | 16.6306 | 7.7816 | 1027.3335 | Smart tstats | 0.72702 | 0 |  | x |  | x | #REF! | #REF! | 44.8946 | 16.857
Retro5Med | Retro | Smart tstats | Residential | HVAC | 0.22038 | 0.16364 | 1325.7497 | 19.6816 | 10-20 | <40 | Single Family | SF_Thermostat_HZ23 | 0.59311 | 0.73681 | 0.91123 | 1.0679 | 1.2284 | 1.4464 | 1.5958 | 1.6374 | 1.548 | 1.3335 | 1.0332 | 0.68411 | 0.39722 | 0.1912 | 0.08086 | 0.02939 | 0.0091759 | 0.001999 | 0.0003284 | 3.9398e-05 | 14.6656 | 14.5261 | 14.4852 | 13.1318 | 5.9838 | 285.8966 | Smart tstats | 1.3673 | 1 |  | x |  | x | #REF! | #REF! | 26.9097 | -7.2281
Retro5Med | Retro | Smart tstats | Residential | HVAC | 0.13904 | 0.10365 | 836.2844 | 47.6587 | 40-50 | 40-100 | Multifamily - Low Rise | MF_Thermostat_HZ23 | 0.023443 | 0.029454 | 0.036811 | 0.043559 | 0.050555 | 0.060004 | 0.066658 | 0.068797 | 0.065357 | 0.056525 | 0.043937 | 0.029167 | 0.016973 | 0.0081857 | 0.0034682 | 0.001263 | 0.00039506 | 8.6229e-05 | 1.4194e-05 | 1.7061e-06 | 0.63509 | 0.60465 | 0.60289 | 0.5451 | 0.24383 | 28.817 | Smart tstats | 0.8613 | 0 |  | x |  | x | #REF! | #REF! | 41.0484 | 6.6102
Retro5Med | Retro | Smart tstats | Residential | HVAC | 0.13904 | 0.10365 | 836.2844 | 47.6587 | 40-50 | 40-100 | Multifamily - High Rise | MF_Thermostat_HZ23 | 0 | 0 | 0 | 0 | 0 | 0 | 0 | 0 | 0 | 0 | 0 | 0 | 0 | 0 | 0 | 0 | 0 | 0 | 0 | 0 | 0 | 0 | 0 | 0 | 0 | 0 | Smart tstats | 0.8613 | 0 |  | x |  | x | #REF! | #REF! | 41.0484 | 6.6102
Retro5Med | Retro | Smart tstats | Residential | HVAC | 0.15609 | 0.11621 | 938.9121 | 39.3756 | 30-40 | <40 | Manufactured | MH_Thermostat_HZ23 | 0.33505 | 0.41042 | 0.50098 | 0.57999 | 0.6596 | 0.76849 | 0.83954 | 0.85347 | 0.79979 | 0.68315 | 0.52498 | 0.0024845 | 0 | 0 | 0 | 0 | 0 | 0 | 0 | 0 | 6.958 | 6.958 | 6.958 | 6.9555 | 3.2545 | 273.9735 | Smart tstats | 0.96745 | 0 |  | x |  | x | #REF! | #REF! | 38.0937 | 1.2819
LO1Slow | New | Well Pump | Residential | Other | 0.0010615 | 0.0010943 | 8.6442 | 4545.5303 | >200 | >100 | Single Family | SF_Well Pump | 5.6328e-06 | 8.4411e-06 | 1.8069e-05 | 3.3601e-05 | 5.5927e-05 | 8.5725e-05 | 0.0001265 | 0.00017929 | 0.00024591 | 0.00032463 | 0.00040075 | 0.00048745 | 0.00057678 | 0.00065948 | 0.00071604 | 0.0007655 | 0.00079592 | 0.00080815 | 0.00081274 | 0.00081072 | 0.0079172 | 0.0079172 | 0.0039242 | 0.0014845 | 0.0002074 | 35.9881 | Well Pump | 0.011004 | 0 |  |  |  | x | #REF! | #REF! | 50.0212 | 4495.5091
LO1Slow | New | Well Pump | Residential | Other | 0.00099621 | 0.001027 | 8.1122 | 4844.9744 | >200 | >100 | Manufactured | MH_Well Pump | 8.3184e-07 | 1.3018e-06 | 2.9069e-06 | 5.6324e-06 | 9.7582e-06 | 1.5559e-05 | 2.3862e-05 | 3.5116e-05 | 4.9952e-05 | 6.836e-05 | 8.7434e-05 | 0.00011009 | 0.00013474 | 0.00015927 | 0.00017867 | 0.00019728 | 0.00021177 | 0.00022191 | 0.00023019 | 0.00023683 | 0.0019815 | 0.0019815 | 0.00088349 | 0.00030072 | 3.5991e-05 | 9.6001 | Well Pump | 0.010327 | 0 |  |  |  | x | #REF! | #REF! | 50.0354 | 4794.939
LO1Slow | NR | Well Pump | Residential | Other | 0.0010615 | 0.0010943 | 8.6442 | 4545.5303 | >200 | >100 | Single Family | SF_Well Pump | 2.394e-05 | 3.6738e-05 | 8.0034e-05 | 0.00015026 | 0.00025653 | 0.00040831 | 0.00061415 | 0.0008802 | 0.0012082 | 0.0015938 | 0.0020248 | 0.0024816 | 0.0029382 | 0.0033662 | 0.0037399 | 0.0040412 | 0.004263 | 0.0044222 | 0.004504 | 0.0045672 | 0.09171 | 0.0416 | 0.019803 | 0.007277 | 0.00095581 | 189.0963 | Well Pump | 0.011004 | 0 |  |  |  | x | #REF! | #REF! | 50.0212 | 4495.5091
LO1Slow | NR | Well Pump | Residential | Other | 0.00099621 | 0.001027 | 8.1122 | 4844.9744 | >200 | >100 | Manufactured | MH_Well Pump | 5.9479e-06 | 9.0506e-06 | 1.9551e-05 | 3.6395e-05 | 6.1613e-05 | 9.7238e-05 | 0.00014503 | 0.0002061 | 0.00028052 | 0.00036692 | 0.00046222 | 0.0005617 | 0.00065944 | 0.00074914 | 0.00082529 | 0.00088424 | 0.0009249 | 0.00095134 | 0.00096078 | 0.00096604 | 0.019398 | 0.0091735 | 0.0044861 | 0.0016906 | 0.0002298 | 44.4452 | Well Pump | 0.010327 | 0 |  |  |  | x | #REF! | #REF! | 50.0354 | 4794.939
LO1Slow | New | Whole House Fan | Residential | HVAC | 0.02118 | 0.0061035 | 130.9803 | 805.226 | >200 | >100 | Single Family | Retro_SingleFamily_WHF_CZ3 | 0.00031298 | 0.00046902 | 0.001004 | 0.001867 | 0.0031075 | 0.0047632 | 0.0070286 | 0.0099623 | 0.013664 | 0.018038 | 0.022267 | 0.027085 | 0.032048 | 0.036643 | 0.039786 | 0.042535 | 0.044224 | 0.044904 | 0.045159 | 0.045047 | 0.43991 | 0.43991 | 0.21805 | 0.082483 | 0.011524 | 354.2306 | Whole House Fan | 0.082458 | 0 |  |  |  | x | #REF! | #REF! | 66.3969 | 738.829
LO1Slow | New | Whole House Fan | Residential | HVAC | 0.0094797 | 0.0027318 | 58.6251 | 1833.3677 | >200 | >100 | Single Family | Retro_SingleFamily_WHF_CZ2 | 0.0002679 | 0.00040146 | 0.00085935 | 0.0015981 | 0.0026599 | 0.0040771 | 0.0060162 | 0.0085273 | 0.011696 | 0.01544 | 0.01906 | 0.023183 | 0.027432 | 0.031365 | 0.034056 | 0.036408 | 0.037854 | 0.038436 | 0.038654 | 0.038558 | 0.37655 | 0.37655 | 0.18664 | 0.070603 | 0.0098639 | 690.3535 | Whole House Fan | 0.036907 | 0 |  |  |  | x | #REF! | #REF! | 67.6639 | 1765.7038
LO1Slow | New | Whole House Fan | Residential | HVAC | 0.0022849 | 0.00065844 | 14.1302 | 7694.0872 | >200 | >100 | Single Family | Retro_SingleFamily_WHF_CZ1 | 0.00012593 | 0.00018871 | 0.00040394 | 0.00075117 | 0.0012503 | 0.0019165 | 0.0028279 | 0.0040083 | 0.0054975 | 0.0072574 | 0.0089591 | 0.010897 | 0.012894 | 0.014743 | 0.016008 | 0.017114 | 0.017794 | 0.018067 | 0.01817 | 0.018124 | 0.177 | 0.177 | 0.08773 | 0.033187 | 0.0046365 | 1361.8336 | Whole House Fan | 0.0088955 | 0 |  |  |  | x | #REF! | #REF! | 68.443 | 7625.6441
Retro1Slow | Retro | Whole House Fan | Residential | HVAC | 0.02118 | 0.0061035 | 130.9803 | 805.226 | >200 | >100 | Single Family | Retro_SingleFamily_WHF_CZ3 | 0.0090963 | 0.018461 | 0.033257 | 0.054851 | 0.084368 | 0.12234 | 0.16831 | 0.22047 | 0.27527 | 0.3274 | 0.37009 | 0.39615 | 0.39979 | 0.37834 | 0.33361 | 0.27641 | 0.21162 | 0.1466 | 0.09368 | 0.061095 | 4.7918 | 3.9812 | 3.1918 | 1.6839 | 0.32237 | 3205.7714 | Whole House Fan | 0.082458 | 0 |  |  |  | x | #REF! | #REF! | 66.3969 | 738.829
Retro1Slow | Retro | Whole House Fan | Residential | HVAC | 0.0094797 | 0.0027318 | 58.6251 | 1833.3677 | >200 | >100 | Single Family | Retro_SingleFamily_WHF_CZ2 | 0.0077861 | 0.015802 | 0.028467 | 0.04695 | 0.072216 | 0.10472 | 0.14407 | 0.18871 | 0.23562 | 0.28024 | 0.31678 | 0.33908 | 0.34221 | 0.32385 | 0.28555 | 0.2366 | 0.18114 | 0.12548 | 0.080187 | 0.052295 | 4.1016 | 3.4078 | 2.7321 | 1.4414 | 0.27594 | 6247.6682 | Whole House Fan | 0.036907 | 0 |  |  |  | x | #REF! | #REF! | 67.6639 | 1765.7038
Retro1Slow | Retro | Whole House Fan | Residential | HVAC | 0.0022849 | 0.00065844 | 14.1302 | 7694.0872 | >200 | >100 | Single Family | Retro_SingleFamily_WHF_CZ1 | 0.0036599 | 0.0074277 | 0.013381 | 0.022069 | 0.033945 | 0.049223 | 0.067718 | 0.088704 | 0.11075 | 0.13173 | 0.1489 | 0.15939 | 0.16085 | 0.15222 | 0.13422 | 0.11121 | 0.085145 | 0.058983 | 0.037692 | 0.024581 | 1.928 | 1.6018 | 1.2842 | 0.67751 | 0.12971 | 12324.5329 | Whole House Fan | 0.0088955 | 0 |  |  |  | x | #REF! | #REF! | 68.443 | 7625.6441
[47 empty] | Average | 26.6217 | 95.0195
[47 empty] | Median | 25.3629 | -4.7804
[13 empty] | 0.097939 | 0.15645 | 0.31617 | 0.55909 | 0.87847 | 1.2416 | 1.5955 | 1.8801 | 2.047 | 2.0725 | 1.9597 | 1.7453 | 1.4727 | 1.1854 | 0.91519 | 0.68814 | 0.50991 | 0.37827 | 0.28822 | 0.24157 | [14 empty] | Quartile 1 | 0 | -46.2769
[47 empty] | Quartile 2 | 25.3629 | -4.7804
[47 empty] | quartile 3 | 43.4719 | 55.4728
131.243
Note on AN1: Kevin Smit: For use in "measCat pivot" worksheet for weighting levelized cost.
Note on AX1: Kevin Smit: This represents the adder needed to make it cost effective

## kW_winter
Ramp Rate | Resource Type | Measure Category | Sector | End Use | kW per unit | kW2 per unit | kWh per unit | kW/kWh | TRC Net Levelized Cost (Net of All Benefits) | Lev Cost Bins | segment | measure | MW_2022 | MW_2023 | MW_2024 | MW_2025 | MW_2026 | MW_2027 | MW_2028 | MW_2029 | MW_2030 | MW_2031 | MW_2032 | MW_2033 | MW_2034 | MW_2035 | MW_2036 | MW_2037 | MW_2038 | MW_2039 | MW_2040 | MW_2041 | MAX | MAX2 | 2032 MAX | CE?
LO20Fast | NR | Lighting | Agriculture | Lighting | 0.034706 | 0.036994 | 159.302 | 0.00021786 | -15.9594 | <0 | Exterior LED Area Light w/ New Photocell 20 - 29W | Idaho | 0.0058595 | 0.0099665 | 0.01281 | 0.015024 | 0.016964 | 0.018643 | 0.020081 | 0.021303 | 0.022334 | 0.023198 | 0.02392 | 0.024482 | 0.024919 | 0.02526 | 0.025525 | 0.0010978 | 0 | 0 | 0 | 0 | 0.29138 | 0.29138 | 0.1901 | 1
LO20Fast | NR | Lighting | Agriculture | Lighting | 0.048115 | 0.051287 | 220.8505 | 0.00021786 | -19.1653 | <0 | Exterior LED Area Light w/ New Photocell 30 - 44W | Idaho | 0.0081234 | 0.013817 | 0.017759 | 0.020829 | 0.023518 | 0.025846 | 0.027839 | 0.029533 | 0.030962 | 0.032161 | 0.033161 | 0.03394 | 0.034547 | 0.035019 | 0.035387 | 0.001522 | 0 | 0 | 0 | 0 | 0.40397 | 0.40397 | 0.26355 | 1
LO20Fast | NR | Lighting | Agriculture | Lighting | 0.069675 | 0.074269 | 319.8108 | 0.00021786 | -22.4222 | <0 | Exterior LED Area Light w/ New Photocell 45 - 59W | Idaho | 0.011763 | 0.020008 | 0.025716 | 0.030162 | 0.034056 | 0.037427 | 0.040314 | 0.042767 | 0.044836 | 0.046572 | 0.048021 | 0.049149 | 0.050027 | 0.050711 | 0.051244 | 0.002204 | 0 | 0 | 0 | 0 | 0.58498 | 0.58498 | 0.38164 | 1
LO20Fast | NR | Lighting | Agriculture | Lighting | 0.090466 | 0.096431 | 415.2449 | 0.00021786 | -23.6642 | <0 | Exterior LED Area Light w/ New Photocell 60 - 75W | Idaho | 0.015274 | 0.025979 | 0.03339 | 0.039162 | 0.044219 | 0.048595 | 0.052344 | 0.055529 | 0.058216 | 0.06047 | 0.06235 | 0.063815 | 0.064956 | 0.065844 | 0.066536 | 0.0028616 | 0 | 0 | 0 | 0 | 0.75954 | 0.75954 | 0.49553 | 1
LO20Fast | NR | Lighting | Agriculture | Lighting | 0.034706 | 0.036994 | 159.302 | 0.00021786 | -15.9594 | <0 | Exterior LED Area Light w/ New Photocell 20 - 29W | Montana | 0.0012132 | 0.0020635 | 0.0026522 | 0.0031106 | 0.0035123 | 0.0038599 | 0.0041577 | 0.0044106 | 0.0046241 | 0.0048031 | 0.0049525 | 0.0050688 | 0.0051594 | 0.00523 | 0.0052849 | 0.0002273 | 0 | 0 | 0 | 0 | 0.06033 | 0.06033 | 0.03936 | 1
LO20Fast | NR | Lighting | Agriculture | Lighting | 0.048115 | 0.051287 | 220.8505 | 0.00021786 | -19.1653 | <0 | Exterior LED Area Light w/ New Photocell 30 - 44W | Montana | 0.0016819 | 0.0028608 | 0.0036769 | 0.0043125 | 0.0048693 | 0.0053512 | 0.005764 | 0.0061148 | 0.0064107 | 0.0066588 | 0.0068659 | 0.0070272 | 0.0071528 | 0.0072506 | 0.0073268 | 0.00031512 | 0 | 0 | 0 | 0 | 0.083639 | 0.083639 | 0.054567 | 1
LO20Fast | NR | Lighting | Agriculture | Lighting | 0.069675 | 0.074269 | 319.8108 | 0.00021786 | -22.4222 | <0 | Exterior LED Area Light w/ New Photocell 45 - 59W | Montana | 0.0024355 | 0.0041427 | 0.0053245 | 0.0062448 | 0.0070512 | 0.007749 | 0.0083468 | 0.0088547 | 0.0092832 | 0.0096426 | 0.0099425 | 0.010176 | 0.010358 | 0.0105 | 0.01061 | 0.00045632 | 0 | 0 | 0 | 0 | 0.12112 | 0.12112 | 0.079018 | 1
LO20Fast | NR | Lighting | Agriculture | Lighting | 0.090466 | 0.096431 | 415.2449 | 0.00021786 | -23.6642 | <0 | Exterior LED Area Light w/ New Photocell 60 - 75W | Montana | 0.0031623 | 0.0053789 | 0.0069133 | 0.0081083 | 0.0091554 | 0.010061 | 0.010838 | 0.011497 | 0.012053 | 0.01252 | 0.012909 | 0.013213 | 0.013449 | 0.013633 | 0.013776 | 0.00059249 | 0 | 0 | 0 | 0 | 0.15726 | 0.15726 | 0.1026 | 1
LO20Fast | NR | Lighting | Agriculture | Lighting | 0.034706 | 0.036994 | 159.302 | 0.00021786 | -15.9594 | <0 | Exterior LED Area Light w/ New Photocell 20 - 29W | Washington | 0.0084394 | 0.014355 | 0.01845 | 0.021639 | 0.024433 | 0.026851 | 0.028922 | 0.030682 | 0.032167 | 0.033412 | 0.034451 | 0.035261 | 0.035891 | 0.036382 | 0.036764 | 0.0015812 | 0 | 0 | 0 | 0 | 0.41968 | 0.41968 | 0.2738 | 1
LO20Fast | NR | Lighting | Agriculture | Lighting | 0.048115 | 0.051287 | 220.8505 | 0.00021786 | -19.1653 | <0 | Exterior LED Area Light w/ New Photocell 30 - 44W | Washington | 0.0117 | 0.019901 | 0.025578 | 0.029999 | 0.033873 | 0.037225 | 0.040097 | 0.042537 | 0.044595 | 0.046322 | 0.047762 | 0.048884 | 0.049758 | 0.050438 | 0.050968 | 0.0021921 | 0 | 0 | 0 | 0 | 0.58183 | 0.58183 | 0.37959 | 1
LO20Fast | NR | Lighting | Agriculture | Lighting | 0.069675 | 0.074269 | 319.8108 | 0.00021786 | -22.4222 | <0 | Exterior LED Area Light w/ New Photocell 45 - 59W | Washington | 0.016943 | 0.028818 | 0.037039 | 0.043442 | 0.049051 | 0.053905 | 0.058064 | 0.061597 | 0.064578 | 0.067078 | 0.069164 | 0.070789 | 0.072054 | 0.073039 | 0.073807 | 0.0031743 | 0 | 0 | 0 | 0 | 0.84254 | 0.84254 | 0.54968 | 1
LO20Fast | NR | Lighting | Agriculture | Lighting | 0.090466 | 0.096431 | 415.2449 | 0.00021786 | -23.6642 | <0 | Exterior LED Area Light w/ New Photocell 60 - 75W | Washington | 0.021999 | 0.037418 | 0.048092 | 0.056405 | 0.063689 | 0.069991 | 0.075391 | 0.079978 | 0.083848 | 0.087094 | 0.089803 | 0.091912 | 0.093555 | 0.094835 | 0.095831 | 0.0041216 | 0 | 0 | 0 | 0 | 1.094 | 1.094 | 0.71371 | 1
LO20Fast | NR | Lighting | Agriculture | Lighting | 0.034706 | 0.036994 | 159.302 | 0.00021786 | -15.9594 | <0 | Exterior LED Area Light w/ New Photocell 20 - 29W | Oregon | 0.008969 | 0.015256 | 0.019608 | 0.022997 | 0.025966 | 0.028536 | 0.030738 | 0.032608 | 0.034186 | 0.035509 | 0.036614 | 0.037474 | 0.038143 | 0.038665 | 0.039071 | 0.0016804 | 0 | 0 | 0 | 0 | 0.44602 | 0.44602 | 0.29099 | 1
LO20Fast | NR | Lighting | Agriculture | Lighting | 0.048115 | 0.051287 | 220.8505 | 0.00021786 | -19.1653 | <0 | Exterior LED Area Light w/ New Photocell 30 - 44W | Oregon | 0.012434 | 0.02115 | 0.027183 | 0.031882 | 0.035999 | 0.039561 | 0.042613 | 0.045206 | 0.047394 | 0.049229 | 0.05076 | 0.051952 | 0.052881 | 0.053604 | 0.054167 | 0.0023297 | 0 | 0 | 0 | 0 | 0.61835 | 0.61835 | 0.40341 | 1
LO20Fast | NR | Lighting | Agriculture | Lighting | 0.069675 | 0.074269 | 319.8108 | 0.00021786 | -22.4222 | <0 | Exterior LED Area Light w/ New Photocell 45 - 59W | Oregon | 0.018006 | 0.030627 | 0.039364 | 0.046168 | 0.05213 | 0.057288 | 0.061708 | 0.065463 | 0.068631 | 0.071287 | 0.073505 | 0.075231 | 0.076576 | 0.077623 | 0.078439 | 0.0033736 | 0 | 0 | 0 | 0 | 0.89542 | 0.89542 | 0.58418 | 1
LO20Fast | NR | Lighting | Agriculture | Lighting | 0.090466 | 0.096431 | 415.2449 | 0.00021786 | -23.6642 | <0 | Exterior LED Area Light w/ New Photocell 60 - 75W | Oregon | 0.023379 | 0.039766 | 0.05111 | 0.059945 | 0.067686 | 0.074384 | 0.080122 | 0.084997 | 0.08911 | 0.09256 | 0.095439 | 0.097681 | 0.099427 | 0.10079 | 0.10185 | 0.0043803 | 0 | 0 | 0 | 0 | 1.1626 | 1.1626 | 0.7585 | 1
Retro5Med | Retro | Stationary Engine Block Heater | Agriculture | Process Loads | 0.9045 | 1.1447 | 5024.564 | 0.00018002 | -9.4335 | <0 | Stationary Engine Circulating Block Heater for Backup Generator (< 800 kW) - Idaho | Idaho | 0.0047264 | 0.0058032 | 0.0071014 | 0.0082436 | 0.0094029 | 0.010993 | 0.01206 | 0.01232 | 0.01161 | 0.0099797 | 0.0077227 | 0.0051111 | 0.0029677 | 0.0014289 | 0.0004451 | 0 | 0 | 0 | 0 | 0 | 0.10992 | 0.10992 | 0.099962 | 1
Retro5Med | Retro | Stationary Engine Block Heater | Agriculture | Process Loads | 1.1115 | 1.3261 | 5687.2089 | 0.00019543 | -14.0842 | <0 | Stationary Engine Circulating Block Heater for Backup Generator (< 800 kW) - Montana | Montana | 0.00015127 | 0.00018574 | 0.00022729 | 0.00026385 | 0.00030095 | 0.00035185 | 0.00038598 | 0.00039431 | 0.00037159 | 0.00031941 | 0.00024717 | 0.00016358 | 9.4985e-05 | 4.5733e-05 | 1.4246e-05 | 0 | 0 | 0 | 0 | 0 | 0.0035179 | 0.0035179 | 0.0031994 | 1
Retro5Med | Retro | Stationary Engine Block Heater | Agriculture | Process Loads | 0.81953 | 1.2185 | 5030.6438 | 0.00016291 | -7.4519 | <0 | Stationary Engine Circulating Block Heater for Backup Generator (< 800 kW) - Oregon | Oregon | 0.0031008 | 0.0038072 | 0.0046589 | 0.0054083 | 0.0061688 | 0.0072121 | 0.0079118 | 0.0080825 | 0.0076168 | 0.0065473 | 0.0050665 | 0.0033531 | 0.001947 | 0.00093744 | 0.00029201 | 0 | 0 | 0 | 0 | 0 | 0.072111 | 0.072111 | 0.065581 | 1
Retro5Med | Retro | Stationary Engine Block Heater | Agriculture | Process Loads | 0.60979 | 0.90666 | 3743.1574 | 0.00016291 | -0.33278 | <0 | Stationary Engine Circulating Block Heater for Backup Generator (< 800 kW) - Washington | Washington | 0.0069396 | 0.0085207 | 0.010427 | 0.012104 | 0.013806 | 0.016141 | 0.017707 | 0.018089 | 0.017047 | 0.014653 | 0.011339 | 0.0075045 | 0.0043574 | 0.002098 | 0.00065353 | 0 | 0 | 0 | 0 | 0 | 0.16139 | 0.16139 | 0.14677 | 1
Retro3Slow | Retro | Dairy | Agriculture | Motors/Drives | 0.0015761 | 0.0001484 | 7.7584 | 0.00020314 | -19.5217 | <0 | VSD - Vacuum Pump - Free Stall - Idaho | VSD - Vacuum Pump - Free Stall - Idaho | 0.00026747 | 0.00042888 | 0.00087596 | 0.0015668 | 0.0025 | 0.0035769 | 0.0046579 | 0.0055366 | 0.006078 | 0.0061993 | 0.0058905 | 0.0052392 | 0.004394 | 0.0034596 | 0.0025492 | 0.0017844 | 0.0011896 | 0.00075704 | 0.00046081 | 0.000312 | 0.062401 | 0.057724 | 0.037578 | 1
Retro3Slow | Retro | Dairy | Agriculture | Motors/Drives | 0.0015761 | 0.0001484 | 7.7584 | 0.00020314 | -19.5217 | <0 | VSD - Vacuum Pump - Free Stall - Montana | VSD - Vacuum Pump - Free Stall - Montana | 1.3481e-06 | 2.1209e-06 | 4.2331e-06 | 7.407e-06 | 1.1522e-05 | 1.6046e-05 | 2.041e-05 | 2.3783e-05 | 2.5566e-05 | 2.5509e-05 | 2.3808e-05 | 2.0765e-05 | 1.7047e-05 | 1.3259e-05 | 9.7699e-06 | 6.8389e-06 | 4.5593e-06 | 2.9014e-06 | 1.766e-06 | 4.9191e-07 | 0.00023915 | 0.00023915 | 0.00016175 | 1
Retro3Slow | Retro | Dairy | Agriculture | Motors/Drives | 0.0015761 | 0.0001484 | 7.7584 | 0.00020314 | -19.5217 | <0 | VSD - Vacuum Pump - Free Stall - Oregon | VSD - Vacuum Pump - Free Stall - Oregon | 4.4795e-05 | 7.146e-05 | 0.00014513 | 0.00025804 | 0.00040812 | 0.00058041 | 0.00075019 | 0.00088844 | 0.00097285 | 0.00098598 | 0.00093352 | 0.00082984 | 0.00069275 | 0.00054686 | 0.00040295 | 0.00028206 | 0.00018804 | 0.00011966 | 7.2838e-05 | 4.9318e-05 | 0.0098635 | 0.0092233 | 0.0060389 | 1
Retro3Slow | Retro | Dairy | Agriculture | Motors/Drives | 0.0015761 | 0.0001484 | 7.7584 | 0.00020314 | -19.5217 | <0 | VSD - Vacuum Pump - Free Stall - Washington | VSD - Vacuum Pump - Free Stall - Washington | 0.00012467 | 0.00019841 | 0.00040272 | 0.00071656 | 0.0011348 | 0.0016189 | 0.002096 | 0.0024878 | 0.0027232 | 0.002776 | 0.0026374 | 0.002343 | 0.0019659 | 0.0015501 | 0.0011422 | 0.00079955 | 0.00053303 | 0.0003392 | 0.00020647 | 0.0001398 | 0.02796 | 0.025936 | 0.016916 | 1
Retro3Slow | Retro | Dairy | Agriculture | Motors/Drives | 0.0011049 | 0.00010403 | 5.4388 | 0.00020314 | -20.679 | <0 | VSD - Vacuum Pump - Tie Stall - Idaho | VSD - Vacuum Pump - Tie Stall - Idaho | 4.706e-05 | 7.3974e-05 | 0.00014795 | 0.00025891 | 0.00040275 | 0.00056385 | 0.00071762 | 0.00083723 | 0.00090163 | 0.00090163 | 0.00084152 | 0.00073633 | 0.00060639 | 0.00047164 | 0.00034752 | 0.00024326 | 0.00016218 | 0.0001032 | 6.2819e-05 | 4.2534e-05 | 0.0085068 | 0.00847 | 0.0056941 | 1
Retro3Slow | Retro | Dairy | Agriculture | Motors/Drives | 0.0011049 | 0.00010403 | 5.4388 | 0.00020314 | -20.679 | <0 | VSD - Vacuum Pump - Tie Stall - Montana | VSD - Vacuum Pump - Tie Stall - Montana | 2.3287e-06 | 3.6605e-06 | 7.321e-06 | 1.2812e-05 | 1.9929e-05 | 2.7901e-05 | 3.5511e-05 | 4.1429e-05 | 4.4616e-05 | 4.4616e-05 | 4.1641e-05 | 3.6436e-05 | 3.0006e-05 | 2.3338e-05 | 1.7197e-05 | 1.2038e-05 | 8.0251e-06 | 5.1069e-06 | 3.1085e-06 | 2.1047e-06 | 0.00042095 | 0.00041913 | 0.00028177 | 1
Retro3Slow | Retro | Dairy | Agriculture | Motors/Drives | 0.0011049 | 0.00010403 | 5.4388 | 0.00020314 | -20.679 | <0 | VSD - Vacuum Pump - Tie Stall - Oregon | VSD - Vacuum Pump - Tie Stall - Oregon | 2.7953e-05 | 4.394e-05 | 8.788e-05 | 0.00015379 | 0.00023923 | 0.00033492 | 0.00042626 | 0.00049731 | 0.00053556 | 0.00053556 | 0.00049986 | 0.00043737 | 0.00036019 | 0.00028015 | 0.00020643 | 0.0001445 | 9.6332e-05 | 6.1302e-05 | 3.7314e-05 | 2.5265e-05 | 0.005053 | 0.0050311 | 0.0033823 | 1
Retro3Slow | Retro | Dairy | Agriculture | Motors/Drives | 0.0011049 | 0.00010403 | 5.4388 | 0.00020314 | -20.679 | <0 | VSD - Vacuum Pump - Tie Stall - Washington | VSD - Vacuum Pump - Tie Stall - Washington | 1.7042e-06 | 2.6789e-06 | 5.3577e-06 | 9.376e-06 | 1.4585e-05 | 2.0419e-05 | 2.5988e-05 | 3.0319e-05 | 3.2651e-05 | 3.2651e-05 | 3.0475e-05 | 2.6665e-05 | 2.196e-05 | 1.708e-05 | 1.2585e-05 | 8.8095e-06 | 5.873e-06 | 3.7374e-06 | 2.2749e-06 | 1.5403e-06 | 0.00030806 | 0.00030673 | 0.0002062 | 1
Retro3Slow | Retro | Dairy | Agriculture | Refrigeration | 0.00087197 | 8.2101e-05 | 4.2924 | 0.00020314 | -19.5225 | <0 | Plate Milk Pre-cooler - Free Stall - Idaho | Plate Milk Pre-cooler - Free Stall - Idaho | 0.0028116 | 0.0045084 | 0.009208 | 0.01647 | 0.026279 | 0.0376 | 0.048964 | 0.0582 | 0.063892 | 0.065166 | 0.06192 | 0.055074 | 0.04619 | 0.036367 | 0.026797 | 0.018758 | 0.012505 | 0.0079579 | 0.0048439 | 0.0032798 | 0.65595 | 0.60679 | 0.39502 | 1
Retro3Slow | Retro | Dairy | Agriculture | Refrigeration | 0.00087197 | 8.2101e-05 | 4.2924 | 0.00020314 | -19.5225 | <0 | Plate Milk Pre-cooler - Free Stall - Montana | Plate Milk Pre-cooler - Free Stall - Montana | 1.4171e-05 | 2.2294e-05 | 4.4498e-05 | 7.7862e-05 | 0.00012112 | 0.00016868 | 0.00021455 | 0.00025001 | 0.00026874 | 0.00026815 | 0.00025027 | 0.00021828 | 0.00017919 | 0.00013938 | 0.0001027 | 7.189e-05 | 4.7927e-05 | 3.0499e-05 | 1.8564e-05 | 5.1709e-06 | 0.0025139 | 0.0025139 | 0.0017003 | 1
Retro3Slow | Retro | Dairy | Agriculture | Refrigeration | 0.00087197 | 8.2101e-05 | 4.2924 | 0.00020314 | -19.5225 | <0 | Plate Milk Pre-cooler - Free Stall - Oregon | Plate Milk Pre-cooler - Free Stall - Oregon | 0.00047088 | 0.00075118 | 0.0015256 | 0.0027125 | 0.0042901 | 0.0061012 | 0.007886 | 0.0093391 | 0.010226 | 0.010365 | 0.0098131 | 0.0087232 | 0.0072822 | 0.0057485 | 0.0042357 | 0.002965 | 0.0019767 | 0.0012579 | 0.00076567 | 0.00051842 | 0.10368 | 0.096954 | 0.063481 | 1
Retro3Slow | Retro | Dairy | Agriculture | Refrigeration | 0.00087197 | 8.2101e-05 | 4.2924 | 0.00020314 | -19.5225 | <0 | Plate Milk Pre-cooler - Free Stall - Washington | Plate Milk Pre-cooler - Free Stall - Washington | 0.0013106 | 0.0020856 | 0.0042333 | 0.0075324 | 0.011929 | 0.017018 | 0.022033 | 0.026151 | 0.028626 | 0.029181 | 0.027724 | 0.024629 | 0.020665 | 0.016295 | 0.012007 | 0.0084047 | 0.0056032 | 0.0035657 | 0.0021704 | 0.0014695 | 0.29391 | 0.27263 | 0.17782 | 1
Retro3Slow | Retro | Dairy | Agriculture | Refrigeration | 0.00090402 | 8.5119e-05 | 4.4502 | 0.00020314 | -21.571 | <0 | Plate Milk Pre-Cooler - Tie Stall - Idaho | Plate Milk Pre-Cooler - Tie Stall - Idaho | 0.00023104 | 0.00036317 | 0.00072633 | 0.0012711 | 0.0019772 | 0.0027681 | 0.0035231 | 0.0041103 | 0.0044264 | 0.0044264 | 0.0041313 | 0.0036149 | 0.002977 | 0.0023154 | 0.0017061 | 0.0011943 | 0.00079619 | 0.00050666 | 0.0003084 | 0.00020882 | 0.041763 | 0.041582 | 0.027955 | 1
Retro3Slow | Retro | Dairy | Agriculture | Refrigeration | 0.00090402 | 8.5119e-05 | 4.4502 | 0.00020314 | -21.571 | <0 | Plate Milk Pre-Cooler - Tie Stall - Montana | Plate Milk Pre-Cooler - Tie Stall - Montana | 1.1433e-05 | 1.7971e-05 | 3.5942e-05 | 6.2898e-05 | 9.7841e-05 | 0.00013698 | 0.00017434 | 0.00020339 | 0.00021904 | 0.00021904 | 0.00020443 | 0.00017888 | 0.00014731 | 0.00011458 | 8.4425e-05 | 5.9098e-05 | 3.9398e-05 | 2.5072e-05 | 1.5261e-05 | 1.0333e-05 | 0.0020666 | 0.0020577 | 0.0013833 | 1
Retro3Slow | Retro | Dairy | Agriculture | Refrigeration | 0.00090402 | 8.5119e-05 | 4.4502 | 0.00020314 | -21.571 | <0 | Plate Milk Pre-Cooler - Tie Stall - Oregon | Plate Milk Pre-Cooler - Tie Stall - Oregon | 0.00013723 | 0.00021572 | 0.00043144 | 0.00075502 | 0.0011745 | 0.0016443 | 0.0020927 | 0.0024415 | 0.0026293 | 0.0026293 | 0.002454 | 0.0021472 | 0.0017683 | 0.0013754 | 0.0010134 | 0.0007094 | 0.00047293 | 0.00030096 | 0.00018319 | 0.00012404 | 0.024807 | 0.0247 | 0.016605 | 1
Retro3Slow | Retro | Dairy | Agriculture | Refrigeration | 0.00090402 | 8.5119e-05 | 4.4502 | 0.00020314 | -21.571 | <0 | Plate Milk Pre-Cooler - Tie Stall - Washington | Plate Milk Pre-Cooler - Tie Stall - Washington | 8.3667e-06 | 1.3152e-05 | 2.6303e-05 | 4.6031e-05 | 7.1603e-05 | 0.00010024 | 0.00012758 | 0.00014885 | 0.0001603 | 0.0001603 | 0.00014961 | 0.00013091 | 0.00010781 | 8.3851e-05 | 6.1785e-05 | 4.3249e-05 | 2.8833e-05 | 1.8348e-05 | 1.1168e-05 | 7.562e-06 | 0.0015124 | 0.0015059 | 0.0010123 | 1
Retro3Slow | Retro | Dairy | Agriculture | Refrigeration | 0.00032436 | 3.054e-05 | 1.5967 | 0.00020314 | -4.9162 | <0 | Compressor Upgrade - Any - Idaho | Compressor Upgrade - Any - Idaho | 0.008366 | 0.013411 | 0.027384 | 0.048968 | 0.078109 | 0.11173 | 0.14546 | 0.17286 | 0.18972 | 0.19347 | 0.18379 | 0.16344 | 0.13705 | 0.10789 | 0.079501 | 0.055651 | 0.0371 | 0.023609 | 0.014371 | 0.0097303 | 1.9461 | 1.8016 | 1.1733 | 1
Retro3Slow | Retro | Dairy | Agriculture | Refrigeration | 0.00032436 | 3.054e-05 | 1.5967 | 0.00020314 | -4.9162 | <0 | Compressor Upgrade - Any - Montana | Compressor Upgrade - Any - Montana | 4.7015e-05 | 7.3956e-05 | 0.00014765 | 0.00025835 | 0.00040188 | 0.00056002 | 0.00071237 | 0.00083023 | 0.00089263 | 0.00089088 | 0.00083148 | 0.00072547 | 0.00059579 | 0.00046341 | 0.00034146 | 0.00023902 | 0.00015935 | 0.0001014 | 6.1723e-05 | 2.4286e-05 | 0.0083584 | 0.0083584 | 0.0056465 | 1
Retro3Slow | Retro | Dairy | Agriculture | Refrigeration | 0.00032436 | 3.054e-05 | 1.5967 | 0.00020314 | -4.9162 | <0 | Compressor Upgrade - Any - Oregon | Compressor Upgrade - Any - Oregon | 0.0014476 | 0.0023078 | 0.0046839 | 0.0083222 | 0.013153 | 0.018694 | 0.024147 | 0.028579 | 0.031274 | 0.031679 | 0.029977 | 0.026631 | 0.02222 | 0.017531 | 0.012918 | 0.0090423 | 0.0060282 | 0.0038361 | 0.002335 | 0.001581 | 0.3162 | 0.29639 | 0.19426 | 1
Retro3Slow | Retro | Dairy | Agriculture | Refrigeration | 0.00032436 | 3.054e-05 | 1.5967 | 0.00020314 | -4.9162 | <0 | Compressor Upgrade - Any - Washington | Compressor Upgrade - Any - Washington | 0.0038527 | 0.0061312 | 0.012444 | 0.022142 | 0.035066 | 0.050023 | 0.064764 | 0.07687 | 0.084142 | 0.085771 | 0.081488 | 0.07239 | 0.060739 | 0.047893 | 0.03529 | 0.024703 | 0.016469 | 0.01048 | 0.0063791 | 0.0043192 | 0.86384 | 0.80136 | 0.52269 | 1
Retro3Slow | Retro | Dairy | Agriculture | Motors/Drives | 0.00019934 | 1.8769e-05 | 0.98129 | 0.00020314 | 68.2441 | 60-70 | VSD - Milk Transfer Pump - Any - Idaho | VSD - Milk Transfer Pump - Any - Idaho | 0.0039076 | 0.0062641 | 0.012791 | 0.022872 | 0.036483 | 0.052186 | 0.067939 | 0.080738 | 0.088615 | 0.090363 | 0.085845 | 0.07634 | 0.064013 | 0.050395 | 0.037133 | 0.025993 | 0.017329 | 0.011027 | 0.0067123 | 0.0045448 | 0.90896 | 0.84149 | 0.548 | 0
Retro3Slow | Retro | Dairy | Agriculture | Motors/Drives | 0.00019934 | 1.8769e-05 | 0.98129 | 0.00020314 | 68.2441 | 60-70 | VSD - Milk Transfer Pump - Any - Montana | VSD - Milk Transfer Pump - Any - Montana | 2.196e-05 | 3.4543e-05 | 6.8963e-05 | 0.00012067 | 0.00018771 | 0.00026157 | 0.00033273 | 0.00038778 | 0.00041693 | 0.00041611 | 0.00038837 | 0.00033885 | 0.00027828 | 0.00021645 | 0.00015949 | 0.00011164 | 7.4427e-05 | 4.7363e-05 | 2.883e-05 | 1.1343e-05 | 0.003904 | 0.003904 | 0.0026373 | 0
Retro3Slow | Retro | Dairy | Agriculture | Motors/Drives | 0.00019934 | 1.8769e-05 | 0.98129 | 0.00020314 | 68.2441 | 60-70 | VSD - Milk Transfer Pump - Any - Oregon | VSD - Milk Transfer Pump - Any - Oregon | 0.00067615 | 0.0010779 | 0.0021878 | 0.0038871 | 0.0061436 | 0.0087314 | 0.011278 | 0.013349 | 0.014607 | 0.014797 | 0.014001 | 0.012439 | 0.010379 | 0.0081883 | 0.0060335 | 0.0042235 | 0.0028156 | 0.0017918 | 0.0010906 | 0.00073846 | 0.14769 | 0.13844 | 0.090736 | 0
Retro3Slow | Retro | Dairy | Agriculture | Motors/Drives | 0.00019934 | 1.8769e-05 | 0.98129 | 0.00020314 | 68.2441 | 60-70 | VSD - Milk Transfer Pump - Any - Washington | VSD - Milk Transfer Pump - Any - Washington | 0.0017995 | 0.0028637 | 0.0058125 | 0.010342 | 0.016378 | 0.023365 | 0.03025 | 0.035904 | 0.039301 | 0.040062 | 0.038061 | 0.033812 | 0.02837 | 0.02237 | 0.016483 | 0.011538 | 0.0076921 | 0.004895 | 0.0029795 | 0.0020174 | 0.40348 | 0.37429 | 0.24414 | 0
Retro3Slow | Retro | Dairy | Agriculture | Refrigeration | 0.00095321 | 8.975e-05 | 4.6923 | 0.00020314 | -7.7368 | <0 | Heat Recovery Refrigeration - Any - Idaho | Heat Recovery Refrigeration - Any - Idaho | 0.012457 | 0.019969 | 0.040774 | 0.072911 | 0.1163 | 0.16636 | 0.21658 | 0.25738 | 0.28249 | 0.28806 | 0.27366 | 0.24336 | 0.20406 | 0.16065 | 0.11837 | 0.082861 | 0.055241 | 0.035153 | 0.021398 | 0.014488 | 2.8976 | 2.6825 | 1.7469 | 1
Retro3Slow | Retro | Dairy | Agriculture | Refrigeration | 0.00095321 | 8.975e-05 | 4.6923 | 0.00020314 | -7.7368 | <0 | Heat Recovery Refrigeration - Any - Montana | Heat Recovery Refrigeration - Any - Montana | 7.0003e-05 | 0.00011012 | 0.00021984 | 0.00038467 | 0.00059839 | 0.00083384 | 0.0010607 | 0.0012362 | 0.0013291 | 0.0013265 | 0.001238 | 0.0010802 | 0.00088711 | 0.00068999 | 0.00050841 | 0.00035589 | 0.00023726 | 0.00015098 | 9.1903e-05 | 3.6161e-05 | 0.012445 | 0.012445 | 0.0084073 | 1
Retro3Slow | Retro | Dairy | Agriculture | Refrigeration | 0.00095321 | 8.975e-05 | 4.6923 | 0.00020314 | -7.7368 | <0 | Heat Recovery Refrigeration - Any - Oregon | Heat Recovery Refrigeration - Any - Oregon | 0.0021554 | 0.0034363 | 0.0069742 | 0.012391 | 0.019585 | 0.027834 | 0.035954 | 0.042553 | 0.046565 | 0.047169 | 0.044634 | 0.039653 | 0.033085 | 0.026103 | 0.019234 | 0.013464 | 0.0089757 | 0.0057118 | 0.0034768 | 0.0023541 | 0.47081 | 0.44131 | 0.28925 | 1
Retro3Slow | Retro | Dairy | Agriculture | Refrigeration | 0.00095321 | 8.975e-05 | 4.6923 | 0.00020314 | -7.7368 | <0 | Heat Recovery Refrigeration - Any - Washington | Heat Recovery Refrigeration - Any - Washington | 0.0057365 | 0.009129 | 0.018529 | 0.032969 | 0.052211 | 0.074482 | 0.096431 | 0.11446 | 0.12528 | 0.12771 | 0.12133 | 0.10779 | 0.090437 | 0.071311 | 0.052545 | 0.036781 | 0.024521 | 0.015604 | 0.0094982 | 0.0064311 | 1.2862 | 1.1932 | 0.77827 | 1
LO5Med | NR | Dairy | Agriculture | HVAC | 0.025334 | 0.0070249 | 201.8298 | 0.00012552 | 95.7884 | 90-100 | Efficient High Speed Fans - Free Stall - Idaho | Efficient High Speed Fans - Any - Idaho | 0.0008921 | 0.0019875 | 0.0033279 | 0.0048838 | 0.0066586 | 0.0087336 | 0.01101 | 0.013335 | 0.015527 | 0.01741 | 0.018868 | 0.019868 | 0.020467 | 0.020747 | 0.020747 | 0.020747 | 0.002257 | 0 | 0 | 0 | 0.20747 | 0.20747 | 0.10263 | 0
LO5Med | NR | Dairy | Agriculture | HVAC | 0.01928 | 0.0053463 | 153.6018 | 0.00012552 | 132.729 | 130-170 | Efficient High Speed Fans - Free Stall - Montana | Efficient High Speed Fans - Any - Montana | 1.316e-05 | 2.9318e-05 | 4.9092e-05 | 7.2045e-05 | 9.8226e-05 | 0.00012884 | 0.00016241 | 0.00019672 | 0.00022904 | 0.00025683 | 0.00027833 | 0.00029309 | 0.00030192 | 0.00030605 | 0.00030605 | 0.00030605 | 3.3295e-05 | 0 | 0 | 0 | 0.0030605 | 0.0030605 | 0.001514 | 0
LO5Med | NR | Dairy | Agriculture | HVAC | 0.020559 | 0.005701 | 163.7933 | 0.00012552 | 123.1099 | 100-130 | Efficient High Speed Fans - Free Stall - Oregon | Efficient High Speed Fans - Any - Oregon | 7.552e-05 | 0.00016825 | 0.00028172 | 0.00041344 | 0.00056368 | 0.00073934 | 0.00093203 | 0.0011289 | 0.0013144 | 0.0014739 | 0.0015972 | 0.0016819 | 0.0017326 | 0.0017563 | 0.0017563 | 0.0017563 | 0.00019107 | 0 | 0 | 0 | 0.017563 | 0.017563 | 0.0086883 | 0
LO5Med | NR | Dairy | Agriculture | HVAC | 0.021788 | 0.0060418 | 173.5845 | 0.00012552 | 114.9325 | 100-130 | Efficient High Speed Fans - Free Stall - Washington | Efficient High Speed Fans - Any - Washington | 0.00035693 | 0.00079518 | 0.0013315 | 0.001954 | 0.0026641 | 0.0034943 | 0.004405 | 0.0053354 | 0.0062122 | 0.0069658 | 0.0075491 | 0.0079493 | 0.0081888 | 0.0083007 | 0.0083007 | 0.0083007 | 0.00090304 | 0 | 0 | 0 | 0.083007 | 0.083007 | 0.041064 | 0
LO5Med | NR | Dairy | Agriculture | HVAC | 0.025334 | 0.0070249 | 201.8298 | 0.00012552 | 95.7884 | 90-100 | Efficient High Speed Fans - Tie Stall - Idaho | Efficient High Speed Fans - Any - Idaho | 7.7015e-05 | 0.00017158 | 0.00028729 | 0.00042162 | 0.00057484 | 0.00075398 | 0.00095049 | 0.0011512 | 0.0013404 | 0.001503 | 0.0016289 | 0.0017152 | 0.0017669 | 0.0017911 | 0.0017911 | 0.0017911 | 0.00019485 | 0 | 0 | 0 | 0.017911 | 0.017911 | 0.0088604 | 0
LO5Med | NR | Dairy | Agriculture | HVAC | 0.01928 | 0.0053463 | 153.6018 | 0.00012552 | 132.729 | 130-170 | Efficient High Speed Fans - Tie Stall - Montana | Efficient High Speed Fans - Any - Montana | 2.1193e-05 | 4.7216e-05 | 7.9059e-05 | 0.00011602 | 0.00015819 | 0.00020748 | 0.00026156 | 0.0003168 | 0.00036886 | 0.00041361 | 0.00044824 | 0.00047201 | 0.00048623 | 0.00049287 | 0.00049287 | 0.00049287 | 5.362e-05 | 0 | 0 | 0 | 0.0049287 | 0.0049287 | 0.0024382 | 0
LO5Med | NR | Dairy | Agriculture | HVAC | 0.020559 | 0.005701 | 163.7933 | 0.00012552 | 123.1099 | 100-130 | Efficient High Speed Fans - Tie Stall - Oregon | Efficient High Speed Fans - Any - Oregon | 3.6802e-05 | 8.1989e-05 | 0.00013728 | 0.00020147 | 0.00027469 | 0.00036029 | 0.00045419 | 0.00055012 | 0.00064052 | 0.00071823 | 0.00077836 | 0.00081963 | 0.00084432 | 0.00085586 | 0.00085586 | 0.00085586 | 9.311e-05 | 0 | 0 | 0 | 0.0085586 | 0.0085586 | 0.0042339 | 0
LO5Med | NR | Dairy | Agriculture | HVAC | 0.021788 | 0.0060418 | 173.5845 | 0.00012552 | 114.9325 | 100-130 | Efficient High Speed Fans - Tie Stall - Washington | Efficient High Speed Fans - Any - Washington | 3.1954e-05 | 7.1188e-05 | 0.0001192 | 0.00017493 | 0.00023851 | 0.00031283 | 0.00039436 | 0.00047765 | 0.00055615 | 0.00062362 | 0.00067583 | 0.00071166 | 0.0007331 | 0.00074312 | 0.00074312 | 0.00074312 | 8.0844e-05 | 0 | 0 | 0 | 0.0074312 | 0.0074312 | 0.0036762 | 0
LO5Med | NR | Dairy | Agriculture | HVAC | 0.35152 | 0.26026 | 3987.4868 | 8.8155e-05 | 51.701 | 50-60 | High Volume Low Speed Fans - Free Stall - Idaho | High Volume Low Speed Fans - Any - Idaho | 0.0024757 | 0.0055154 | 0.0092352 | 0.013553 | 0.018479 | 0.024237 | 0.030554 | 0.037007 | 0.043088 | 0.048316 | 0.052361 | 0.055137 | 0.056798 | 0.057574 | 0.057574 | 0.057574 | 0.057574 | 0.057574 | 0.057574 | 0.057574 | 2.8787 | 0.79977 | 0.28482 | 0
LO5Med | NR | Dairy | Agriculture | HVAC | 0.26752 | 0.19807 | 3034.6608 | 8.8155e-05 | 72.9448 | 70-80 | High Volume Low Speed Fans - Free Stall - Montana | High Volume Low Speed Fans - Any - Montana | 3.6521e-05 | 8.1362e-05 | 0.00013623 | 0.00019993 | 0.00027259 | 0.00035753 | 0.00045072 | 0.00054591 | 0.00063562 | 0.00071274 | 0.00077241 | 0.00081336 | 0.00083787 | 0.00084931 | 0.00084931 | 0.00084931 | 0.00084931 | 0.00084931 | 0.00084931 | 0.00084931 | 0.042466 | 0.011798 | 0.0042016 | 0
LO5Med | NR | Dairy | Agriculture | HVAC | 0.28527 | 0.21121 | 3236.0127 | 8.8155e-05 | 67.413 | 60-70 | High Volume Low Speed Fans - Free Stall - Oregon | High Volume Low Speed Fans - Any - Oregon | 0.00020958 | 0.0004669 | 0.0007818 | 0.0011473 | 0.0015643 | 0.0020517 | 0.0025865 | 0.0031328 | 0.0036476 | 0.0040901 | 0.0044325 | 0.0046676 | 0.0048082 | 0.0048739 | 0.0048739 | 0.0048739 | 0.0048739 | 0.0048739 | 0.0048739 | 0.0048739 | 0.24369 | 0.067704 | 0.024111 | 0
LO5Med | NR | Dairy | Agriculture | HVAC | 0.30233 | 0.22384 | 3429.4544 | 8.8155e-05 | 62.7104 | 60-70 | High Volume Low Speed Fans - Free Stall - Washington | High Volume Low Speed Fans - Any - Washington | 0.00099052 | 0.0022067 | 0.003695 | 0.0054226 | 0.0073933 | 0.0096971 | 0.012225 | 0.014806 | 0.01724 | 0.019331 | 0.02095 | 0.02206 | 0.022725 | 0.023035 | 0.023035 | 0.023035 | 0.023035 | 0.023035 | 0.023035 | 0.023035 | 1.1518 | 0.31999 | 0.11396 | 0
LO5Med | NR | Dairy | Agriculture | HVAC | 0.35152 | 0.26026 | 3987.4868 | 8.8155e-05 | 51.701 | 50-60 | High Volume Low Speed Fans - Tie Stall - Idaho | High Volume Low Speed Fans - Any - Idaho | 0 | 0 | 0 | 0 | 0 | 0 | 0 | 0 | 0 | 0 | 0 | 0 | 0 | 0 | 0 | 0 | 0 | 0 | 0 | 0 | 0.24852 | 0 | 0 | 0
LO5Med | NR | Dairy | Agriculture | HVAC | 0.26752 | 0.19807 | 3034.6608 | 8.8155e-05 | 72.9448 | 70-80 | High Volume Low Speed Fans - Tie Stall - Montana | High Volume Low Speed Fans - Any - Montana | 0 | 0 | 0 | 0 | 0 | 0 | 0 | 0 | 0 | 0 | 0 | 0 | 0 | 0 | 0 | 0 | 0 | 0 | 0 | 0 | 0.068389 | 0 | 0 | 0
LO5Med | NR | Dairy | Agriculture | HVAC | 0.28527 | 0.21121 | 3236.0127 | 8.8155e-05 | 67.413 | 60-70 | High Volume Low Speed Fans - Tie Stall - Oregon | High Volume Low Speed Fans - Any - Oregon | 0 | 0 | 0 | 0 | 0 | 0 | 0 | 0 | 0 | 0 | 0 | 0 | 0 | 0 | 0 | 0 | 0 | 0 | 0 | 0 | 0.11876 | 0 | 0 | 0
LO5Med | NR | Dairy | Agriculture | HVAC | 0.30233 | 0.22384 | 3429.4544 | 8.8155e-05 | 62.7104 | 60-70 | High Volume Low Speed Fans - Tie Stall - Washington | High Volume Low Speed Fans - Any - Washington | 0 | 0 | 0 | 0 | 0 | 0 | 0 | 0 | 0 | 0 | 0 | 0 | 0 | 0 | 0 | 0 | 0 | 0 | 0 | 0 | 0.10311 | 0 | 0 | 0
LO5Med | NR | Dairy | Agriculture | Lighting | 0.00016951 | 0.00013607 | 1.9215 | 8.8217e-05 | 11.555 | 10-20 | Energy Efficient Lighting - Free Stall - Idaho | Energy Efficient Lighting - Free Stall - Idaho | 0.027318 | 0.047399 | 0.062213 | 0.074578 | 0.086376 | 0.097012 | 0.10692 | 0.11556 | 0.1235 | 0.13084 | 0.13734 | 0.14289 | 0.12319 | 0 | 0 | 0 | 0 | 0 | 0 | 0 | 1.2751 | 1.2751 | 1.0091 | 1
LO5Med | NR | Dairy | Agriculture | Lighting | 0.00016951 | 0.00013607 | 1.9215 | 8.8217e-05 | 11.555 | 10-20 | Energy Efficient Lighting - Free Stall - Montana | Energy Efficient Lighting - Free Stall - Montana | 0.00013769 | 0.00023439 | 0.00030065 | 0.00035257 | 0.0003981 | 0.00043519 | 0.00046849 | 0.0004964 | 0.00051946 | 0.00053837 | 0.00055511 | 0.00045052 | 0 | 0 | 0 | 0 | 0 | 0 | 0 | 0 | 0.0048869 | 0.0048869 | 0.0044364 | 1
LO5Med | NR | Dairy | Agriculture | Lighting | 0.00016951 | 0.00013607 | 1.9215 | 8.8217e-05 | 11.555 | 10-20 | Energy Efficient Lighting - Free Stall - Oregon | Energy Efficient Lighting - Free Stall - Oregon | 0.0045751 | 0.0078975 | 0.010307 | 0.012282 | 0.014101 | 0.015742 | 0.01722 | 0.018543 | 0.019767 | 0.020809 | 0.021766 | 0.022632 | 0.015913 | 0 | 0 | 0 | 0 | 0 | 0 | 0 | 0.20156 | 0.20156 | 0.16301 | 1
LO5Med | NR | Dairy | Agriculture | Lighting | 0.00016951 | 0.00013607 | 1.9215 | 8.8217e-05 | 11.5549 | 10-20 | Energy Efficient Lighting - Free Stall - Washington | Energy Efficient Lighting - Free Stall - Washington | 0.012734 | 0.021928 | 0.028602 | 0.034108 | 0.039208 | 0.043907 | 0.04811 | 0.051925 | 0.055332 | 0.058588 | 0.061493 | 0.0639 | 0.051507 | 0 | 0 | 0 | 0 | 0 | 0 | 0 | 0.57134 | 0.57134 | 0.45593 | 1
LO5Med | NR | Dairy | Agriculture | Lighting | 0.00034824 | 0.00027955 | 3.9475 | 8.8217e-05 | 10.2211 | 10-20 | Energy Efficient Lighting - Tie Stall - Idaho | Energy Efficient Lighting - Tie Stall - Idaho | 0.00074137 | 0.001261 | 0.0016207 | 0.0019009 | 0.0021464 | 0.0023588 | 0.0025407 | 0.0026953 | 0.0028258 | 0.0029352 | 0.0030264 | 0.0027602 | 0 | 0 | 0 | 0 | 0 | 0 | 0 | 0 | 0.026813 | 0.026813 | 0.024053 | 1
LO5Med | NR | Dairy | Agriculture | Lighting | 0.00034824 | 0.00027955 | 3.9475 | 8.8217e-05 | 10.2211 | 10-20 | Energy Efficient Lighting - Tie Stall - Montana | Energy Efficient Lighting - Tie Stall - Montana | 3.6686e-05 | 6.24e-05 | 8.02e-05 | 9.4064e-05 | 0.00010621 | 0.00011672 | 0.00012572 | 0.00013337 | 0.00013983 | 0.00014524 | 0.00014976 | 0.00013658 | 0 | 0 | 0 | 0 | 0 | 0 | 0 | 0 | 0.0013268 | 0.0013268 | 0.0011902 | 1
LO5Med | NR | Dairy | Agriculture | Lighting | 0.00034824 | 0.00027955 | 3.9475 | 8.8217e-05 | 10.2211 | 10-20 | Energy Efficient Lighting - Tie Stall - Oregon | Energy Efficient Lighting - Tie Stall - Oregon | 0.00044037 | 0.00074903 | 0.00096271 | 0.0011291 | 0.0012749 | 0.0014011 | 0.0015092 | 0.001601 | 0.0016785 | 0.0017435 | 0.0017977 | 0.0016395 | 0 | 0 | 0 | 0 | 0 | 0 | 0 | 0 | 0.015927 | 0.015927 | 0.014287 | 1
LO5Med | NR | Dairy | Agriculture | Lighting | 0.00034824 | 0.00027955 | 3.9475 | 8.8217e-05 | 10.2211 | 10-20 | Energy Efficient Lighting - Tie Stall - Washington | Energy Efficient Lighting - Tie Stall - Washington | 2.6848e-05 | 4.5666e-05 | 5.8693e-05 | 6.8839e-05 | 7.7728e-05 | 8.542e-05 | 9.2009e-05 | 9.7608e-05 | 0.00010233 | 0.00010629 | 0.0001096 | 9.9956e-05 | 0 | 0 | 0 | 0 | 0 | 0 | 0 | 0 | 0.00097099 | 0.00097099 | 0.00087103 | 1
RetroEven20 | Retro | Irrigation Hardware | Agriculture | Irrigation | 0.00065433 | 0.00050234 | 5.8119 | 0.00011258 | 736.8544 | >170 | Wheel and Hand_Rebuilt or new impact sprinkler | Idaho | 0.0041818 | 0.0042302 | 0.0042606 | 0.0042764 | 0.0043189 | 0.004314 | 0.0043081 | 0.0043061 | 0.0043156 | 0.0043582 | 0.0043719 | 0.0043812 | 0.0043934 | 0.0044055 | 0.0044615 | 0.0045183 | 0.0045758 | 0.0046341 | 0.004693 | 0.0047528 | 0.095056 | 0.088057 | 0.047242 | 0
RetroEven20 | Retro | Irrigation Hardware | Agriculture | Irrigation | 0.0032058 | 0.0024612 | 28.4749 | 0.00011258 | 14.0682 | 10-20 | Wheel and Hand_Gaskets | Idaho | 0.020489 | 0.020725 | 0.020875 | 0.020952 | 0.02116 | 0.021136 | 0.021107 | 0.021097 | 0.021144 | 0.021353 | 0.02142 | 0.021465 | 0.021525 | 0.021584 | 0.021859 | 0.022137 | 0.022419 | 0.022704 | 0.022993 | 0.023286 | 0.46572 | 0.43143 | 0.23146 | 1
RetroEven20 | Retro | Irrigation Hardware | Agriculture | Irrigation | 0.0020844 | 0.0016002 | 18.5137 | 0.00011258 | 55.7475 | 50-60 | Wheel and Hand_Drains | Idaho | 0.013321 | 0.013475 | 0.013572 | 0.013622 | 0.013758 | 0.013742 | 0.013724 | 0.013717 | 0.013747 | 0.013883 | 0.013927 | 0.013956 | 0.013995 | 0.014034 | 0.014212 | 0.014393 | 0.014576 | 0.014762 | 0.01495 | 0.01514 | 0.3028 | 0.28051 | 0.15049 | 0
RetroEven20 | Retro | Irrigation Hardware | Agriculture | Irrigation | 0.0092164 | 0.0070757 | 81.8621 | 0.00011258 | 12.4967 | 10-20 | Wheel and Hand_Cut and press repair | Idaho | 0.058902 | 0.059583 | 0.060012 | 0.060234 | 0.060833 | 0.060765 | 0.060681 | 0.060652 | 0.060786 | 0.061387 | 0.061579 | 0.061711 | 0.061882 | 0.062052 | 0.062842 | 0.063642 | 0.064452 | 0.065272 | 0.066103 | 0.066944 | 1.3389 | 1.2403 | 0.66541 | 1
RetroEven20 | Retro | Irrigation Hardware | Agriculture | Irrigation | 0.010548 | 0.0080983 | 93.6933 | 0.00011258 | 2.0562 | 0-10 | Wheel and Hand_Hub gasket | Idaho | 0.016854 | 0.017049 | 0.017171 | 0.017235 | 0.017406 | 0.017387 | 0.017363 | 0.017354 | 0.017393 | 0.017565 | 0.01762 | 0.017657 | 0.017706 | 0.017755 | 0.017981 | 0.01821 | 0.018442 | 0.018676 | 0.018914 | 0.019155 | 0.3831 | 0.35489 | 0.1904 | 1
RetroEven20 | Retro | Irrigation Hardware | Agriculture | Irrigation | 0.0009013 | 0.00069195 | 8.0055 | 0.00011258 | 206.4929 | >170 | Wheel and Hand_Levelers | Idaho | 0.0057602 | 0.0058268 | 0.0058688 | 0.0058905 | 0.0059491 | 0.0059423 | 0.0059342 | 0.0059313 | 0.0059444 | 0.0060032 | 0.006022 | 0.0060349 | 0.0060516 | 0.0060683 | 0.0061455 | 0.0062237 | 0.0063029 | 0.0063832 | 0.0064644 | 0.0065467 | 0.13093 | 0.12129 | 0.065073 | 0
RetroEven20 | Retro | Irrigation Hardware | Agriculture | Irrigation | 0.0019864 | 0.001525 | 17.6434 | 0.00011258 | 4.895 | 0-10 | Pivot and Linear_Base boot gasket | Idaho | 0.050754 | 0.051341 | 0.05171 | 0.051901 | 0.052418 | 0.052359 | 0.052287 | 0.052262 | 0.052377 | 0.052895 | 0.053061 | 0.053174 | 0.053322 | 0.053468 | 0.054149 | 0.054838 | 0.055536 | 0.056243 | 0.056959 | 0.057684 | 1.1537 | 1.0687 | 0.57336 | 1
RetroEven20 | Retro | Irrigation Hardware | Agriculture | Irrigation | 6.0695e-05 | 4.6597e-05 | 0.5391 | 0.00011258 | 858.6296 | >170 | Pivot and Linear_Tower gasket | Idaho | 0.0015508 | 0.0015687 | 0.00158 | 0.0015859 | 0.0016017 | 0.0015998 | 0.0015977 | 0.0015969 | 0.0016004 | 0.0016162 | 0.0016213 | 0.0016248 | 0.0016293 | 0.0016337 | 0.0016545 | 0.0016756 | 0.0016969 | 0.0017185 | 0.0017404 | 0.0017626 | 0.035251 | 0.032656 | 0.017519 | 0
RetroEven20 | Retro | Irrigation Hardware | Agriculture | Irrigation | 0.0051327 | 0.0039405 | 45.5894 | 0.00011258 | -1.212 | <0 | Wheel and Hand_Nozzle replacement | Idaho | 0.032803 | 0.033182 | 0.033421 | 0.033545 | 0.033878 | 0.03384 | 0.033794 | 0.033777 | 0.033852 | 0.034186 | 0.034294 | 0.034367 | 0.034462 | 0.034557 | 0.034997 | 0.035442 | 0.035894 | 0.03635 | 0.036813 | 0.037282 | 0.74563 | 0.69074 | 0.37057 | 1
RetroEven20 | Retro | Irrigation Hardware | Agriculture | Irrigation | 0.0032018 | 0.0024581 | 28.4395 | 0.00011258 | 31.4219 | 30-40 | Pivot and Linear_Sprinkler package replacement, high pressure | Idaho | 0.033771 | 0.034162 | 0.034408 | 0.034535 | 0.034878 | 0.034839 | 0.034791 | 0.034774 | 0.034851 | 0.035196 | 0.035306 | 0.035381 | 0.03548 | 0.035577 | 0.03603 | 0.036489 | 0.036953 | 0.037423 | 0.0379 | 0.038382 | 0.76764 | 0.71113 | 0.38151 | 1
RetroEven20 | Retro | Irrigation Hardware | Agriculture | Irrigation | 0.0032018 | 0.0024581 | 28.4395 | 0.00011258 | 115.4405 | 100-130 | Pivot and Linear_Sprinkler package replacement, MESA | Idaho | 0.11608 | 0.11742 | 0.11827 | 0.11871 | 0.11989 | 0.11975 | 0.11959 | 0.11953 | 0.11979 | 0.12098 | 0.12136 | 0.12162 | 0.12195 | 0.12229 | 0.12385 | 0.12542 | 0.12702 | 0.12864 | 0.13027 | 0.13193 | 2.6386 | 2.4444 | 1.3114 | 0
RetroEven20 | Retro | Irrigation Hardware | Agriculture | Irrigation | 0.0032018 | 0.0024581 | 28.4395 | 0.00011258 | 167.2374 | 130-170 | Pivot and Linear_Sprinkler package replacement, LESA/LEPA/MDI | Idaho | 0.063116 | 0.063846 | 0.064305 | 0.064543 | 0.065185 | 0.065111 | 0.065022 | 0.064991 | 0.065134 | 0.065778 | 0.065985 | 0.066125 | 0.066309 | 0.066491 | 0.067337 | 0.068195 | 0.069063 | 0.069942 | 0.070832 | 0.071733 | 1.4347 | 1.329 | 0.71302 | 0
Retro5Med | Retro | Irrigation Hardware | Agriculture | Irrigation | 0.0046352 | 0.0035586 | 41.171 | 0.00011258 | 88.6254 | 80-90 | Pivot and Linear_Upgrade from high pressure to MESA | Idaho | 0.042045 | 0.052221 | 0.064364 | 0.074992 | 0.086389 | 0.10089 | 0.11052 | 0.11285 | 0.10658 | 0.092522 | 0.071823 | 0.047635 | 0.027736 | 0.013391 | 0.0057375 | 0.0021129 | 0.00066839 | 0.00014753 | 2.4559e-05 | 2.9854e-06 | 1.1113 | 1.0127 | 0.9152 | 0
Retro1Slow | Retro | Irrigation Hardware | Agriculture | Irrigation | 0.0078799 | 0.0060496 | 69.9906 | 0.00011258 | 59.6784 | 50-60 | Pivot and Linear_Upgrade from MESA to LESA/LEPA/MDI | Idaho | 0.0059075 | 0.01206 | 0.021819 | 0.0361 | 0.056159 | 0.081754 | 0.11316 | 0.14941 | 0.18841 | 0.22743 | 0.25874 | 0.2778 | 0.28081 | 0.26587 | 0.23648 | 0.19774 | 0.15286 | 0.034978 | 0 | 0 | 2.5975 | 2.5975 | 1.151 | 0
RetroEven20 | Retro | Irrigation Hardware | Agriculture | Irrigation | 0.00089773 | 0.00068921 | 7.9739 | 0.00011258 | 531.5057 | >170 | Wheel and Hand_Rebuilt or new impact sprinkler | Washington | 0.002008 | 0.0019695 | 0.0019453 | 0.0019168 | 0.0018849 | 0.0018571 | 0.0018258 | 0.0017951 | 0.0017725 | 0.0017496 | 0.0017274 | 0.0017054 | 0.0016942 | 0.0016841 | 0.0016813 | 0.0016784 | 0.0016755 | 0.0016727 | 0.0010957 | 0 | 0.033339 | 0.033339 | 0.020452 | 0
RetroEven20 | Retro | Irrigation Hardware | Agriculture | Irrigation | 0.0043984 | 0.0033768 | 39.0675 | 0.00011258 | 4.7116 | 0-10 | Wheel and Hand_Gaskets | Washington | 0.0098382 | 0.0096494 | 0.0095309 | 0.0093914 | 0.0092351 | 0.0090989 | 0.0089453 | 0.008795 | 0.0086844 | 0.0085722 | 0.0084632 | 0.0083557 | 0.0083008 | 0.0082513 | 0.0082373 | 0.0082232 | 0.0082092 | 0.0081952 | 0.0053682 | 0 | 0.16334 | 0.16334 | 0.1002 | 1
RetroEven20 | Retro | Irrigation Hardware | Agriculture | Irrigation | 0.0028597 | 0.0021955 | 25.4007 | 0.00011258 | 35.09 | 30-40 | Wheel and Hand_Drains | Washington | 0.0063966 | 0.0062738 | 0.0061968 | 0.006106 | 0.0060045 | 0.0059159 | 0.005816 | 0.0057183 | 0.0056464 | 0.0055734 | 0.0055026 | 0.0054326 | 0.0053969 | 0.0053648 | 0.0053557 | 0.0053465 | 0.0053374 | 0.0053283 | 0.0034902 | 0 | 0.1062 | 0.1062 | 0.06515 | 1
RetroEven20 | Retro | Irrigation Hardware | Agriculture | Irrigation | 0.012645 | 0.0097078 | 112.3144 | 0.00011258 | 3.7056 | 0-10 | Wheel and Hand_Cut and press repair | Washington | 0.028284 | 0.027741 | 0.0274 | 0.026999 | 0.02655 | 0.026158 | 0.025717 | 0.025285 | 0.024967 | 0.024644 | 0.024331 | 0.024022 | 0.023864 | 0.023722 | 0.023681 | 0.023641 | 0.0236 | 0.02356 | 0.015433 | 0 | 0.4696 | 0.4696 | 0.28807 | 1
RetroEven20 | Retro | Irrigation Hardware | Agriculture | Irrigation | 0.014472 | 0.011111 | 128.5467 | 0.00011258 | -3.8489 | <0 | Wheel and Hand_Hub gasket | Washington | 0.0080929 | 0.0079375 | 0.0078401 | 0.0077253 | 0.0075968 | 0.0074847 | 0.0073584 | 0.0072347 | 0.0071437 | 0.0070514 | 0.0069618 | 0.0068733 | 0.0068282 | 0.0067875 | 0.0067759 | 0.0067644 | 0.0067528 | 0.0067413 | 0.0044158 | 0 | 0.13437 | 0.13437 | 0.082427 | 1
RetroEven20 | Retro | Irrigation Hardware | Agriculture | Irrigation | 0.0012366 | 0.00094935 | 10.9836 | 0.00011258 | 144.9623 | 130-170 | Wheel and Hand_Levelers | Washington | 0.002766 | 0.0027129 | 0.0026796 | 0.0026403 | 0.0025964 | 0.0025581 | 0.0025149 | 0.0024727 | 0.0024416 | 0.00241 | 0.0023794 | 0.0023491 | 0.0023337 | 0.0023198 | 0.0023159 | 0.0023119 | 0.002308 | 0.002304 | 0.0015092 | 0 | 0.045923 | 0.045923 | 0.028172 | 0
RetroEven20 | Retro | Irrigation Hardware | Agriculture | Irrigation | 0.0025743 | 0.0019764 | 22.8655 | 0.00011258 | -0.77366 | <0 | Pivot and Linear_Base boot gasket | Washington | 0.034504 | 0.033842 | 0.033427 | 0.032937 | 0.032389 | 0.031911 | 0.031373 | 0.030846 | 0.030458 | 0.030064 | 0.029682 | 0.029305 | 0.029112 | 0.028939 | 0.028889 | 0.02884 | 0.028791 | 0.028742 | 0.018827 | 0 | 0.57288 | 0.57288 | 0.35143 | 1
RetroEven20 | Retro | Irrigation Hardware | Agriculture | Irrigation | 7.8659e-05 | 6.0389e-05 | 0.69867 | 0.00011258 | 657.9768 | >170 | Pivot and Linear_Tower gasket | Washington | 0.0010543 | 0.0010341 | 0.0010214 | 0.0010064 | 0.00098967 | 0.00097507 | 0.00095861 | 0.0009425 | 0.00093065 | 0.00091862 | 0.00090694 | 0.00089542 | 0.00088954 | 0.00088424 | 0.00088273 | 0.00088123 | 0.00087972 | 0.00087822 | 0.00057527 | 0 | 0.017505 | 0.017505 | 0.010738 | 0
RetroEven20 | Retro | Irrigation Hardware | Agriculture | Irrigation | 0.007042 | 0.0054063 | 62.5485 | 0.00011258 | -6.4421 | <0 | Wheel and Hand_Nozzle replacement | Washington | 0.015751 | 0.015449 | 0.015259 | 0.015036 | 0.014786 | 0.014568 | 0.014322 | 0.014081 | 0.013904 | 0.013724 | 0.01355 | 0.013378 | 0.01329 | 0.013211 | 0.013188 | 0.013166 | 0.013143 | 0.013121 | 0.0085946 | 0 | 0.26152 | 0.26152 | 0.16043 | 1
RetroEven20 | Retro | Irrigation Hardware | Agriculture | Irrigation | 0.0041495 | 0.0031857 | 36.857 | 0.00011258 | 19.5633 | 10-20 | Pivot and Linear_Sprinkler package replacement, high pressure | Washington | 0.016082 | 0.015773 | 0.01558 | 0.015351 | 0.015096 | 0.014873 | 0.014622 | 0.014377 | 0.014196 | 0.014012 | 0.013834 | 0.013658 | 0.013569 | 0.013488 | 0.013465 | 0.013442 | 0.013419 | 0.013396 | 0.008775 | 0 | 0.26701 | 0.26701 | 0.1638 | 1
RetroEven20 | Retro | Irrigation Hardware | Agriculture | Irrigation | 0.0041495 | 0.0031857 | 36.857 | 0.00011258 | 84.407 | 80-90 | Pivot and Linear_Sprinkler package replacement, MESA | Washington | 0.074868 | 0.073431 | 0.072529 | 0.071467 | 0.070278 | 0.069242 | 0.068073 | 0.066929 | 0.066087 | 0.065233 | 0.064404 | 0.063586 | 0.063168 | 0.062792 | 0.062685 | 0.062578 | 0.062471 | 0.062364 | 0.040851 | 0 | 1.243 | 1.243 | 0.76254 | 0
RetroEven20 | Retro | Irrigation Hardware | Agriculture | Irrigation | 0.0041495 | 0.0031857 | 36.857 | 0.00011258 | 124.3741 | 100-130 | Pivot and Linear_Sprinkler package replacement, LESA/LEPA/MDI | Washington | 0.052115 | 0.051114 | 0.050487 | 0.049748 | 0.04892 | 0.048198 | 0.047385 | 0.046589 | 0.046003 | 0.045408 | 0.044831 | 0.044261 | 0.04397 | 0.043709 | 0.043634 | 0.04356 | 0.043485 | 0.043411 | 0.028436 | 0 | 0.86526 | 0.86526 | 0.5308 | 0
Retro5Med | Retro | Irrigation Hardware | Agriculture | Irrigation | 0.0060071 | 0.0046118 | 53.3567 | 0.00011258 | 63.8807 | 60-70 | Pivot and Linear_Upgrade from high pressure to MESA | Washington | 0.020022 | 0.024112 | 0.029143 | 0.033336 | 0.037391 | 0.04307 | 0.04645 | 0.046655 | 0.043414 | 0.036836 | 0.026111 | 0 | 0 | 0 | 0 | 0 | 0 | 0 | 0 | 0 | 0.38654 | 0.38654 | 0.38654 | 0
Retro1Slow | Retro | Irrigation Hardware | Agriculture | Irrigation | 0.010212 | 0.0078401 | 90.7064 | 0.00011258 | 41.5446 | 40-50 | Pivot and Linear_Upgrade from MESA to LESA/LEPA/MDI | Washington | 0.0038022 | 0.0075089 | 0.013286 | 0.021516 | 0.032496 | 0.046485 | 0.063107 | 0.08168 | 0.10118 | 0.11925 | 0.1334 | 0.14111 | 0.14134 | 0.13275 | 0.11662 | 0.068125 | 0 | 0 | 0 | 0 | 1.2237 | 1.2237 | 0.62371 | 0
RetroEven20 | Retro | Irrigation Hardware | Agriculture | Irrigation | 0.00089773 | 0.00068921 | 7.9739 | 0.00011258 | 531.5057 | >170 | Wheel and Hand_Rebuilt or new impact sprinkler | Oregon | 0.0048502 | 0.004794 | 0.0047222 | 0.0046421 | 0.0045633 | 0.0044598 | 0.0043611 | 0.0043011 | 0.0042379 | 0.0041695 | 0.0041016 | 0.0040198 | 0.003952 | 0.0039004 | 0.0038703 | 0.0038404 | 0.0038107 | 0.0018651 | 0 | 0 | 0.074462 | 0.074462 | 0.049203 | 0
RetroEven20 | Retro | Irrigation Hardware | Agriculture | Irrigation | 0.0043984 | 0.0033768 | 39.0675 | 0.00011258 | 4.7116 | 0-10 | Wheel and Hand_Gaskets | Oregon | 0.023763 | 0.023488 | 0.023136 | 0.022744 | 0.022357 | 0.021851 | 0.021367 | 0.021073 | 0.020764 | 0.020428 | 0.020096 | 0.019695 | 0.019362 | 0.01911 | 0.018962 | 0.018816 | 0.01867 | 0.0091377 | 0 | 0 | 0.36482 | 0.36482 | 0.24107 | 1
RetroEven20 | Retro | Irrigation Hardware | Agriculture | Irrigation | 0.0028597 | 0.0021955 | 25.4007 | 0.00011258 | 35.0899 | 30-40 | Wheel and Hand_Drains | Oregon | 0.01545 | 0.015271 | 0.015042 | 0.014787 | 0.014536 | 0.014207 | 0.013892 | 0.013701 | 0.0135 | 0.013282 | 0.013066 | 0.012805 | 0.012589 | 0.012425 | 0.012329 | 0.012234 | 0.012139 | 0.0059411 | 0 | 0 | 0.2372 | 0.2372 | 0.15674 | 1
RetroEven20 | Retro | Irrigation Hardware | Agriculture | Irrigation | 0.012645 | 0.0097078 | 112.3144 | 0.00011258 | 3.7056 | 0-10 | Wheel and Hand_Cut and press repair | Oregon | 0.068316 | 0.067525 | 0.066513 | 0.065385 | 0.064275 | 0.062818 | 0.061427 | 0.060582 | 0.059693 | 0.058729 | 0.057773 | 0.05662 | 0.055665 | 0.054939 | 0.054514 | 0.054093 | 0.053675 | 0.02627 | 0 | 0 | 1.0488 | 1.0488 | 0.69304 | 1
RetroEven20 | Retro | Irrigation Hardware | Agriculture | Irrigation | 0.014472 | 0.011111 | 128.5467 | 0.00011258 | -3.8489 | <0 | Wheel and Hand_Hub gasket | Oregon | 0.019547 | 0.019321 | 0.019031 | 0.018709 | 0.018391 | 0.017974 | 0.017576 | 0.017334 | 0.01708 | 0.016804 | 0.016531 | 0.016201 | 0.015927 | 0.01572 | 0.015598 | 0.015478 | 0.015358 | 0.0075167 | 0 | 0 | 0.3001 | 0.3001 | 0.1983 | 1
RetroEven20 | Retro | Irrigation Hardware | Agriculture | Irrigation | 0.0012366 | 0.00094935 | 10.9836 | 0.00011258 | 144.9623 | 130-170 | Wheel and Hand_Levelers | Oregon | 0.0066809 | 0.0066035 | 0.0065045 | 0.0063942 | 0.0062856 | 0.0061432 | 0.0060072 | 0.0059245 | 0.0058375 | 0.0057433 | 0.0056497 | 0.0055371 | 0.0054436 | 0.0053726 | 0.0053311 | 0.0052899 | 0.0052491 | 0.002569 | 0 | 0 | 0.10257 | 0.10257 | 0.067774 | 0
RetroEven20 | Retro | Irrigation Hardware | Agriculture | Irrigation | 0.0025743 | 0.0019764 | 22.8655 | 0.00011258 | -0.77366 | <0 | Pivot and Linear_Base boot gasket | Oregon | 0.015813 | 0.01563 | 0.015396 | 0.015135 | 0.014878 | 0.014541 | 0.014219 | 0.014023 | 0.013817 | 0.013594 | 0.013373 | 0.013106 | 0.012885 | 0.012717 | 0.012619 | 0.012521 | 0.012424 | 0.0060808 | 0 | 0 | 0.24277 | 0.24277 | 0.16042 | 1
RetroEven20 | Retro | Irrigation Hardware | Agriculture | Irrigation | 7.8659e-05 | 6.0389e-05 | 0.69867 | 0.00011258 | 657.9768 | >170 | Pivot and Linear_Tower gasket | Oregon | 0.00048319 | 0.00047759 | 0.00047043 | 0.00046245 | 0.0004546 | 0.0004443 | 0.00043446 | 0.00042848 | 0.00042219 | 0.00041538 | 0.00040861 | 0.00040046 | 0.0003937 | 0.00038857 | 0.00038557 | 0.00038259 | 0.00037963 | 0.0001858 | 0 | 0 | 0.007418 | 0.007418 | 0.0049017 | 0
RetroEven20 | Retro | Irrigation Hardware | Agriculture | Irrigation | 0.007042 | 0.0054063 | 62.5485 | 0.00011258 | -6.4421 | <0 | Wheel and Hand_Nozzle replacement | Oregon | 0.038046 | 0.037605 | 0.037041 | 0.036413 | 0.035795 | 0.034984 | 0.034209 | 0.033739 | 0.033243 | 0.032706 | 0.032174 | 0.031532 | 0.031 | 0.030596 | 0.030359 | 0.030125 | 0.029892 | 0.01463 | 0 | 0 | 0.58409 | 0.58409 | 0.38596 | 1
RetroEven20 | Retro | Irrigation Hardware | Agriculture | Irrigation | 0.0041495 | 0.0031857 | 36.857 | 0.00011258 | 19.5633 | 10-20 | Pivot and Linear_Sprinkler package replacement, high pressure | Oregon | 0.0045665 | 0.0045136 | 0.004446 | 0.0043706 | 0.0042964 | 0.004199 | 0.004106 | 0.0040495 | 0.0039901 | 0.0039257 | 0.0038617 | 0.0037847 | 0.0037208 | 0.0036723 | 0.003644 | 0.0036158 | 0.0035879 | 0.001756 | 0 | 0 | 0.070107 | 0.070107 | 0.046325 | 1
RetroEven20 | Retro | Irrigation Hardware | Agriculture | Irrigation | 0.0041495 | 0.0031857 | 36.857 | 0.00011258 | 84.407 | 80-90 | Pivot and Linear_Sprinkler package replacement, MESA | Oregon | 0.025282 | 0.024989 | 0.024614 | 0.024197 | 0.023786 | 0.023247 | 0.022732 | 0.02242 | 0.022091 | 0.021734 | 0.02138 | 0.020953 | 0.0206 | 0.020331 | 0.020174 | 0.020018 | 0.019864 | 0.0097217 | 0 | 0 | 0.38813 | 0.38813 | 0.25647 | 0
RetroEven20 | Retro | Irrigation Hardware | Agriculture | Irrigation | 0.0041495 | 0.0031857 | 36.857 | 0.00011258 | 124.3741 | 100-130 | Pivot and Linear_Sprinkler package replacement, LESA/LEPA/MDI | Oregon | 0.035017 | 0.034612 | 0.034093 | 0.033515 | 0.032946 | 0.032199 | 0.031486 | 0.031053 | 0.030597 | 0.030103 | 0.029613 | 0.029022 | 0.028532 | 0.02816 | 0.027943 | 0.027727 | 0.027513 | 0.013465 | 0 | 0 | 0.5376 | 0.5376 | 0.35524 | 0
Retro5Med | Retro | Irrigation Hardware | Agriculture | Irrigation | 0.0060071 | 0.0046118 | 53.3567 | 0.00011258 | 63.8807 | 60-70 | Pivot and Linear_Upgrade from high pressure to MESA | Oregon | 0.0056853 | 0.0068998 | 0.0083168 | 0.0094907 | 0.010642 | 0.012159 | 0.013044 | 0.013142 | 0.012203 | 0.0099097 | 0 | 0 | 0 | 0 | 0 | 0 | 0 | 0 | 0 | 0 | 0.10149 | 0.10149 | 0.10149 | 0
Retro1Slow | Retro | Irrigation Hardware | Agriculture | Irrigation | 0.010212 | 0.0078401 | 90.7064 | 0.00011258 | 41.5446 | 40-50 | Pivot and Linear_Upgrade from MESA to LESA/LEPA/MDI | Oregon | 0.0012828 | 0.0025499 | 0.0044932 | 0.0072481 | 0.010924 | 0.015473 | 0.020851 | 0.027005 | 0.033316 | 0.039077 | 0.043511 | 0.045676 | 0.045301 | 0.042266 | 0.036927 | 0.0061842 | 0 | 0 | 0 | 0 | 0.38208 | 0.38208 | 0.20573 | 0
RetroEven20 | Retro | Irrigation Hardware | Agriculture | Irrigation | 0.0002999 | 0.00023024 | 2.6638 | 0.00011258 | 1631.8787 | >170 | Wheel and Hand_Rebuilt or new impact sprinkler | Montana | 0.0001809 | 0.00018602 | 0.00019096 | 0.00019557 | 0.00020079 | 0.00020419 | 0.00020699 | 0.00021026 | 0.00021262 | 0.00021757 | 0.00022104 | 0.00022437 | 0.00022817 | 0.00023178 | 0.00023644 | 0.00024119 | 0.00024605 | 0.00025099 | 0.00025604 | 0.00026119 | 0.0052239 | 0.0044031 | 0.0022269 | 0
RetroEven20 | Retro | Irrigation Hardware | Agriculture | Irrigation | 0.0014694 | 0.0011281 | 13.0512 | 0.00011258 | 54.8495 | 50-60 | Wheel and Hand_Gaskets | Montana | 0.00088629 | 0.00091141 | 0.00093558 | 0.00095818 | 0.00098376 | 0.0010004 | 0.0010141 | 0.0010302 | 0.0010417 | 0.001066 | 0.001083 | 0.0010993 | 0.0011179 | 0.0011356 | 0.0011584 | 0.0011817 | 0.0012055 | 0.0012297 | 0.0012545 | 0.0012797 | 0.025594 | 0.021573 | 0.010911 | 0
RetroEven20 | Retro | Irrigation Hardware | Agriculture | Irrigation | 0.00095534 | 0.00073344 | 8.4856 | 0.00011258 | 145.7841 | 130-170 | Wheel and Hand_Drains | Montana | 0.00057625 | 0.00059258 | 0.00060829 | 0.00062299 | 0.00063962 | 0.00065044 | 0.00065936 | 0.00066978 | 0.00067729 | 0.00069306 | 0.00070413 | 0.00071472 | 0.00072684 | 0.00073832 | 0.00075317 | 0.00076832 | 0.00078378 | 0.00079954 | 0.00081563 | 0.00083203 | 0.016641 | 0.014026 | 0.0070938 | 0
RetroEven20 | Retro | Irrigation Hardware | Agriculture | Irrigation | 0.0042242 | 0.0032431 | 37.5206 | 0.00011258 | 50.8128 | 50-60 | Wheel and Hand_Cut and press repair | Montana | 0.002548 | 0.0026202 | 0.0026897 | 0.0027547 | 0.0028282 | 0.0028761 | 0.0029155 | 0.0029616 | 0.0029948 | 0.0030645 | 0.0031135 | 0.0031603 | 0.0032139 | 0.0032646 | 0.0033303 | 0.0033973 | 0.0034656 | 0.0035353 | 0.0036065 | 0.003679 | 0.07358 | 0.062019 | 0.031367 | 0
RetroEven20 | Retro | Irrigation Hardware | Agriculture | Irrigation | 0.0048347 | 0.0037118 | 42.9433 | 0.00011258 | 27.7934 | 20-30 | Wheel and Hand_Hub gasket | Montana | 0.00072906 | 0.00074972 | 0.0007696 | 0.0007882 | 0.00080924 | 0.00082293 | 0.00083421 | 0.0008474 | 0.00085689 | 0.00087685 | 0.00089086 | 0.00090425 | 0.00091959 | 0.00093412 | 0.00095291 | 0.00097207 | 0.00099163 | 0.0010116 | 0.0010319 | 0.0010527 | 0.021054 | 0.017746 | 0.008975 | 1
RetroEven20 | Retro | Irrigation Hardware | Agriculture | Irrigation | 0.0004131 | 0.00031715 | 3.6693 | 0.00011258 | 474.6765 | >170 | Wheel and Hand_Levelers | Montana | 0.00024917 | 0.00025624 | 0.00026303 | 0.00026939 | 0.00027658 | 0.00028126 | 0.00028511 | 0.00028962 | 0.00029287 | 0.00029969 | 0.00030447 | 0.00030905 | 0.00031429 | 0.00031926 | 0.00032568 | 0.00033223 | 0.00033891 | 0.00034573 | 0.00035269 | 0.00035978 | 0.0071956 | 0.0060651 | 0.0030674 | 0
RetroEven20 | Retro | Irrigation Hardware | Agriculture | Irrigation | 0.00085999 | 0.00066024 | 7.6386 | 0.00011258 | 37.4047 | 30-40 | Pivot and Linear_Base boot gasket | Montana | 0.001561 | 0.0016052 | 0.0016478 | 0.0016876 | 0.0017326 | 0.001762 | 0.0017861 | 0.0018143 | 0.0018347 | 0.0018774 | 0.0019074 | 0.0019361 | 0.0019689 | 0.002 | 0.0020403 | 0.0020813 | 0.0021232 | 0.0021659 | 0.0022094 | 0.0022539 | 0.045077 | 0.037995 | 0.019216 | 0
RetroEven20 | Retro | Irrigation Hardware | Agriculture | Irrigation | 2.6277e-05 | 2.0174e-05 | 0.2334 | 0.00011258 | 2009.3104 | >170 | Pivot and Linear_Tower gasket | Montana | 4.7696e-05 | 4.9048e-05 | 5.0349e-05 | 5.1565e-05 | 5.2942e-05 | 5.3838e-05 | 5.4576e-05 | 5.5438e-05 | 5.606e-05 | 5.7365e-05 | 5.8282e-05 | 5.9158e-05 | 6.0162e-05 | 6.1112e-05 | 6.2341e-05 | 6.3595e-05 | 6.4874e-05 | 6.6179e-05 | 6.751e-05 | 6.8868e-05 | 0.0013774 | 0.001161 | 0.00058716 | 0
RetroEven20 | Retro | Irrigation Hardware | Agriculture | Irrigation | 0.0023525 | 0.0018061 | 20.8954 | 0.00011258 | 21.584 | 20-30 | Wheel and Hand_Nozzle replacement | Montana | 0.001419 | 0.0014592 | 0.0014979 | 0.0015341 | 0.001575 | 0.0016017 | 0.0016237 | 0.0016493 | 0.0016678 | 0.0017066 | 0.0017339 | 0.00176 | 0.0017898 | 0.0018181 | 0.0018547 | 0.001892 | 0.00193 | 0.0019688 | 0.0020085 | 0.0020488 | 0.040977 | 0.034539 | 0.017468 | 1
RetroEven20 | Retro | Irrigation Hardware | Agriculture | Irrigation | 0.0013862 | 0.0010642 | 12.3127 | 0.00011258 | 99.4286 | 90-100 | Pivot and Linear_Sprinkler package replacement, high pressure | Montana | 0.00091486 | 0.00094079 | 0.00096574 | 0.00098907 | 0.0010155 | 0.0010327 | 0.0010468 | 0.0010634 | 0.0010753 | 0.0011003 | 0.0011179 | 0.0011347 | 0.001154 | 0.0011722 | 0.0011958 | 0.0012198 | 0.0012443 | 0.0012694 | 0.0012949 | 0.001321 | 0.026419 | 0.022268 | 0.011262 | 0
RetroEven20 | Retro | Irrigation Hardware | Agriculture | Irrigation | 0.0013862 | 0.0010642 | 12.3127 | 0.00011258 | 293.4099 | >170 | Pivot and Linear_Sprinkler package replacement, MESA | Montana | 0.0032999 | 0.0033934 | 0.0034834 | 0.0035675 | 0.0036628 | 0.0037247 | 0.0037758 | 0.0038355 | 0.0038785 | 0.0039688 | 0.0040322 | 0.0040928 | 0.0041623 | 0.004228 | 0.004313 | 0.0043998 | 0.0044883 | 0.0045786 | 0.0046707 | 0.0047646 | 0.095292 | 0.08032 | 0.040622 | 0
RetroEven20 | Retro | Irrigation Hardware | Agriculture | Irrigation | 0.0013862 | 0.0010642 | 12.3127 | 0.00011258 | 413.0476 | >170 | Pivot and Linear_Sprinkler package replacement, LESA/LEPA/MDI | Montana | 0.0023044 | 0.0023697 | 0.0024325 | 0.0024913 | 0.0025578 | 0.0026011 | 0.0026367 | 0.0026784 | 0.0027084 | 0.0027715 | 0.0028158 | 0.0028581 | 0.0029066 | 0.0029525 | 0.0030119 | 0.0030725 | 0.0031343 | 0.0031973 | 0.0032616 | 0.0033272 | 0.066544 | 0.056089 | 0.028367 | 0
Retro5Med | Retro | Irrigation Hardware | Agriculture | Irrigation | 0.0020068 | 0.0015407 | 17.8248 | 0.00011258 | 230.5355 | >170 | Pivot and Linear_Upgrade from high pressure to MESA | Montana | 0.001139 | 0.0014381 | 0.0018065 | 0.0021478 | 0.0025152 | 0.0029903 | 0.0033254 | 0.0034508 | 0.0032884 | 0.0028925 | 0.0022741 | 0.0015277 | 0.00090209 | 0.0004412 | 0.00019042 | 7.0635e-05 | 2.2507e-05 | 5.0042e-06 | 8.391e-07 | 1.0275e-07 | 0.038246 | 0.030429 | 0.027268 | 0
Retro1Slow | Retro | Irrigation Hardware | Agriculture | Irrigation | 0.0034115 | 0.0026191 | 30.3021 | 0.00011258 | 163.6747 | 130-170 | Pivot and Linear_Upgrade from MESA to LESA/LEPA/MDI | Montana | 0.00016787 | 0.0003482 | 0.0006415 | 0.0010818 | 0.0017086 | 0.0025281 | 0.0035461 | 0.0047486 | 0.0060327 | 0.0073649 | 0.0084705 | 0.0091943 | 0.0094072 | 0.0090068 | 0.0080634 | 0.0067866 | 0.0052809 | 0.00372 | 0.0024184 | 0.001605 | 0.093807 | 0.092122 | 0.036639 | 0
Retro3Slow | Retro | Irrigation Hardware | Agriculture | Irrigation | 0.034211 | 0.026265 | 303.8692 | 0.00011258 | 9.8551 | 0-10 | Pivot and Linear_Pressure Reduction_High to Medium | Idaho | 0.019962 | 0.031741 | 0.063938 | 0.11231 | 0.17644 | 0.24673 | 0.31359 | 0.36568 | 0.39468 | 0.39858 | 0.37317 | 0.32722 | 0.27023 | 0.21075 | 0.15727 | 0.11149 | 0.075273 | 0.04851 | 0.029904 | 0.020505 | 4.101 | 3.748 | 2.4968 | 1
Retro1Slow | Retro | Irrigation Hardware | Agriculture | Irrigation | 0.030743 | 0.023602 | 273.0656 | 0.00011258 | 4.4126 | 0-10 | Pivot and Linear_Pressure Reduction_Medium to Low | Idaho | 0.011433 | 0.023118 | 0.041342 | 0.067497 | 0.10347 | 0.14802 | 0.20108 | 0.26054 | 0.32296 | 0.38461 | 0.43286 | 0.46147 | 0.46468 | 0.43924 | 0.39111 | 0.32756 | 0.25367 | 0.17786 | 0.11508 | 0.076005 | 5.067 | 4.7036 | 1.9969 | 1
Retro1Slow | Retro | Irrigation Hardware | Agriculture | Irrigation | 0.030743 | 0.023602 | 273.0656 | 0.00011258 | -19.7172 | <0 | Pivot and Linear_Pressure Reduction_Medium2 to Low | Idaho | 1.173e-05 | 6.0732e-05 | 0.00024118 | 0.00077332 | 0.0020823 | 0.004802 | 0.009678 | 0.017302 | 0.027748 | 0.040282 | 0.053135 | 0.063934 | 0.070344 | 0.070828 | 0.065237 | 0.055687 | 0.043481 | 0.030503 | 0.019645 | 0.012883 | 1.0104 | 0.58866 | 0.15612 | 1
Retro1Slow | Retro | Irrigation Hardware | Agriculture | Irrigation | 0.016268 | 0.012489 | 144.4971 | 0.00011258 | 148.2405 | 130-170 | Wheel-Line_Conversion to Low Pressure System (Alfalfa) | Idaho | 0.00047646 | 0.00096342 | 0.0017229 | 0.0028129 | 0.0043121 | 0.0061688 | 0.0083798 | 0.010858 | 0.013459 | 0.016028 | 0.018039 | 0.019231 | 0.019365 | 0.018305 | 0.016299 | 0.013651 | 0.010572 | 0.007412 | 0.0047957 | 0.0031675 | 0.21116 | 0.19602 | 0.083221 | 0
Retro1Slow | Retro | Irrigation Hardware | Agriculture | Irrigation | 0.016268 | 0.012489 | 144.4971 | 0.00011258 | 148.2405 | 130-170 | Hand-Line_Conversion to Low Pressure System (Alfalfa) | Idaho | 7.3255e-05 | 0.00014813 | 0.0002649 | 0.00043248 | 0.00066298 | 0.00094846 | 0.0012884 | 0.0016694 | 0.0020693 | 0.0024644 | 0.0027735 | 0.0029568 | 0.0029774 | 0.0028144 | 0.002506 | 0.0020988 | 0.0016254 | 0.0011396 | 0.00073735 | 0.000487 | 0.032467 | 0.030138 | 0.012795 | 0
Retro3Slow | Retro | Irrigation Hardware | Agriculture | Irrigation | 0.0067934 | 0.0052154 | 60.3401 | 0.00011258 | 60.1931 | 60-70 | Pivot and Linear_Pressure Reduction_High to Medium | Montana | 0.00024802 | 0.00040092 | 0.00082311 | 0.0014752 | 0.0023561 | 0.0033543 | 0.0043277 | 0.0051287 | 0.0055851 | 0.0057152 | 0.0054194 | 0.0048133 | 0.0040311 | 0.0031848 | 0.0023939 | 0.0017095 | 0.0011626 | 0.00075469 | 0.00046862 | 0.00032368 | 0.064735 | 0.053676 | 0.034834 | 0
Retro1Slow | Retro | Irrigation Hardware | Agriculture | Irrigation | 0.016183 | 0.012424 | 143.7436 | 0.00011258 | 8.3473 | 0-10 | Pivot and Linear_Pressure Reduction_Medium to Low | Montana | 0.00039516 | 0.00081229 | 0.0014805 | 0.0024664 | 0.0038436 | 0.005598 | 0.0077193 | 0.010165 | 0.012713 | 0.015341 | 0.017487 | 0.018882 | 0.019283 | 0.018465 | 0.016561 | 0.013971 | 0.010899 | 0.0076971 | 0.0050165 | 0.0033374 | 0.2225 | 0.19213 | 0.078022 | 1
Retro1Slow | Retro | Irrigation Hardware | Agriculture | Irrigation | 0.016183 | 0.012424 | 143.7436 | 0.00011258 | -19.7125 | <0 | Pivot and Linear_Pressure Reduction_Medium2 to Low | Montana | 3.8637e-07 | 2.0208e-06 | 8.1388e-06 | 2.6506e-05 | 7.2395e-05 | 0.00016927 | 0.00034534 | 0.00062451 | 0.0010106 | 0.0014791 | 0.0019652 | 0.0023794 | 0.0026323 | 0.0026623 | 0.0024604 | 0.0021053 | 0.0016467 | 0.0011565 | 0.00074542 | 0.0004891 | 0.03836 | 0.021981 | 0.0057034 | 1
Retro1Slow | Retro | Irrigation Hardware | Agriculture | Irrigation | 0.0091055 | 0.0069906 | 80.8775 | 0.00011258 | 193.1907 | >170 | Wheel-Line_Conversion to Low Pressure System (Alfalfa) | Montana | 7.9661e-05 | 0.00016375 | 0.00029846 | 0.00049721 | 0.00077483 | 0.0011285 | 0.0015561 | 0.0020492 | 0.0025629 | 0.0030926 | 0.0035252 | 0.0038065 | 0.0038872 | 0.0037223 | 0.0033385 | 0.0028165 | 0.0021971 | 0.0015517 | 0.0010113 | 0.00067279 | 0.044853 | 0.038732 | 0.015728 | 0
Retro1Slow | Retro | Irrigation Hardware | Agriculture | Irrigation | 0.0091055 | 0.0069906 | 80.8775 | 0.00011258 | 193.1906 | >170 | Hand-Line_Conversion to Low Pressure System (Alfalfa) | Montana | 1.2205e-05 | 2.5089e-05 | 4.5729e-05 | 7.6181e-05 | 0.00011872 | 0.00017291 | 0.00023843 | 0.00031397 | 0.00039268 | 0.00047385 | 0.00054012 | 0.00058323 | 0.0005956 | 0.00057032 | 0.00051153 | 0.00043153 | 0.00033663 | 0.00023774 | 0.00015495 | 0.00010308 | 0.0068723 | 0.0059345 | 0.0024099 | 0
Retro3Slow | Retro | Irrigation Hardware | Agriculture | Irrigation | 0.026506 | 0.020349 | 235.4314 | 0.00011258 | 9.1108 | 0-10 | Pivot and Linear_Pressure Reduction_High to Medium | Oregon | 0.0016137 | 0.0025072 | 0.0049392 | 0.008497 | 0.012993 | 0.017778 | 0.022126 | 0.025458 | 0.027014 | 0.026578 | 0.024402 | 0.020926 | 0.016942 | 0.012136 | 0 | 0 | 0 | 0 | 0 | 0 | 0.22391 | 0.22391 | 0.17391 | 1
Retro1Slow | Retro | Irrigation Hardware | Agriculture | Irrigation | 0.025653 | 0.019694 | 227.8541 | 0.00011258 | 0.87142 | 0-10 | Pivot and Linear_Pressure Reduction_Medium to Low | Oregon | 0.0016032 | 0.0031676 | 0.0055399 | 0.0088586 | 0.013218 | 0.018502 | 0.02461 | 0.031465 | 0.038345 | 0.044488 | 0.0491 | 0.051191 | 0.050537 | 0.047019 | 0.041021 | 0.033661 | 0.017572 | 0 | 0 | 0 | 0.4799 | 0.4799 | 0.2389 | 1
Retro1Slow | Retro | Irrigation Hardware | Agriculture | Irrigation | 0.025653 | 0.019694 | 227.8541 | 0.00011258 | -19.7162 | <0 | Pivot and Linear_Pressure Reduction_Medium2 to Low | Oregon | 1.0213e-06 | 5.2132e-06 | 2.0351e-05 | 6.4149e-05 | 0.00016943 | 0.00038387 | 0.00076122 | 0.0013434 | 0.0021295 | 0.0030542 | 0.0039859 | 0.0047504 | 0.0051851 | 0.005188 | 0.0047544 | 0.0040427 | 0.0031475 | 0.0022036 | 0.0014173 | 0.00092846 | 0.072821 | 0.043536 | 0.011918 | 1
Retro1Slow | Retro | Irrigation Hardware | Agriculture | Irrigation | 0.021865 | 0.016787 | 194.2137 | 0.00011258 | 87.6562 | 80-90 | Wheel-Line_Conversion to Low Pressure System (Alfalfa) | Oregon | 0.00040908 | 0.00080826 | 0.0014136 | 0.0022604 | 0.0033727 | 0.004721 | 0.0062797 | 0.0080287 | 0.0097843 | 0.011352 | 0.012529 | 0.013062 | 0.012895 | 0.011998 | 0.010467 | 0.0085892 | 0.0044839 | 0 | 0 | 0 | 0.12245 | 0.12245 | 0.060958 | 0
Retro1Slow | Retro | Irrigation Hardware | Agriculture | Irrigation | 0.021865 | 0.016787 | 194.2137 | 0.00011258 | 87.6562 | 80-90 | Hand-Line_Conversion to Low Pressure System (Alfalfa) | Oregon | 0.00012912 | 0.0002551 | 0.00044616 | 0.00071343 | 0.0010645 | 0.00149 | 0.001982 | 0.002534 | 0.0030881 | 0.0035829 | 0.0039543 | 0.0041227 | 0.00407 | 0.0037867 | 0.0033036 | 0.0027109 | 0.0014152 | 0 | 0 | 0 | 0.038649 | 0.038649 | 0.01924 | 0
Retro3Slow | Retro | Irrigation Hardware | Agriculture | Irrigation | 0.034884 | 0.026782 | 309.8508 | 0.00011258 | 3.7638 | 0-10 | Pivot and Linear_Pressure Reduction_High to Medium | Washington | 0.0074792 | 0.011531 | 0.022779 | 0.039279 | 0.060084 | 0.082877 | 0.1037 | 0.11895 | 0.12649 | 0.12485 | 0.11505 | 0.099389 | 0.081312 | 0.062866 | 0.046243 | 0.019464 | 0 | 0 | 0 | 0 | 1.1223 | 1.1223 | 0.81307 | 1
Retro1Slow | Retro | Irrigation Hardware | Agriculture | Irrigation | 0.03378 | 0.025934 | 300.0449 | 0.00011258 | -2.5474 | <0 | Pivot and Linear_Pressure Reduction_Medium to Low | Washington | 0.0062518 | 0.012257 | 0.021496 | 0.034454 | 0.051426 | 0.072567 | 0.097045 | 0.12369 | 0.15106 | 0.17583 | 0.19477 | 0.20456 | 0.20407 | 0.19122 | 0.16784 | 0.13857 | 0.10578 | 0.070967 | 0 | 0 | 2.0239 | 2.0239 | 0.94085 | 1
Retro1Slow | Retro | Irrigation Hardware | Agriculture | Irrigation | 0.03378 | 0.025934 | 300.0449 | 0.00011258 | -19.7177 | <0 | Pivot and Linear_Pressure Reduction_Medium2 to Low | Washington | 4.736e-06 | 2.4063e-05 | 9.3918e-05 | 0.00029637 | 0.00078325 | 0.0017804 | 0.0035429 | 0.0062599 | 0.0099349 | 0.014268 | 0.018646 | 0.02226 | 0.024345 | 0.024401 | 0.022393 | 0.019061 | 0.014852 | 0.010404 | 0.0066941 | 0.0043865 | 0.34404 | 0.20443 | 0.055634 | 1
Retro1Slow | Retro | Irrigation Hardware | Agriculture | Irrigation | 0.021865 | 0.016787 | 194.2137 | 0.00011258 | 87.6562 | 80-90 | Wheel-Line_Conversion to Low Pressure System (Alfalfa) | Washington | 0.00044978 | 0.00088183 | 0.0015465 | 0.0024788 | 0.0036998 | 0.0052208 | 0.0069818 | 0.0088989 | 0.010868 | 0.01265 | 0.014012 | 0.014717 | 0.014681 | 0.013757 | 0.012075 | 0.009969 | 0.0076104 | 0.0051057 | 0 | 0 | 0.14561 | 0.14561 | 0.067689 | 0
Retro1Slow | Retro | Irrigation Hardware | Agriculture | Irrigation | 0.021865 | 0.016787 | 194.2137 | 0.00011258 | 87.6562 | 80-90 | Hand-Line_Conversion to Low Pressure System (Alfalfa) | Washington | 0.00013654 | 0.0002677 | 0.00046948 | 0.00075249 | 0.0011232 | 0.0015849 | 0.0021195 | 0.0027015 | 0.0032992 | 0.0038403 | 0.0042538 | 0.0044677 | 0.0044569 | 0.0041764 | 0.0036657 | 0.0030263 | 0.0023103 | 0.00155 | 0 | 0 | 0.044202 | 0.044202 | 0.020549 | 0
Retro1Slow | Retro | Irrigation Hardware | Agriculture | Irrigation | 0.0070698 | 0.0054276 | 62.7952 | 0.00011258 | 713.9946 | >170 | Variable Rate Irrigation | Idaho | 0.014669 | 0.029661 | 0.053044 | 0.086603 | 0.13276 | 0.18992 | 0.25799 | 0.33429 | 0.41438 | 0.49348 | 0.55539 | 0.59209 | 0.59621 | 0.56357 | 0.50181 | 0.42028 | 0.32548 | 0.2282 | 0.14765 | 0.097519 | 6.5013 | 6.035 | 2.5622 | 0
Retro1Slow | Retro | Irrigation Hardware | Agriculture | Irrigation | 0.0024998 | 0.0019191 | 22.2035 | 0.00011258 | 1946.7103 | >170 | Variable Rate Irrigation | Montana | 0.00036846 | 0.0007574 | 0.0013805 | 0.0022998 | 0.0035839 | 0.0052197 | 0.0071977 | 0.0094782 | 0.011854 | 0.014305 | 0.016305 | 0.017606 | 0.01798 | 0.017217 | 0.015442 | 0.013027 | 0.010162 | 0.007177 | 0.0046775 | 0.0031119 | 0.20746 | 0.17915 | 0.07275 | 0
Retro1Slow | Retro | Irrigation Hardware | Agriculture | Irrigation | 0.0052476 | 0.0040287 | 46.6103 | 0.00011258 | 1913.898 | >170 | Variable Rate Irrigation | Oregon | 0.0026177 | 0.0051719 | 0.0090454 | 0.014464 | 0.021582 | 0.030209 | 0.040183 | 0.051374 | 0.062608 | 0.072638 | 0.080168 | 0.083583 | 0.082515 | 0.07677 | 0.066977 | 0.054961 | 0.028692 | 0 | 0 | 0 | 0.78356 | 0.78356 | 0.39006 | 0
Retro1Slow | Retro | Irrigation Hardware | Agriculture | Irrigation | 0.0059099 | 0.0045372 | 52.4931 | 0.00011258 | 1158.0192 | >170 | Variable Rate Irrigation | Washington | 0.0064325 | 0.012611 | 0.022117 | 0.03545 | 0.052913 | 0.074664 | 0.09985 | 0.12727 | 0.15543 | 0.18092 | 0.2004 | 0.21048 | 0.20997 | 0.19675 | 0.17269 | 0.14257 | 0.10884 | 0.073018 | 0 | 0 | 2.0824 | 2.0824 | 0.96804 | 0
Retro12Med | Retro | Irrigation Motor | Agriculture | Motors/Drives | 0.098719 | 0.075789 | 876.8415 | 0.00011258 | 46.4797 | 40-50 | Green Motor Rewind - Well Pump - 160HP - Idaho | Idaho | 0.018241 | 0.018373 | 0.01844 | 0.018624 | 0.018603 | 0.01672 | 0.013369 | 0.010719 | 0.00866 | 0.0069497 | 0.0055717 | 0.0044697 | 0.0035856 | 0.002905 | 0.0023536 | 0.0019068 | 1.3172e-05 | 4.764e-06 | 1.6448e-06 | 5.4316e-07 | 0.18977 | 0.16951 | 0.15427 | 0
Retro12Med | Retro | Irrigation Motor | Agriculture | Motors/Drives | 0.034164 | 0.026229 | 303.453 | 0.00011258 | 67.5927 | 60-70 | Green Motor Rewind - Well Pump - 40HP - Montana | Montana | 0.00047254 | 0.00048507 | 0.00049679 | 0.00051005 | 0.00051868 | 0.00047322 | 0.00038456 | 0.00031109 | 0.00025467 | 0.00020699 | 0.00016808 | 0.00013675 | 0.00011113 | 9.0689e-05 | 7.401e-05 | 6.0399e-05 | 4.2025e-07 | 1.5311e-07 | 5.3246e-08 | 1.7712e-08 | 0.0061882 | 0.0047554 | 0.0042817 | 0
Retro12Med | Retro | Irrigation Motor | Agriculture | Motors/Drives | 0.078396 | 0.060186 | 696.3297 | 0.00011258 | 29.9963 | 20-30 | Green Motor Rewind - Well Pump - 60HP - Oregon | Oregon | 0.028107 | 0.027685 | 0.027216 | 0.026754 | 0.026147 | 0.023012 | 0.018156 | 0.014312 | 0.0066396 | 0 | 0 | 0 | 0 | 0 | 0 | 0 | 0 | 0 | 0 | 0 | 0.19803 | 0.19803 | 0.19803 | 1
Retro12Med | Retro | Irrigation Motor | Agriculture | Motors/Drives | 0.099695 | 0.076538 | 885.5141 | 0.00011258 | 22.5506 | 20-30 | Green Motor Rewind - Well Pump - 90HP - Washington | Washington | 0.027179 | 0.026846 | 0.026453 | 0.026013 | 0.025629 | 0.022677 | 0.017837 | 0.01409 | 0.011126 | 0.0087877 | 0.0033342 | 0 | 0 | 0 | 0 | 0 | 0 | 0 | 0 | 0 | 0.20997 | 0.20997 | 0.20997 | 1
Retro12Med | Retro | Irrigation Motor | Agriculture | Motors/Drives | 0.051322 | 0.039401 | 455.85 | 0.00011258 | 62.3121 | 60-70 | Green Motor Rewind - Booster Pump - 80HP - Idaho | Idaho | 0.0078836 | 0.0079404 | 0.0079697 | 0.008049 | 0.0080399 | 0.007226 | 0.005778 | 0.0046326 | 0.0037427 | 0.0030036 | 0.002408 | 0.0019317 | 0.0015496 | 0.0012555 | 0.0010172 | 0.0008241 | 5.6925e-06 | 2.0589e-06 | 7.1084e-07 | 2.3475e-07 | 0.082015 | 0.07326 | 0.066673 | 0
Retro12Med | Retro | Irrigation Motor | Agriculture | Motors/Drives | 0.036768 | 0.028227 | 326.5773 | 0.00011258 | 70.0922 | 70-80 | Green Motor Rewind - Booster Pump - 50HP - Montana | Montana | 0.00042728 | 0.00043861 | 0.0004492 | 0.00046119 | 0.000469 | 0.00042789 | 0.00034772 | 0.00028129 | 0.00023027 | 0.00018716 | 0.00015198 | 0.00012365 | 0.00010048 | 8.2002e-05 | 6.6921e-05 | 5.4613e-05 | 3.8e-07 | 1.3844e-07 | 4.8146e-08 | 1.6016e-08 | 0.0055955 | 0.0042998 | 0.0038716 | 0
Retro12Med | Retro | Irrigation Motor | Agriculture | Motors/Drives | 0.075733 | 0.058142 | 672.6733 | 0.00011258 | 31.7417 | 30-40 | Green Motor Rewind - Booster Pump - 70HP - Oregon | Oregon | 0.0055165 | 0.0054338 | 0.0053416 | 0.005251 | 0.005132 | 0.0045165 | 0.0035635 | 0.0028089 | 0.0013032 | 0 | 0 | 0 | 0 | 0 | 0 | 0 | 0 | 0 | 0 | 0 | 0.038867 | 0.038867 | 0.038867 | 0
Retro12Med | Retro | Irrigation Motor | Agriculture | Motors/Drives | 0.089047 | 0.068364 | 790.9389 | 0.00011258 | 27.5948 | 20-30 | Green Motor Rewind - Booster Pump - 80HP - Washington | Washington | 0.016785 | 0.016579 | 0.016336 | 0.016064 | 0.015827 | 0.014004 | 0.011015 | 0.0087011 | 0.0068709 | 0.0054269 | 0.0020591 | 0 | 0 | 0 | 0 | 0 | 0 | 0 | 0 | 0 | 0.12967 | 0.12967 | 0.12967 | 1
Retro12Med | Retro | Irrigation Motor | Agriculture | Motors/Drives | 0.045154 | 0.034666 | 401.067 | 0.00011258 | 66.5339 | 60-70 | Green Motor Rewind - Surface and Tailwater Pump - 70HP - Idaho | Idaho | 0.022096 | 0.022255 | 0.022337 | 0.02256 | 0.022534 | 0.020253 | 0.016194 | 0.012984 | 0.01049 | 0.0084183 | 0.006749 | 0.0054142 | 0.0043433 | 0.0035188 | 0.0028509 | 0.0023098 | 1.5955e-05 | 5.7707e-06 | 1.9923e-06 | 6.5794e-07 | 0.22987 | 0.20533 | 0.18687 | 0
Retro12Med | Retro | Irrigation Motor | Agriculture | Motors/Drives | 0.037125 | 0.028502 | 329.7532 | 0.00011258 | 85.1689 | 80-90 | Green Motor Rewind - Surface and Tailwater Pump - 70HP - Montana | Montana | 0.0026921 | 0.0027635 | 0.0028302 | 0.0029058 | 0.0029549 | 0.0026959 | 0.0021908 | 0.0017723 | 0.0014508 | 0.0011792 | 0.00095756 | 0.00077905 | 0.00063308 | 0.00051665 | 0.00042164 | 0.00034409 | 2.3942e-06 | 8.7227e-07 | 3.0334e-07 | 1.0091e-07 | 0.035254 | 0.027091 | 0.024393 | 0
Retro12Med | Retro | Irrigation Motor | Agriculture | Motors/Drives | 0.075733 | 0.058142 | 672.6733 | 0.00011258 | 31.7417 | 30-40 | Green Motor Rewind - Surface and Tailwater Pump - 70HP - Oregon | Oregon | 0.025575 | 0.025191 | 0.024764 | 0.024344 | 0.023792 | 0.020939 | 0.016521 | 0.013022 | 0.0060415 | 0 | 0 | 0 | 0 | 0 | 0 | 0 | 0 | 0 | 0 | 0 | 0.18019 | 0.18019 | 0.18019 | 0
Retro12Med | Retro | Irrigation Motor | Agriculture | Motors/Drives | 0.099695 | 0.076538 | 885.5141 | 0.00011258 | 22.5506 | 20-30 | Green Motor Rewind - Surface and Tailwater Pump - 90HP - Washington | Washington | 0.038246 | 0.037777 | 0.037223 | 0.036604 | 0.036064 | 0.03191 | 0.025099 | 0.019827 | 0.015656 | 0.012366 | 0.0046918 | 0 | 0 | 0 | 0 | 0 | 0 | 0 | 0 | 0 | 0.29546 | 0.29546 | 0.29546 | 1
Retro12Med | Retro | Irrigation Motor | Agriculture | Motors/Drives | 0.70502 | 0.54126 | 6262.1575 | 0.00011258 | -8.4214 | <0 | CS to CS Pump Replacement - 0.07 Change in PEI - 100 HP - Idaho | Idaho | 0.19719 | 0.19861 | 0.19935 | 0.20133 | 0.2011 | 0.18074 | 0.14453 | 0.11588 | 0.093617 | 0.075129 | 0.060231 | 0.048319 | 0.038761 | 0.031404 | 0.025443 | 0.020613 | 0.00014239 | 5.15e-05 | 1.778e-05 | 5.8717e-06 | 2.0514 | 1.8325 | 1.6677 | 1
Retro12Med | Retro | Irrigation Motor | Agriculture | Motors/Drives | 0.3478 | 0.26701 | 3089.2097 | 0.00011258 | -5.9966 | <0 | CS to CS Pump Replacement - 0.07 Change in PEI - 60 HP - Montana | Montana | 0.010252 | 0.010524 | 0.010778 | 0.011065 | 0.011253 | 0.010266 | 0.0083428 | 0.0067491 | 0.005525 | 0.0044906 | 0.0036465 | 0.0029667 | 0.0024108 | 0.0019675 | 0.0016056 | 0.0013103 | 9.1173e-06 | 3.3217e-06 | 1.1552e-06 | 3.8426e-07 | 0.13425 | 0.10317 | 0.092891 | 1
Retro12Med | Retro | Irrigation Motor | Agriculture | Motors/Drives | 0.82773 | 0.63547 | 7352.0645 | 0.00011258 | -12.9488 | <0 | CS to CS Pump Replacement - 0.07 Change in PEI - 70 HP - Oregon | Oregon | 0.19153 | 0.18866 | 0.18546 | 0.18231 | 0.17818 | 0.15681 | 0.12372 | 0.097526 | 0.045246 | 0 | 0 | 0 | 0 | 0 | 0 | 0 | 0 | 0 | 0 | 0 | 1.3495 | 1.3495 | 1.3495 | 1
Retro12Med | Retro | Irrigation Motor | Agriculture | Motors/Drives | 1.1009 | 0.84522 | 9778.8442 | 0.00011258 | -13.1718 | <0 | CS to CS Pump Replacement - 0.07 Change in PEI - 90 HP - Washington | Washington | 0.27982 | 0.27639 | 0.27234 | 0.26781 | 0.26386 | 0.23347 | 0.18364 | 0.14506 | 0.11455 | 0.090474 | 0.034328 | 0 | 0 | 0 | 0 | 0 | 0 | 0 | 0 | 0 | 2.1617 | 2.1617 | 2.1617 | 1
Retro12Med | Retro | Irrigation Motor | Agriculture | Motors/Drives | 0.61778 | 0.47428 | 5487.254 | 0.00011258 | -11.1151 | <0 | VS to VS Pump Replacement - 0.04 Change in PEI - 100 HP - Idaho | Idaho | 0.019199 | 0.019337 | 0.019409 | 0.019602 | 0.01958 | 0.017598 | 0.014071 | 0.011282 | 0.0091147 | 0.0073147 | 0.0058642 | 0.0047044 | 0.0037739 | 0.0030575 | 0.0024771 | 0.0020069 | 1.3863e-05 | 5.0141e-06 | 1.7311e-06 | 5.7168e-07 | 0.19973 | 0.17841 | 0.16237 | 1
Retro12Med | Retro | Irrigation Motor | Agriculture | Motors/Drives | 0.30476 | 0.23397 | 2706.939 | 0.00011258 | -9.2727 | <0 | VS to VS Pump Replacement - 0.04 Change in PEI - 60 HP - Montana | Montana | 0.00099812 | 0.0010246 | 0.0010493 | 0.0010774 | 0.0010956 | 0.00099955 | 0.00081227 | 0.0006571 | 0.00053792 | 0.00043721 | 0.00035503 | 0.00028884 | 0.00023472 | 0.00019156 | 0.00015633 | 0.00012758 | 8.8768e-07 | 3.234e-07 | 1.1247e-07 | 3.7412e-08 | 0.013071 | 0.010044 | 0.0090441 | 1
Retro12Med | Retro | Irrigation Motor | Agriculture | Motors/Drives | 0.7253 | 0.55683 | 6442.2917 | 0.00011258 | -14.5548 | <0 | VS to VS Pump Replacement - 0.04 Change in PEI - 70 HP - Oregon | Oregon | 0.018648 | 0.018368 | 0.018057 | 0.01775 | 0.017348 | 0.015268 | 0.012046 | 0.0094953 | 0.0044052 | 0 | 0 | 0 | 0 | 0 | 0 | 0 | 0 | 0 | 0 | 0 | 0.13139 | 0.13139 | 0.13139 | 1
Retro12Med | Retro | Irrigation Motor | Agriculture | Motors/Drives | 0.96471 | 0.74063 | 8568.7724 | 0.00011258 | -14.7242 | <0 | VS to VS Pump Replacement - 0.04 Change in PEI - 90 HP - Washington | Washington | 0.027244 | 0.02691 | 0.026516 | 0.026075 | 0.02569 | 0.022731 | 0.017879 | 0.014123 | 0.011153 | 0.0088087 | 0.0033422 | 0 | 0 | 0 | 0 | 0 | 0 | 0 | 0 | 0 | 0.21047 | 0.21047 | 0.21047 | 1
LO1Slow | NR | Stock Tanks | Agriculture | Process Loads | 0.086157 | 0.14811 | 752.3333 | 0.00011452 | 49.045 | 40-50 | Energy-Free Stock Watering Tanks - Idaho | Idaho | 0.00099043 | 0.0015343 | 0.0033626 | 0.0063902 | 0.010923 | 0.0174 | 0.02622 | 0.037747 | 0.052445 | 0.069556 | 0.088758 | 0.10933 | 0.1301 | 0.15129 | 0.17061 | 0.18713 | 0.20037 | 0.21097 | 0.21811 | 0.22449 | 2.2539 | 1.9177 | 0.31533 | 0
LO1Slow | NR | Stock Tanks | Agriculture | Process Loads | 0.18106 | 0.31127 | 1581.0589 | 0.00011452 | 12.2753 | 10-20 | Energy-Free Stock Watering Tanks - Montana | Montana | 0.00046918 | 0.00074078 | 0.0016565 | 0.0032003 | 0.005569 | 0.0090057 | 0.013791 | 0.020033 | 0.028203 | 0.037883 | 0.048963 | 0.061165 | 0.07373 | 0.086367 | 0.098109 | 0.10839 | 0.1169 | 0.12399 | 0.12912 | 0.13387 | 1.344 | 1.1012 | 0.16952 | 1
LO1Slow | NR | Stock Tanks | Agriculture | Process Loads | 0.019319 | 0.033212 | 168.6996 | 0.00011452 | 291.7358 | >170 | Energy-Free Stock Watering Tanks - Oregon | Oregon | 0.00029853 | 0.00045229 | 0.00097082 | 0.0017957 | 0.0030032 | 0.0046848 | 0.0069655 | 0.0098588 | 0.013345 | 0.017356 | 0.021659 | 0.026156 | 0.030635 | 0.034906 | 0.038569 | 0.041448 | 0.043484 | 0.04486 | 0.045441 | 0.045826 | 0.4601 | 0.43172 | 0.08039 | 0
LO1Slow | NR | Stock Tanks | Agriculture | Process Loads | 0.0082997 | 0.014268 | 72.4747 | 0.00011452 | 707.0953 | >170 | Energy-Free Stock Watering Tanks - Washington | Washington | 0.00010863 | 0.00016503 | 0.00035506 | 0.00065698 | 0.0011076 | 0.0017371 | 0.0025749 | 0.0036522 | 0.0049597 | 0.0064739 | 0.0081388 | 0.0099317 | 0.011716 | 0.01343 | 0.01493 | 0.016141 | 0.017037 | 0.017683 | 0.01802 | 0.018283 | 0.18357 | 0.1671 | 0.02993 | 0
LO12Med | NR | CircPumps | Commercial | HVAC | 0.06303 | 0.060632 | 488.4237 | 0.00012905 | 92.175 | 90-100 | Commercial | CircPumps-NR-HH-Commercial-ECM Motor Upgrade | 0.027048 | 0.051024 | 0.071966 | 0.089913 | 0.1049 | 0.11503 | 0.11932 | 0.1192 | 0.11576 | 0.10982 | 0.10202 | 0.092847 | 0.19634 | 0.18226 | 0.14305 | 0.11739 | 0.093661 | 0.074108 | 0.04909 | 0.025991 | 2.0868 | 2.0007 | 1.026 | 0
LO12Med | NR | CircPumps | Commercial | Water Heating | 0.064916 | 0.049395 | 664.7025 | 9.7661e-05 | 43.923 | 40-50 | Commercial | CircPumps-NR-DHW-Commercial-ECM Motor Upgrade | 0.0067465 | 0.012727 | 0.01795 | 0.022426 | 0.026166 | 0.028691 | 0.029761 | 0.029731 | 0.028872 | 0.027391 | 0.025446 | 0.023158 | 0.048972 | 0.045461 | 0.035679 | 0.029279 | 0.023361 | 0.018484 | 0.012244 | 0.0064828 | 0.52051 | 0.49903 | 0.25591 | 0
LO12Med | NR | CircPumps | Commercial | HVAC | 0.091651 | 0.088163 | 710.2054 | 0.00012905 | 77.4652 | 70-80 | Commercial | CircPumps-NR-HH-Commercial-ECM+Advanced Speed Controls | 0.03933 | 0.082436 | 0.12927 | 0.17977 | 0.23389 | 0.28673 | 0.33365 | 0.37554 | 0.41314 | 0.44711 | 0.47799 | 0.50628 | 0.69764 | 0.7351 | 0.14953 | 0 | 0 | 0 | 0 | 0 | 5.0874 | 5.0874 | 2.9989 | 0
LO12Med | NR | CircPumps | Commercial | Water Heating | 0.11435 | 0.087008 | 1170.8494 | 9.7661e-05 | 62.6644 | 60-70 | Commercial | CircPumps-NR-DHW-Commercial-ECM+Advanced Run Hour Controls | 0.011884 | 0.024908 | 0.039058 | 0.054317 | 0.070671 | 0.086635 | 0.10081 | 0.11347 | 0.12483 | 0.13509 | 0.14443 | 0.15297 | 0.21079 | 0.22211 | 0.04518 | 0 | 0 | 0 | 0 | 0 | 1.5372 | 1.5372 | 0.90611 | 0
LO12Med | NEW | CircPumps | Commercial | HVAC | 0.06303 | 0.060632 | 488.4237 | 0.00012905 | 92.175 | 90-100 | Commercial | CircPumps-NEW-HH-Commercial-ECM Motor Upgrade | 0.014505 | 0.031357 | 0.039972 | 0.05167 | 0.06551 | 0.08368 | 0.086325 | 0.081335 | 0.097373 | 0.091109 | 0.087424 | 0.075659 | 0.06783 | 0.060326 | 0.052152 | 0.044108 | 0.033992 | 0.023289 | 0.010908 | 0 | 1.0985 | 1.0985 | 0.73026 | 0
LO12Med | NEW | CircPumps | Commercial | Water Heating | 0.038811 | 0.029531 | 397.4001 | 9.7661e-05 | 85.1814 | 80-90 | Commercial | CircPumps-NEW-DHW-Commercial-ECM Motor Upgrade | 0.0021631 | 0.0046761 | 0.0059607 | 0.0077051 | 0.0097689 | 0.012478 | 0.012873 | 0.012129 | 0.01452 | 0.013586 | 0.013037 | 0.011282 | 0.010115 | 0.0089958 | 0.007777 | 0.0065775 | 0.005069 | 0.0034728 | 0.0016266 | 0 | 0.16381 | 0.16381 | 0.1089 | 0
LO12Med | NEW | CircPumps | Commercial | HVAC | 0.091651 | 0.088163 | 710.2054 | 0.00012905 | 77.4652 | 70-80 | Commercial | CircPumps-NEW-HH-Commercial-ECM+Advanced Speed Controls | 0.021092 | 0.050662 | 0.071798 | 0.10331 | 0.14606 | 0.20859 | 0.24139 | 0.25625 | 0.34753 | 0.37094 | 0.40961 | 0.41255 | 0.43679 | 0.46783 | 0.5005 | 0.54516 | 0.57665 | 0.60955 | 0.58687 | 0.60976 | 6.9729 | 6.9729 | 2.2272 | 0
LO12Med | NEW | CircPumps | Commercial | Water Heating | 0.057403 | 0.043678 | 587.7755 | 9.7661e-05 | 75.6176 | 70-80 | Commercial | CircPumps-NEW-DHW-Commercial-ECM+Advanced Run Hour Controls | 0.0031993 | 0.0076846 | 0.010891 | 0.01567 | 0.022155 | 0.031639 | 0.036615 | 0.038868 | 0.052715 | 0.056265 | 0.062131 | 0.062577 | 0.066253 | 0.070962 | 0.075917 | 0.082692 | 0.087468 | 0.092457 | 0.089018 | 0.09249 | 1.0577 | 1.0577 | 0.33783 | 0
LO5Med | New | Fans | Commercial | HVAC | 0.34956 | 0.25881 | 3965.2296 | 8.8155e-05 | -14.0006 | <0 | All Commercial | Fans-New-All Commercial-CS->CS | 0.050228 | 0.11191 | 0.18049 | 0.26485 | 0.36085 | 0.47283 | 0.59491 | 0.71917 | 0.83638 | 0.9367 | 1.0518 | 1.1473 | 1.1809 | 1.239 | 1.2813 | 1.2805 | 1.2796 | 1.2787 | 1.2782 | 1.2812 | 16.8268 | 16.8268 | 5.5801 | 1
LO5Med | New | Fans | Commercial | HVAC | 0.26122 | 0.1934 | 2963.142 | 8.8155e-05 | -13.2713 | <0 | All Commercial | Fans-New-All Commercial-VS->VS | 0.020211 | 0.045031 | 0.072625 | 0.10657 | 0.1452 | 0.19026 | 0.23938 | 0.28938 | 0.33654 | 0.37691 | 0.42323 | 0.46166 | 0.47517 | 0.49856 | 0.51556 | 0.51524 | 0.5149 | 0.51454 | 0.51431 | 0.51552 | 6.7708 | 6.7708 | 2.2454 | 1
LO5Med | New | Fans | Commercial | HVAC | 0.14038 | 0.10394 | 1592.4481 | 8.8155e-05 | 95.9234 | 90-100 | All Commercial | Fans-New-All Commercial-CS->VS | 0.0020172 | 0.0044939 | 0.0075247 | 0.011043 | 0.015056 | 0.019748 | 0.024895 | 0.030153 | 0.035108 | 0.039367 | 0.042663 | 0.044925 | 0.046279 | 0.046911 | 0.046911 | 0.046911 | 0.046911 | 0.046911 | 0.046911 | 0.046911 | 0.65165 | 0.65165 | 0.23207 | 0
LO5Med | New | Fans | Commercial | HVAC | 0.074403 | 0.055087 | 843.9975 | 8.8155e-05 | 124.7417 | 100-130 | All Commercial | Fans-New-All Commercial-Trim | 0.0021382 | 0.0047641 | 0.0076833 | 0.011275 | 0.015362 | 0.020128 | 0.025325 | 0.030615 | 0.035604 | 0.039875 | 0.044776 | 0.048841 | 0.05027 | 0.052745 | 0.054543 | 0.05451 | 0.054474 | 0.054436 | 0.054411 | 0.054539 | 0.71632 | 0.71632 | 0.23755 | 0
LO5Med | NR | Fans | Commercial | HVAC | 0.34956 | 0.25881 | 3965.2296 | 8.8155e-05 | -14.0006 | <0 | All Commercial | Fans-NR-All Commercial-CS->CS | 0.1084 | 0.24152 | 0.38952 | 0.57159 | 0.77877 | 1.0204 | 1.2839 | 1.5521 | 1.805 | 2.0215 | 2.27 | 2.4761 | 2.5485 | 2.674 | 2.7651 | 2.7635 | 2.7616 | 2.7597 | 2.7585 | 2.765 | 51.316 | 36.3147 | 12.0428 | 1
LO5Med | NR | Fans | Commercial | HVAC | 0.26122 | 0.1934 | 2963.142 | 8.8155e-05 | -13.2713 | <0 | All Commercial | Fans-NR-All Commercial-VS->VS | 0.043618 | 0.097184 | 0.15673 | 0.23 | 0.31337 | 0.41061 | 0.51662 | 0.62453 | 0.72631 | 0.81343 | 0.9134 | 0.99632 | 1.0255 | 1.076 | 1.1126 | 1.112 | 1.1112 | 1.1105 | 1.11 | 1.1126 | 20.6487 | 14.6124 | 4.8458 | 1
LO5Med | NR | Fans | Commercial | HVAC | 0.80192 | 0.59373 | 9096.7143 | 8.8155e-05 | 18.5156 | 10-20 | All Commercial | Fans-NR-All Commercial-CS->VS | 0.024868 | 0.055402 | 0.092767 | 0.13614 | 0.18561 | 0.24346 | 0.30691 | 0.37173 | 0.43282 | 0.48532 | 0.52596 | 0.55384 | 0.57053 | 0.57833 | 0.57833 | 0.57833 | 0.57833 | 0.57833 | 0.57833 | 0.57833 | 11.5665 | 8.0336 | 2.861 | 1
LO5Med | NR | Fans | Commercial | HVAC | 0.42502 | 0.31468 | 4821.2586 | 8.8155e-05 | 27.3734 | 20-30 | All Commercial | Fans-NR-All Commercial-Trim | 0.02636 | 0.058733 | 0.094721 | 0.139 | 0.18938 | 0.24815 | 0.31222 | 0.37743 | 0.43894 | 0.49159 | 0.55201 | 0.60212 | 0.61974 | 0.65025 | 0.67242 | 0.67201 | 0.67157 | 0.6711 | 0.6708 | 0.67237 | 12.4789 | 8.8309 | 2.9285 | 1
RetroEven20 | Retro | Fans | Commercial | HVAC | 0.80192 | 0.59373 | 9096.7143 | 8.8155e-05 | 26.1838 | 20-30 | All Commercial | Fans-Retro-All Commercial-SystemUpgrade | 0.61032 | 0.74937 | 0.91701 | 1.0645 | 1.2142 | 1.4195 | 1.5573 | 1.5909 | 1.4992 | 1.2887 | 0.99724 | 0.65999 | 0.38322 | 0.18451 | 0.057476 | 0 | 0 | 0 | 0 | 0 | 14.1934 | 14.1934 | 12.9082 | 1
LO5Med | NR | Clean Water Pumps | Commercial | Motors/Drives | 0.20393 | 0.15099 | 2313.3281 | 8.8155e-05 | 29.6321 | 20-30 | Commercial | Clean Water Pumps-HVAC-NR-Commercial-VS->VS | 0.0032205 | 0.0076384 | 0.013623 | 0.021286 | 0.030843 | 0.042984 | 0.057506 | 0.073884 | 0.091348 | 0.10871 | 0.12493 | 0.13975 | 0.15316 | 0.20204 | 0.1897 | 0.025775 | 0 | 0 | 0 | 0 | 1.2864 | 1.2864 | 0.57597 | 1
LO5Med | NR | Clean Water Pumps | Commercial | Motors/Drives | 0.29018 | 0.21485 | 3291.7352 | 8.8155e-05 | 20.5556 | 20-30 | Commercial | Clean Water Pumps-HVAC-NR-Commercial-CS->CS | 0.0099551 | 0.022358 | 0.037745 | 0.055809 | 0.076493 | 0.1008 | 0.12746 | 0.15471 | 0.18062 | 0.20288 | 0.21992 | 0.23193 | 0.23949 | 0.25702 | 0.24331 | 0.22675 | 0.20741 | 0.18496 | 0.083436 | 0 | 2.863 | 2.863 | 1.1888 | 1
LO5Med | NR | Clean Water Pumps | Commercial | Motors/Drives | 1.7767 | 1.3154 | 20153.9389 | 8.8155e-05 | 6.7898 | 0-10 | Commercial | Clean Water Pumps-HVAC-NR-Commercial-CS->VS | 0.02438 | 0.054756 | 0.092439 | 0.13668 | 0.18733 | 0.24686 | 0.31215 | 0.37889 | 0.44235 | 0.49686 | 0.5386 | 0.56801 | 0.58651 | 0.62945 | 0.59587 | 0.55531 | 0.50795 | 0.45297 | 0.20434 | 0 | 7.0117 | 7.0117 | 2.9113 | 1
LO5Med | NR | Clean Water Pumps | Commercial | Motors/Drives | 0.95032 | 0.7036 | 10780.0138 | 8.8155e-05 | 26.6704 | 20-30 | Commercial | Clean Water Pumps-HVAC-NR-Commercial-Trim | 0.045642 | 0.10251 | 0.17305 | 0.25588 | 0.35071 | 0.46215 | 0.58437 | 0.70932 | 0.82812 | 0.93017 | 1.0083 | 1.0634 | 1.098 | 1.1784 | 1.1155 | 1.0396 | 0.95092 | 0.84801 | 0.38254 | 0 | 13.1266 | 13.1266 | 5.4502 | 1
LO5Med | NR | Clean Water Pumps | Commercial | Motors/Drives | 0.21311 | 0.16216 | 2182.1685 | 9.7661e-05 | 30.723 | 30-40 | Commercial | Clean Water Pumps-DHW-NR-Commercial-VS->VS | 0.0017961 | 0.00426 | 0.0075974 | 0.011871 | 0.017201 | 0.023972 | 0.032071 | 0.041205 | 0.050945 | 0.06063 | 0.069673 | 0.077939 | 0.085417 | 0.075843 | 0.072777 | 0.068924 | 0.015301 | 0 | 0 | 0 | 0.71742 | 0.71742 | 0.32122 | 1
LO5Med | NR | Clean Water Pumps | Commercial | Motors/Drives | 0.30191 | 0.22972 | 3091.3424 | 9.7661e-05 | 21.4341 | 20-30 | Commercial | Clean Water Pumps-DHW-NR-Commercial-CS->CS | 0.0055274 | 0.012414 | 0.020957 | 0.030987 | 0.042471 | 0.055967 | 0.070768 | 0.085899 | 0.10029 | 0.11265 | 0.12211 | 0.12878 | 0.13297 | 0.14273 | 0.13512 | 0.12592 | 0.11518 | 0.10271 | 0.04622 | 0 | 1.5897 | 1.5897 | 0.66003 | 1
LO5Med | NR | Clean Water Pumps | Commercial | Motors/Drives | 1.8156 | 1.3815 | 18590.2645 | 9.7661e-05 | 6.2997 | 0-10 | Commercial | Clean Water Pumps-DHW-NR-Commercial-CS->VS | 0.013296 | 0.029861 | 0.050412 | 0.074538 | 0.10216 | 0.13463 | 0.17023 | 0.20663 | 0.24124 | 0.27096 | 0.29373 | 0.30977 | 0.31986 | 0.34334 | 0.32502 | 0.30289 | 0.27705 | 0.24707 | 0.11118 | 0 | 3.8238 | 3.8238 | 1.5877 | 1
LO5Med | NR | Clean Water Pumps | Commercial | Motors/Drives | 0.97111 | 0.73893 | 9943.6299 | 9.7661e-05 | 26.9222 | 20-30 | Commercial | Clean Water Pumps-DHW-NR-Commercial-Trim | 0.024891 | 0.055903 | 0.094375 | 0.13954 | 0.19126 | 0.25203 | 0.31869 | 0.38683 | 0.45162 | 0.50727 | 0.54988 | 0.57991 | 0.5988 | 0.64276 | 0.60847 | 0.56704 | 0.51867 | 0.46253 | 0.20814 | 0 | 7.1586 | 7.1586 | 2.9723 | 1
LO12Med | New | Clean Water Pumps | Commercial | Motors/Drives | 0.28084 | 0.20793 | 3185.7273 | 8.8155e-05 | 29.6321 | 20-30 | Commercial | Clean Water Pumps-HVAC-New-Commercial-VS->VS | 0.021885 | 0.044574 | 0.068131 | 0.092552 | 0.11768 | 0.14125 | 0.16105 | 0.17785 | 0.19251 | 0.20522 | 0.21624 | 0.22649 | 0.23619 | 0.24539 | 0.25404 | 0.26217 | 0.26793 | 0.27356 | 0.27939 | 0.28553 | 4.7784 | 3.7696 | 1.4389 | 1
LO12Med | New | Clean Water Pumps | Commercial | Motors/Drives | 0.37696 | 0.27909 | 4276.0377 | 8.8155e-05 | 42.8599 | 40-50 | Commercial | Clean Water Pumps-HVAC-New-Commercial-CS->CS | 0.0055433 | 0.011176 | 0.016902 | 0.022706 | 0.028532 | 0.033826 | 0.038069 | 0.041471 | 0.044246 | 0.046455 | 0.048175 | 0.049616 | 0.05083 | 0.051832 | 0.05261 | 0.053174 | 0.053163 | 0.053035 | 0.052852 | 0.052631 | 1.0522 | 0.80684 | 0.3371 | 0
LO12Med | New | Clean Water Pumps | Commercial | Motors/Drives | 0.43714 | 0.32365 | 4958.7116 | 8.8155e-05 | 24.8983 | 20-30 | Commercial | Clean Water Pumps-HVAC-New-Commercial-CS->VS | 0.0025713 | 0.0051843 | 0.0078403 | 0.010532 | 0.013235 | 0.015691 | 0.017659 | 0.019237 | 0.020524 | 0.021549 | 0.022346 | 0.023015 | 0.023578 | 0.024043 | 0.024403 | 0.024665 | 0.02466 | 0.024601 | 0.024516 | 0.024413 | 0.48808 | 0.37426 | 0.15637 | 1
LO12Med | New | Clean Water Pumps | Commercial | Motors/Drives | 0.23382 | 0.17311 | 2652.3341 | 8.8155e-05 | 60.5254 | 60-70 | Commercial | Clean Water Pumps-HVAC-New-Commercial-Trim | 0.0048137 | 0.0097055 | 0.014678 | 0.019718 | 0.024777 | 0.029374 | 0.033059 | 0.036013 | 0.038423 | 0.040341 | 0.041834 | 0.043086 | 0.044141 | 0.04501 | 0.045686 | 0.046176 | 0.046166 | 0.046055 | 0.045896 | 0.045704 | 0.91372 | 0.70066 | 0.29274 | 0
LO12Med | New | Clean Water Pumps | Commercial | Motors/Drives | 0.27422 | 0.20866 | 2807.8988 | 9.7661e-05 | 30.723 | 30-40 | Commercial | Clean Water Pumps-DHW-New-Commercial-VS->VS | 0.0056196 | 0.011496 | 0.017653 | 0.024096 | 0.030789 | 0.037145 | 0.042577 | 0.047278 | 0.051463 | 0.055179 | 0.058493 | 0.061645 | 0.064695 | 0.067656 | 0.070511 | 0.073271 | 0.075414 | 0.07756 | 0.079802 | 0.082178 | 1.2981 | 1.0345 | 0.38179 | 1
LO12Med | New | Clean Water Pumps | Commercial | Motors/Drives | 0.38848 | 0.29559 | 3977.7755 | 9.7661e-05 | 21.4341 | 20-30 | Commercial | Clean Water Pumps-DHW-New-Commercial-CS->CS | 0.003053 | 0.0061555 | 0.0093091 | 0.012505 | 0.015714 | 0.01863 | 0.020967 | 0.02284 | 0.024369 | 0.025586 | 0.026533 | 0.027326 | 0.027995 | 0.028547 | 0.028975 | 0.029286 | 0.02928 | 0.02921 | 0.029109 | 0.028987 | 0.57951 | 0.44438 | 0.18566 | 1
LO12Med | New | Clean Water Pumps | Commercial | Motors/Drives | 0.56008 | 0.42617 | 5734.8871 | 9.7661e-05 | 16.7333 | 10-20 | Commercial | Clean Water Pumps-DHW-New-Commercial-CS->VS | 0.0017606 | 0.0035498 | 0.0053685 | 0.0072118 | 0.0090624 | 0.010744 | 0.012091 | 0.013172 | 0.014053 | 0.014755 | 0.015301 | 0.015759 | 0.016145 | 0.016463 | 0.01671 | 0.016889 | 0.016885 | 0.016845 | 0.016787 | 0.016716 | 0.3342 | 0.25627 | 0.10707 | 1
LO12Med | New | Clean Water Pumps | Commercial | Motors/Drives | 0.29958 | 0.22795 | 3067.4977 | 9.7661e-05 | 46.4285 | 40-50 | Commercial | Clean Water Pumps-DHW-New-Commercial-Trim | 0.0032961 | 0.0066456 | 0.01005 | 0.013501 | 0.016966 | 0.020113 | 0.022636 | 0.024659 | 0.026309 | 0.027623 | 0.028645 | 0.029502 | 0.030224 | 0.03082 | 0.031282 | 0.031618 | 0.031611 | 0.031535 | 0.031426 | 0.031295 | 0.62565 | 0.47976 | 0.20044 | 0
LO12Med | New | Clean Water Pumps | Commercial | Motors/Drives | 0.56008 | 0.42617 | 5734.8871 | 9.7661e-05 | 50.8828 | 50-60 | Commercial | Clean Water Pumps-DHW-New-Commercial-SystemUpgrade | 0.0052819 | 0.010649 | 0.016105 | 0.021635 | 0.027187 | 0.032231 | 0.036274 | 0.039515 | 0.04216 | 0.044265 | 0.045903 | 0.047277 | 0.048434 | 0.049388 | 0.050129 | 0.050667 | 0.050656 | 0.050535 | 0.05036 | 0.050149 | 1.0026 | 0.7688 | 0.32121 | 0
Retro5Med | Retro | Clean Water Pumps | Commercial | Motors/Drives | 1.7767 | 1.3154 | 20153.9389 | 8.8155e-05 | 29.6525 | 20-30 | Commercial | Clean Water Pumps-HVAC-Retro-Commercial-SystemUpgrade | 0.70678 | 0.88 | 1.0919 | 1.2851 | 1.4861 | 1.7611 | 1.9582 | 2.0273 | 1.9358 | 1.6858 | 1.3215 | 0.88581 | 0.52086 | 0.25393 | 0.10877 | 0.040038 | 0.012658 | 0.0027919 | 0.00046433 | 5.6384e-05 | 20.9884 | 17.9649 | 16.1396 | 1
Retro5Med | Retro | Clean Water Pumps | Commercial | Motors/Drives | 1.8156 | 1.3815 | 18590.2645 | 9.7661e-05 | 30.0155 | 30-40 | Commercial | Clean Water Pumps-DHW-Retro-Commercial-SystemUpgrade | 0.38544 | 0.47992 | 0.59549 | 0.70088 | 0.81048 | 0.96053 | 1.068 | 1.1057 | 1.0558 | 0.91952 | 0.72081 | 0.48317 | 0.28411 | 0.13851 | 0.05933 | 0.02184 | 0.0069047 | 0.001523 | 0.0002533 | 3.0759e-05 | 11.4496 | 9.7983 | 8.8027 | 1
Retro12Med | Retro | Pre-Rinse Spray Valve | Commercial | Food Preparation | 0.057616 | 0.044599 | 633.7298 | 9.0916e-05 | -123.529 | <0 | Restaurant | Pre-Rinse Spray Valve_0.81_to_1.0gpm_Electric | 0.055357 | 0.056062 | 0.056757 | 0.057445 | 0.058124 | 0.052916 | 0.042811 | 0.034628 | 0.028002 | 0.022639 | 0.018299 | 0.014788 | 0.011948 | 0.0096523 | 0.0077964 | 0.0062965 | 4.335e-05 | 1.5626e-05 | 5.245e-06 | 1.7237e-06 | 0.60222 | 0.53359 | 0.48304 | 1
Retro12Med | Retro | Pre-Rinse Spray Valve | Commercial | Food Preparation | 0.033352 | 0.025816 | 366.8405 | 9.0916e-05 | -88.3837 | <0 | Restaurant | Pre-Rinse Spray Valve_0.61_to_0.8gpm_Electric | 0.032044 | 0.032452 | 0.032855 | 0.033253 | 0.033646 | 0.030631 | 0.024782 | 0.020045 | 0.016209 | 0.013105 | 0.010592 | 0.00856 | 0.0069163 | 0.0055873 | 0.004513 | 0.0036448 | 2.5094e-05 | 9.0451e-06 | 3.0361e-06 | 9.9777e-07 | 0.3486 | 0.30887 | 0.27961 | 1
Retro5Med | Retro | ARC | Commercial | HVAC | 6.1215e-06 | 4.5322e-06 | 0.072013 | 8.5006e-05 | 21.6679 | 20-30 | Large Off | ARC-Large Off | 0.0046889 | 0.0058214 | 0.0070988 | 0.0081942 | 0.0093107 | 0.010847 | 0.011873 | 0.012091 | 0.011358 | 0.009725 | 0.0074896 | 0.0045011 | 0 | 0 | 0 | 0 | 0 | 0 | 0 | 0 | 0.103 | 0.103 | 0.098497 | 1
Retro5Med | Retro | ARC | Commercial | HVAC | 5.2732e-05 | 3.9042e-05 | 0.62075 | 8.4949e-05 | 21.773 | 20-30 | Medium Off | ARC-Medium Off | 0.14563 | 0.18195 | 0.2219 | 0.2558 | 0.29023 | 0.33811 | 0.37059 | 0.37726 | 0.35431 | 0.30327 | 0.23326 | 0.1386 | 0 | 0 | 0 | 0 | 0 | 0 | 0 | 0 | 3.2109 | 3.2109 | 3.0723 | 1
Retro5Med | Retro | ARC | Commercial | HVAC | 7.2304e-06 | 5.3533e-06 | 0.074614 | 9.6904e-05 | 25.5815 | 20-30 | Small Off | ARC-Small Off | 0.010048 | 0.012389 | 0.015114 | 0.017472 | 0.019856 | 0.023138 | 0.025322 | 0.025783 | 0.02422 | 0.02075 | 0.015993 | 0.010547 | 0.00035854 | 0 | 0 | 0 | 0 | 0 | 0 | 0 | 0.22099 | 0.22099 | 0.21008 | 1
Retro5Med | Retro | ARC | Commercial | HVAC | 2.9526e-05 | 2.186e-05 | 0.31286 | 9.4373e-05 | 28.9692 | 20-30 | XLarge Ret | ARC-XLarge Ret | 0.083387 | 0.10275 | 0.12515 | 0.1449 | 0.16519 | 0.19193 | 0.21017 | 0.21346 | 0.1994 | 0.17115 | 0.13142 | 0.037706 | 0 | 0 | 0 | 0 | 0 | 0 | 0 | 0 | 1.7766 | 1.7766 | 1.7389 | 1
Retro5Med | Retro | ARC | Commercial | HVAC | 2.7737e-06 | 2.0536e-06 | 0.029391 | 9.4373e-05 | 29.7715 | 20-30 | Large Ret | ARC-Large Ret | 0.010367 | 0.012734 | 0.015511 | 0.017931 | 0.020379 | 0.023704 | 0.025899 | 0.026321 | 0.024657 | 0.021121 | 0.016249 | 0.0060046 | 0 | 0 | 0 | 0 | 0 | 0 | 0 | 0 | 0.22088 | 0.22088 | 0.21487 | 1
Retro5Med | Retro | ARC | Commercial | HVAC | 4.7631e-05 | 3.5265e-05 | 0.50041 | 9.5184e-05 | 28.9096 | 20-30 | Medium Ret | ARC-Medium Ret | 0.049522 | 0.061408 | 0.074799 | 0.086738 | 0.099309 | 0.11517 | 0.12653 | 0.12836 | 0.11945 | 0.10282 | 0.078726 | 0.012493 | 0 | 0 | 0 | 0 | 0 | 0 | 0 | 0 | 1.0553 | 1.0553 | 1.0428 | 1
Retro5Med | Retro | ARC | Commercial | HVAC | 6.7661e-07 | 5.0095e-07 | 0.0071084 | 9.5184e-05 | 27.1879 | 20-30 | Small Ret | ARC-Small Ret | 0.00047852 | 0.00058856 | 0.00071685 | 0.00082914 | 0.00094336 | 0.0010968 | 0.0011996 | 0.0012188 | 0.0011405 | 0.00097776 | 0.00075167 | 0.00026471 | 0 | 0 | 0 | 0 | 0 | 0 | 0 | 0 | 0.010206 | 0.010206 | 0.0099415 | 1
Retro5Med | Retro | ARC | Commercial | HVAC | 9.8085e-06 | 7.2621e-06 | 0.13138 | 7.4659e-05 | 19.2778 | 10-20 | School K-12 | ARC-School K-12 | 0.0097143 | 0.011985 | 0.014634 | 0.01695 | 0.019289 | 0.022497 | 0.024615 | 0.025082 | 0.023573 | 0.020223 | 0.015604 | 0.010297 | 0.00262 | 0 | 0 | 0 | 0 | 0 | 0 | 0 | 0.21708 | 0.21708 | 0.20417 | 1
Retro5Med | Retro | ARC | Commercial | HVAC | 9.9717e-06 | 7.3829e-06 | 0.13014 | 7.6623e-05 | 19.7726 | 10-20 | University | ARC-University | 0.0046339 | 0.0057073 | 0.0069655 | 0.0080719 | 0.0091818 | 0.010711 | 0.011719 | 0.011937 | 0.011214 | 0.0096133 | 0.0074175 | 0.0048932 | 0.00088908 | 0 | 0 | 0 | 0 | 0 | 0 | 0 | 0.10295 | 0.10295 | 0.097172 | 1
Retro5Med | Retro | ARC | Commercial | HVAC | 2.593e-06 | 1.9198e-06 | 0.027409 | 9.4604e-05 | 28.7411 | 20-30 | Warehouse | ARC-Warehouse | 0.002188 | 0.0026906 | 0.0032823 | 0.0037905 | 0.0043028 | 0.0049971 | 0.0054586 | 0.0055473 | 0.0051946 | 0.0044456 | 0.0034216 | 0.0011933 | 0 | 0 | 0 | 0 | 0 | 0 | 0 | 0 | 0.046512 | 0.046512 | 0.045319 | 1
Retro5Med | Retro | ARC | Commercial | HVAC | 9.1239e-06 | 6.7552e-06 | 0.095894 | 9.5145e-05 | 29.108 | 20-30 | Supermarket | ARC-Supermarket | 0.0068065 | 0.0083902 | 0.010219 | 0.011804 | 0.013401 | 0.015599 | 0.017032 | 0.017308 | 0.016202 | 0.013886 | 0.010674 | 0.0033902 | 0 | 0 | 0 | 0 | 0 | 0 | 0 | 0 | 0.14471 | 0.14471 | 0.14132 | 1
Retro5Med | Retro | ARC | Commercial | HVAC | 0.00012136 | 8.9856e-05 | 1.2756 | 9.5145e-05 | 25.8269 | 20-30 | MiniMart | ARC-MiniMart | 0.058129 | 0.071563 | 0.087353 | 0.10116 | 0.11508 | 0.13504 | 0.14783 | 0.15047 | 0.14114 | 0.12123 | 0.093383 | 0.061582 | 0.0094251 | 0 | 0 | 0 | 0 | 0 | 0 | 0 | 1.2934 | 1.2934 | 1.2224 | 1
Retro5Med | Retro | ARC | Commercial | HVAC | 0.00014377 | 0.00010644 | 1.8903 | 7.6055e-05 | 19.4697 | 10-20 | Restaurant | ARC-Restaurant | 0.18658 | 0.23086 | 0.27945 | 0.32113 | 0.36292 | 0.42053 | 0.45751 | 0.46254 | 0.43036 | 0.36787 | 0.13964 | 0 | 0 | 0 | 0 | 0 | 0 | 0 | 0 | 0 | 3.6594 | 3.6594 | 3.6594 | 1
Retro5Med | Retro | ARC | Commercial | HVAC | 1.2666e-05 | 9.3776e-06 | 0.15999 | 7.9164e-05 | 17.0984 | 10-20 | Lodging | ARC-Lodging | 0.0067422 | 0.0083237 | 0.010131 | 0.011704 | 0.013298 | 0.015495 | 0.016946 | 0.017238 | 0.016152 | 0.013865 | 0.010669 | 0.0056939 | 0 | 0 | 0 | 0 | 0 | 0 | 0 | 0 | 0.14626 | 0.14626 | 0.14056 | 1
Retro5Med | Retro | ARC | Commercial | HVAC | 1.5404e-05 | 1.1405e-05 | 0.19974 | 7.7118e-05 | 20.7638 | 20-30 | Hospital | ARC-Hospital | 0.0077906 | 0.0098111 | 0.012039 | 0.013957 | 0.015803 | 0.01847 | 0.020233 | 0.020447 | 0.01901 | 0.016236 | 0.012479 | 0.0012951 | 0 | 0 | 0 | 0 | 0 | 0 | 0 | 0 | 0.16757 | 0.16757 | 0.16628 | 1
Retro5Med | Retro | ARC | Commercial | HVAC | 1.492e-05 | 1.1047e-05 | 0.17074 | 8.7388e-05 | 21.2977 | 20-30 | Residential Care | ARC-Residential Care | 0.0096388 | 0.012035 | 0.014683 | 0.016989 | 0.019335 | 0.022526 | 0.02465 | 0.024939 | 0.02328 | 0.019891 | 0.015307 | 0.0041744 | 0 | 0 | 0 | 0 | 0 | 0 | 0 | 0 | 0.20745 | 0.20745 | 0.20327 | 1
Retro5Med | Retro | ARC | Commercial | HVAC | 4.0017e-05 | 2.9628e-05 | 0.47028 | 8.509e-05 | 23.8039 | 20-30 | Assembly | ARC-Assembly | 0.11898 | 0.14712 | 0.1806 | 0.2072 | 0.23518 | 0.27406 | 0.29994 | 0.3051 | 0.28607 | 0.24473 | 0.18805 | 0.054647 | 0 | 0 | 0 | 0 | 0 | 0 | 0 | 0 | 2.5417 | 2.5417 | 2.487 | 1
Retro5Med | Retro | ARC | Commercial | HVAC | 8.228e-06 | 6.0918e-06 | 0.096697 | 8.509e-05 | 22.4051 | 20-30 | Other | ARC-Other | 0.0092631 | 0.011457 | 0.013959 | 0.016007 | 0.018078 | 0.021084 | 0.022909 | 0.023085 | 0.021486 | 0.018325 | 0.0058508 | 0 | 0 | 0 | 0 | 0 | 0 | 0 | 0 | 0 | 0.1815 | 0.1815 | 0.1815 | 1
LO3Slow | New | ARC | Commercial | HVAC | 6.1215e-06 | 4.5322e-06 | 0.072013 | 8.5006e-05 | 21.6679 | 20-30 | Large Off | ARC-Large Off | 3.4301e-07 | 8.5561e-07 | 1.5515e-06 | 2.8881e-06 | 5.032e-06 | 9.4021e-06 | 1.5219e-05 | 2.327e-05 | 3.2362e-05 | 3.8854e-05 | 4.78e-05 | 5.5554e-05 | 5.5449e-05 | 6.605e-05 | 6.9094e-05 | 7.6992e-05 | 7.9299e-05 | 9.0035e-05 | 7.5598e-05 | 8.0854e-05 | 0.0008265 | 0.0008265 | 0.00017758 | 1
LO3Slow | New | ARC | Commercial | HVAC | 5.2732e-05 | 3.9042e-05 | 0.62075 | 8.4949e-05 | 21.773 | 20-30 | Medium Off | ARC-Medium Off | 0.00017122 | 0.00043405 | 0.0007844 | 0.0013521 | 0.002398 | 0.0048024 | 0.0075799 | 0.011561 | 0.016093 | 0.018414 | 0.023788 | 0.027803 | 0.027051 | 0.033469 | 0.032769 | 0.037825 | 0.03862 | 0.043626 | 0.035769 | 0.038418 | 0.40273 | 0.40273 | 0.087378 | 1
LO3Slow | New | ARC | Commercial | HVAC | 7.2304e-06 | 5.3533e-06 | 0.074614 | 9.6904e-05 | 25.5815 | 20-30 | Small Off | ARC-Small Off | 6.7752e-06 | 1.736e-05 | 3.2611e-05 | 5.8239e-05 | 0.00010186 | 0.00019677 | 0.00030502 | 0.00046069 | 0.00066267 | 0.00077618 | 0.00097933 | 0.001141 | 0.0011433 | 0.001366 | 0.0013552 | 0.0015283 | 0.0015716 | 0.0017281 | 0.0015016 | 0.0015814 | 0.016514 | 0.016514 | 0.0035975 | 1
LO3Slow | New | ARC | Commercial | HVAC | 2.9526e-05 | 2.186e-05 | 0.31286 | 9.4373e-05 | 28.9692 | 20-30 | XLarge Ret | ARC-XLarge Ret | 1.4221e-07 | 3.6327e-07 | 1.0218e-06 | 2.9033e-06 | 4.7399e-06 | 9.9592e-06 | 1.497e-05 | 1.6558e-05 | 3.3094e-05 | 3.7527e-05 | 4.7974e-05 | 5.0285e-05 | 5.9395e-05 | 6.1487e-05 | 6.5626e-05 | 6.7283e-05 | 7.163e-05 | 6.4928e-05 | 6.6016e-05 | 6.5e-05 | 0.0007409 | 0.0007409 | 0.00016925 | 1
LO3Slow | New | ARC | Commercial | HVAC | 2.7737e-06 | 2.0536e-06 | 0.029391 | 9.4373e-05 | 29.7715 | 20-30 | Large Ret | ARC-Large Ret | 0 | 0 | 0 | 0 | 0 | 0 | 0 | 0 | 0 | 0 | 0 | 0 | 0 | 0 | 0 | 0 | 0 | 0 | 0 | 0 | 0 | 0 | 0 | 1
LO3Slow | New | ARC | Commercial | HVAC | 4.7631e-05 | 3.5265e-05 | 0.50041 | 9.5184e-05 | 28.9096 | 20-30 | Medium Ret | ARC-Medium Ret | 2.2945e-06 | 5.9173e-06 | 1.6617e-05 | 4.9214e-05 | 7.8765e-05 | 0.00017166 | 0.00025633 | 0.00028072 | 0.00056628 | 0.0006365 | 0.00082456 | 0.00085953 | 0.0010132 | 0.0010455 | 0.0011105 | 0.0011407 | 0.001216 | 0.001088 | 0.0010907 | 0.0010534 | 0.012506 | 0.012506 | 0.0028889 | 1
LO3Slow | New | ARC | Commercial | HVAC | 6.7661e-07 | 5.0095e-07 | 0.0071084 | 9.5184e-05 | 27.1879 | 20-30 | Small Ret | ARC-Small Ret | 1.9713e-07 | 5.023e-07 | 1.3071e-06 | 3.3997e-06 | 5.6392e-06 | 1.1499e-05 | 1.7216e-05 | 1.9726e-05 | 3.8869e-05 | 4.4711e-05 | 5.6719e-05 | 6.0723e-05 | 7.028e-05 | 7.3159e-05 | 7.7411e-05 | 7.9583e-05 | 8.4326e-05 | 7.7421e-05 | 7.8732e-05 | 7.653e-05 | 0.00087795 | 0.00087795 | 0.00019979 | 1
LO3Slow | New | ARC | Commercial | HVAC | 9.8085e-06 | 7.2621e-06 | 0.13138 | 7.4659e-05 | 19.2778 | 10-20 | School K-12 | ARC-School K-12 | 7.0677e-07 | 1.8079e-06 | 4.0208e-06 | 7.8805e-06 | 1.384e-05 | 2.1875e-05 | 3.288e-05 | 4.5653e-05 | 7.2034e-05 | 8.8934e-05 | 0.00010403 | 0.00012196 | 0.00013031 | 0.00013795 | 0.00014383 | 0.00015246 | 0.00015235 | 0.00015823 | 0.00016241 | 0.00016858 | 0.0017217 | 0.0017217 | 0.00039367 | 1
LO3Slow | New | ARC | Commercial | HVAC | 9.9717e-06 | 7.3829e-06 | 0.13014 | 7.6623e-05 | 19.7726 | 10-20 | University | ARC-University | 0 | 0 | 0 | 0 | 0 | 0 | 0 | 0 | 0 | 0 | 0 | 0 | 0 | 0 | 0 | 0 | 0 | 0 | 0 | 0 | 0 | 0 | 0 | 1
LO3Slow | New | ARC | Commercial | HVAC | 2.593e-06 | 1.9198e-06 | 0.027409 | 9.4604e-05 | 28.7411 | 20-30 | Warehouse | ARC-Warehouse | 2.4585e-07 | 8.0277e-07 | 1.7012e-06 | 3.3834e-06 | 4.5849e-06 | 8.5827e-06 | 1.279e-05 | 1.4041e-05 | 2.3239e-05 | 2.8872e-05 | 3.3746e-05 | 3.6206e-05 | 3.8183e-05 | 4.7611e-05 | 4.9413e-05 | 5.9101e-05 | 5.2653e-05 | 5.4793e-05 | 5.4763e-05 | 5.4255e-05 | 0.00057897 | 0.00057897 | 0.00013199 | 1
LO3Slow | New | ARC | Commercial | HVAC | 9.1239e-06 | 6.7552e-06 | 0.095894 | 9.5145e-05 | 29.108 | 20-30 | Supermarket | ARC-Supermarket | 3.0357e-07 | 7.8731e-07 | 1.7163e-06 | 3.4828e-06 | 6.6937e-06 | 1.153e-05 | 1.7729e-05 | 2.1245e-05 | 4.1395e-05 | 4.6639e-05 | 6.1429e-05 | 6.0666e-05 | 7.5543e-05 | 8.0596e-05 | 8.7296e-05 | 9.0173e-05 | 9.7059e-05 | 8.2804e-05 | 8.7262e-05 | 8.4793e-05 | 0.00095914 | 0.00095914 | 0.00021295 | 1
LO3Slow | New | ARC | Commercial | HVAC | 0.00012136 | 8.9856e-05 | 1.2756 | 9.5145e-05 | 25.8269 | 20-30 | MiniMart | ARC-MiniMart | 6.9181e-06 | 1.7541e-05 | 3.9311e-05 | 7.5728e-05 | 0.00032287 | 0.00056975 | 0.00082599 | 0.0009974 | 0.0018654 | 0.0021199 | 0.0026012 | 0.0028399 | 0.0032154 | 0.0034963 | 0.0036687 | 0.0037207 | 0.0039906 | 0.0036193 | 0.0037683 | 0.0039608 | 0.041722 | 0.041722 | 0.009442 | 1
LO3Slow | New | ARC | Commercial | HVAC | 0.00014377 | 0.00010644 | 1.8903 | 7.6055e-05 | 19.4697 | 10-20 | Restaurant | ARC-Restaurant | 3.681e-05 | 8.4354e-05 | 0.00017495 | 0.00034539 | 0.00063916 | 0.0011537 | 0.0016931 | 0.0018905 | 0.0039251 | 0.0044512 | 0.0061412 | 0.0060874 | 0.0079016 | 0.0076043 | 0.008844 | 0.0089912 | 0.010221 | 0.0092543 | 0.010145 | 0.0088694 | 0.098454 | 0.098454 | 0.020535 | 1
LO3Slow | New | ARC | Commercial | HVAC | 1.2666e-05 | 9.3776e-06 | 0.15999 | 7.9164e-05 | 17.0984 | 10-20 | Lodging | ARC-Lodging | 7.1113e-06 | 1.4917e-05 | 2.8637e-05 | 5.6005e-05 | 0.00010933 | 0.00020656 | 0.00031215 | 0.00033887 | 0.00078208 | 0.00083373 | 0.0012254 | 0.0011385 | 0.0016454 | 0.0013838 | 0.0018758 | 0.0018624 | 0.0020132 | 0.0019393 | 0.0022806 | 0.0018586 | 0.019912 | 0.019912 | 0.0039148 | 1
LO3Slow | New | ARC | Commercial | HVAC | 1.5404e-05 | 1.1405e-05 | 0.19974 | 7.7118e-05 | 20.7638 | 20-30 | Hospital | ARC-Hospital | 0 | 0 | 0 | 0 | 0 | 0 | 0 | 0 | 0 | 0 | 0 | 0 | 0 | 0 | 0 | 0 | 0 | 0 | 0 | 0 | 0 | 0 | 0 | 1
LO3Slow | New | ARC | Commercial | HVAC | 1.492e-05 | 1.1047e-05 | 0.17074 | 8.7388e-05 | 21.2977 | 20-30 | Residential Care | ARC-Residential Care | 4.9612e-06 | 1.3529e-05 | 3.1601e-05 | 6.9001e-05 | 0.00013017 | 0.00023863 | 0.00030766 | 0.00035943 | 0.00048136 | 0.00064249 | 0.00071052 | 0.00074622 | 0.00071074 | 0.0007806 | 0.00081619 | 0.00098967 | 0.00095986 | 0.0010263 | 0.0010521 | 0.0011319 | 0.011203 | 0.011203 | 0.0029894 | 1
LO3Slow | New | ARC | Commercial | HVAC | 4.0017e-05 | 2.9628e-05 | 0.47028 | 8.509e-05 | 23.8039 | 20-30 | Assembly | ARC-Assembly | 1.8079e-05 | 7.7658e-05 | 0.00010832 | 0.00021086 | 0.00043037 | 0.00086532 | 0.001431 | 0.0021565 | 0.0032176 | 0.003937 | 0.0044009 | 0.004709 | 0.0058211 | 0.006263 | 0.0066815 | 0.0072188 | 0.0076231 | 0.0078835 | 0.0073065 | 0.0074651 | 0.077825 | 0.077825 | 0.016854 | 1
LO3Slow | New | ARC | Commercial | HVAC | 8.228e-06 | 6.0918e-06 | 0.096697 | 8.509e-05 | 22.4051 | 20-30 | Other | ARC-Other | 4.0494e-06 | 1.3403e-05 | 2.5403e-05 | 4.8368e-05 | 0.00012374 | 0.00020721 | 0.00026737 | 0.00033943 | 0.00055784 | 0.00068383 | 0.00081525 | 0.00080704 | 0.00085627 | 0.00090397 | 0.0010117 | 0.0009825 | 0.0011535 | 0.0013061 | 0.0011251 | 0.0011603 | 0.012392 | 0.012392 | 0.0030859 | 1
LOEven20 | NEW | Compressors | Commercial | Compressed Air | 0.67914 | 0.37177 | 9040.4731 | 7.5122e-05 | 27.6995 | 20-30 | Commercial Building | Compressors-NEW, Rotary-Commercial Building-CS->CS, Pre-Standard | 0.00014929 | 0.00030204 | 0.00045826 | 0 | 0 | 0 | 0 | 0 | 0 | 0 | 0 | 0 | 0 | 0 | 0 | 0 | 0 | 0 | 0 | 0 | 0.0090612 | 0.00090959 | 0.00090959 | 1
LOEven20 | NEW | Compressors | Commercial | Compressed Air | 0.76862 | 0.42075 | 10231.5527 | 7.5122e-05 | 59.0891 | 50-60 | Commercial Building | Compressors-NEW, Rotary-Commercial Building-VS->VS, Pre-Standard | 0.00010165 | 0.00020565 | 0.00031202 | 0 | 0 | 0 | 0 | 0 | 0 | 0 | 0 | 0 | 0 | 0 | 0 | 0 | 0 | 0 | 0 | 0 | 0.0061696 | 0.00061932 | 0.00061932 | 0
LOEven20 | NEW | Compressors | Commercial | Compressed Air | 0.66255 | 0.36268 | 8819.6002 | 7.5122e-05 | 60.1741 | 60-70 | Commercial Building | Compressors-NEW, Rotary-Commercial Building-CS->VS, Pre-Standard | 8.1204e-05 | 0.00016429 | 0.00024927 | 0 | 0 | 0 | 0 | 0 | 0 | 0 | 0 | 0 | 0 | 0 | 0 | 0 | 0 | 0 | 0 | 0 | 0.0049288 | 0.00049476 | 0.00049476 | 0
LOEven20 | NEW | Compressors | Commercial | Compressed Air | 0.4931 | 0.26993 | 6563.9373 | 7.5122e-05 | 36.1865 | 30-40 | Commercial Building | Compressors-NEW, Rotary-Commercial Building-CS->CS, Post-Standard | 0 | 0 | 0 | 0.00044868 | 0.00056716 | 0.00068815 | 0.00081168 | 0.00093772 | 0.0010663 | 0.0011973 | 0.0013309 | 0.001467 | 0.0016057 | 0.0017469 | 0.0018906 | 0.0020367 | 0.0021854 | 0.0023366 | 0.0024902 | 0.002645 | 0.041564 | 0.025452 | 0.0070478 | 0
LOEven20 | NEW | Compressors | Commercial | Compressed Air | 0.6416 | 0.35122 | 8540.8174 | 7.5122e-05 | 66.7626 | 60-70 | Commercial Building | Compressors-NEW, Rotary-Commercial Building-VS->VS, Post-Standard | 0 | 0 | 0 | 0.00035123 | 0.00044397 | 0.00053869 | 0.00063539 | 0.00073406 | 0.00083469 | 0.00093726 | 0.0010418 | 0.0011484 | 0.001257 | 0.0013675 | 0.00148 | 0.0015944 | 0.0017108 | 0.0018291 | 0.0019493 | 0.0020706 | 0.032537 | 0.019924 | 0.0055171 | 0
LOEven20 | NEW | Compressors | Commercial | Compressed Air | 0.62476 | 0.342 | 8316.5698 | 7.5122e-05 | 65.6926 | 60-70 | Commercial Building | Compressors-NEW, Rotary-Commercial Building-CS->VS, Post-Standard | 0 | 0 | 0 | 0.00031697 | 0.00040066 | 0.00048614 | 0.0005734 | 0.00066245 | 0.00075326 | 0.00084583 | 0.00094019 | 0.0010364 | 0.0011344 | 0.0012341 | 0.0013356 | 0.0014388 | 0.0015439 | 0.0016507 | 0.0017592 | 0.0018686 | 0.029363 | 0.01798 | 0.0049789 | 0
LOEven20 | NEW | Compressors | Commercial | Compressed Air | 0.023132 | 0.012663 | 307.9274 | 7.5122e-05 | 74.8112 | 70-80 | Commercial Building | Compressors-NEW, Reciprocating-Commercial Building-CS->CS, No Standard Established | 0.0049889 | 0.0099778 | 0.014967 | 0.019956 | 0.024945 | 0.029933 | 0.034922 | 0.039911 | 0.0449 | 0.049889 | 0.054878 | 0.059867 | 0.064856 | 0.069845 | 0.074834 | 0.079823 | 0.084812 | 0.0898 | 0.094789 | 0.099778 | 1.9956 | 1.0477 | 0.32927 | 0
LOEven20 | NR | Compressors | Commercial | Compressed Air | 0.67914 | 0.37177 | 9040.4731 | 7.5122e-05 | 27.6995 | 20-30 | Commercial Building | Compressors-NR, Rotary-Commercial Building-CS->CS, Pre-Standard | 0.0006365 | 0.0012878 | 0.0019538 | 0 | 0 | 0 | 0 | 0 | 0 | 0 | 0 | 0 | 0 | 0 | 0 | 0 | 0 | 0 | 0 | 0 | 0.038633 | 0.0038781 | 0.0038781 | 1
LOEven20 | NR | Compressors | Commercial | Compressed Air | 0.76862 | 0.42075 | 10231.5527 | 7.5122e-05 | 59.0891 | 50-60 | Commercial Building | Compressors-NR, Rotary-Commercial Building-VS->VS, Pre-Standard | 0.00043338 | 0.00087681 | 0.0013303 | 0 | 0 | 0 | 0 | 0 | 0 | 0 | 0 | 0 | 0 | 0 | 0 | 0 | 0 | 0 | 0 | 0 | 0.026305 | 0.0026405 | 0.0026405 | 0
LOEven20 | NR | Compressors | Commercial | Compressed Air | 0.66255 | 0.36268 | 8819.6002 | 7.5122e-05 | 60.1741 | 60-70 | Commercial Building | Compressors-NR, Rotary-Commercial Building-CS->VS, Pre-Standard | 0.00034622 | 0.00070047 | 0.0010628 | 0 | 0 | 0 | 0 | 0 | 0 | 0 | 0 | 0 | 0 | 0 | 0 | 0 | 0 | 0 | 0 | 0 | 0.021014 | 0.0021095 | 0.0021095 | 0
LOEven20 | NR | Compressors | Commercial | Compressed Air | 0.4931 | 0.26993 | 6563.9373 | 7.5122e-05 | 36.1865 | 30-40 | Commercial Building | Compressors-NR, Rotary-Commercial Building-CS->CS, Post-Standard | 0 | 0 | 0 | 0.001913 | 0.0024181 | 0.002934 | 0.0034606 | 0.0039981 | 0.0045461 | 0.0051048 | 0.0056743 | 0.0062549 | 0.0068461 | 0.007448 | 0.0080607 | 0.01277 | 0.012896 | 0.013022 | 0.013148 | 0.013267 | 0.13273 | 0.12376 | 0.030049 | 0
LOEven20 | NR | Compressors | Commercial | Compressed Air | 0.6416 | 0.35122 | 8540.8174 | 7.5122e-05 | 66.7626 | 60-70 | Commercial Building | Compressors-NR, Rotary-Commercial Building-VS->VS, Post-Standard | 0 | 0 | 0 | 0.0014975 | 0.0018929 | 0.0022968 | 0.002709 | 0.0031297 | 0.0035588 | 0.0039961 | 0.0044419 | 0.0048964 | 0.0053592 | 0.0058304 | 0.00631 | 0.0099967 | 0.010095 | 0.010194 | 0.010292 | 0.010386 | 0.1039 | 0.096883 | 0.023523 | 0
LOEven20 | NR | Compressors | Commercial | Compressed Air | 0.62476 | 0.342 | 8316.5698 | 7.5122e-05 | 65.6926 | 60-70 | Commercial Building | Compressors-NR, Rotary-Commercial Building-CS->VS, Post-Standard | 0 | 0 | 0 | 0.0013514 | 0.0017083 | 0.0020727 | 0.0024447 | 0.0028244 | 0.0032116 | 0.0036063 | 0.0040086 | 0.0044187 | 0.0048364 | 0.0052616 | 0.0056944 | 0.0090214 | 0.0091106 | 0.0091996 | 0.0092883 | 0.0093727 | 0.093765 | 0.087432 | 0.021228 | 0
LOEven20 | NR | Compressors | Commercial | Compressed Air | 0.023132 | 0.012663 | 307.9274 | 7.5122e-05 | 74.8112 | 70-80 | Commercial Building | Compressors-NR, Reciprocating-Commercial Building-CS->CS, No Standard Established | 0.021271 | 0.043013 | 0.065192 | 0.0878 | 0.11081 | 0.13419 | 0.15794 | 0.18207 | 0.20659 | 0.23154 | 0.25705 | 0.34046 | 0.36917 | 0.39816 | 0.4275 | 0.45703 | 0.4867 | 0.51641 | 0.42276 | 0 | 4.9157 | 4.9157 | 1.4975 | 0
LO20Fast | NR | Bi-Level Stairwell Lighting | Commercial | Lighting | 0.36206 | 0.29064 | 4104.1395 | 8.8217e-05 | 51.5004 | 50-60 | Bi-Level Stairwell Lighting-NR | NR_LFStairwell8760_Fix_Repl_from LFTube to LINEAR_LEDPanel_CONTR | 0.078148 | 0.13234 | 0.16934 | 0.19774 | 0.2223 | 0.24322 | 0.26084 | 0.2755 | 0.28757 | 0.29739 | 0.3053 | 0.31111 | 0.31529 | 0.31821 | 0.32015 | 0.32134 | 0.32194 | 0.32268 | 0.32291 | 0.12387 | 5.1472 | 5.1472 | 2.4697 | 0
LO20Fast | NR | Bi-Level Stairwell Lighting | Commercial | Lighting | 0.13477 | 0.10819 | 1527.713 | 8.8217e-05 | 69.2567 | 60-70 | Bi-Level Stairwell Lighting-NR | NR_LFStairwell3600_Fix_Repl_from LFTube to LINEAR_LEDPanel_CONTR | 0.0091111 | 0.015429 | 0.019743 | 0.023054 | 0.025917 | 0.028357 | 0.03041 | 0.032119 | 0.033526 | 0.034672 | 0.035594 | 0.036271 | 0.036758 | 0.037099 | 0.037325 | 0.037464 | 0.037534 | 0.03762 | 0.037647 | 0.014441 | 0.60009 | 0.60009 | 0.28793 | 0
LOEven20 | NR | Chiller-Upgrade | Commercial | HVAC | 2.0704e-05 | 5.7412e-06 | 0.16495 | 0.00012552 | 48.6859 | 40-50 | Large Off | Chiller-Upgrade-NR-Large Off | 0.0069983 | 0.013955 | 0.020869 | 0.027742 | 0.034574 | 0.041364 | 0.048113 | 0.054821 | 0.061489 | 0.068116 | 0.074703 | 0.08125 | 0.087756 | 0.094223 | 0.10065 | 0.10704 | 0.11339 | 0.1197 | 0.12597 | 0.1322 | 2.644 | 1.4149 | 0.45274 | 0
LOEven20 | NR | Chiller-Upgrade | Commercial | HVAC | 1.9373e-05 | 5.3719e-06 | 0.15434 | 0.00012552 | 48.6859 | 40-50 | Medium Off | Chiller-Upgrade-NR-Medium Off | 0.00065049 | 0.0012971 | 0.0019398 | 0.0025786 | 0.0032136 | 0.0038448 | 0.0044721 | 0.0050956 | 0.0057154 | 0.0063314 | 0.0069436 | 0.0075521 | 0.0081569 | 0.008758 | 0.0093555 | 0.0099492 | 0.010539 | 0.011126 | 0.011709 | 0.012288 | 0.24576 | 0.13152 | 0.042082 | 0
LOEven20 | NR | Chiller-Upgrade | Commercial | HVAC | 8.5252e-06 | 2.364e-06 | 0.067919 | 0.00012552 | 48.6859 | 40-50 | Small Off | Chiller-Upgrade-NR-Small Off | 0 | 0 | 0 | 0 | 0 | 0 | 0 | 0 | 0 | 0 | 0 | 0 | 0 | 0 | 0 | 0 | 0 | 0 | 0 | 0 | 0 | 0 | 0 | 0
LOEven20 | NR | Chiller-Upgrade | Commercial | HVAC | 1.5544e-05 | 4.3104e-06 | 0.12384 | 0.00012552 | 48.6859 | 40-50 | XLarge Ret | Chiller-Upgrade-NR-XLarge Ret | 0.00039452 | 0.0007854 | 0.0011727 | 0.0015564 | 0.0019365 | 0.0023132 | 0.0026863 | 0.0030559 | 0.0034221 | 0.0037848 | 0.0041441 | 0.0045001 | 0.0048527 | 0.0052019 | 0.0055478 | 0.0058905 | 0.0062298 | 0.006566 | 0.0068988 | 0.0072285 | 0.14457 | 0.078168 | 0.025252 | 0
LOEven20 | NR | Chiller-Upgrade | Commercial | HVAC | 1.3125e-05 | 3.6394e-06 | 0.10456 | 0.00012552 | 48.6859 | 40-50 | Large Ret | Chiller-Upgrade-NR-Large Ret | 0 | 0 | 0 | 0 | 0 | 0 | 0 | 0 | 0 | 0 | 0 | 0 | 0 | 0 | 0 | 0 | 0 | 0 | 0 | 0 | 0 | 0 | 0 | 0
LOEven20 | NR | Chiller-Upgrade | Commercial | HVAC | 6.4495e-06 | 1.7884e-06 | 0.051382 | 0.00012552 | 48.6859 | 40-50 | Medium Ret | Chiller-Upgrade-NR-Medium Ret | 0 | 0 | 0 | 0 | 0 | 0 | 0 | 0 | 0 | 0 | 0 | 0 | 0 | 0 | 0 | 0 | 0 | 0 | 0 | 0 | 0 | 0 | 0 | 0
LOEven20 | NR | Chiller-Upgrade | Commercial | HVAC | 4.3882e-06 | 1.2168e-06 | 0.03496 | 0.00012552 | 48.6859 | 40-50 | Small Ret | Chiller-Upgrade-NR-Small Ret | 0 | 0 | 0 | 0 | 0 | 0 | 0 | 0 | 0 | 0 | 0 | 0 | 0 | 0 | 0 | 0 | 0 | 0 | 0 | 0 | 0 | 0 | 0 | 0
LOEven20 | NR | Chiller-Upgrade | Commercial | HVAC | 1.2046e-06 | 3.3403e-07 | 0.0095968 | 0.00012552 | 48.6859 | 40-50 | School K-12 | Chiller-Upgrade-NR-School K-12 | 0.00021685 | 0.00043278 | 0.00064781 | 0.00086193 | 0.0010752 | 0.0012875 | 0.0014989 | 0.0017094 | 0.0019191 | 0.0021278 | 0.0023357 | 0.0025427 | 0.0027488 | 0.002954 | 0.0031584 | 0.0033618 | 0.0035645 | 0.0037662 | 0.0039671 | 0.0041671 | 0.083342 | 0.044344 | 0.014113 | 0
LOEven20 | NR | Chiller-Upgrade | Commercial | HVAC | 4.2053e-06 | 1.1661e-06 | 0.033503 | 0.00012552 | 48.6859 | 40-50 | University | Chiller-Upgrade-NR-University | 0.00032132 | 0.0006411 | 0.00095934 | 0.001276 | 0.0015912 | 0.0019049 | 0.002217 | 0.0025277 | 0.0028368 | 0.0031445 | 0.0034506 | 0.0037553 | 0.0040584 | 0.0043601 | 0.0046603 | 0.0049591 | 0.0052564 | 0.0055522 | 0.0058466 | 0.0061396 | 0.12279 | 0.065459 | 0.020871 | 0
LOEven20 | NR | Chiller-Upgrade | Commercial | HVAC | 4.1439e-08 | 1.1491e-08 | 0.00033014 | 0.00012552 | 48.6859 | 40-50 | Warehouse | Chiller-Upgrade-NR-Warehouse | 0 | 0 | 0 | 0 | 0 | 0 | 0 | 0 | 0 | 0 | 0 | 0 | 0 | 0 | 0 | 0 | 0 | 0 | 0 | 0 | 0 | 0 | 0 | 0
LOEven20 | NR | Chiller-Upgrade | Commercial | HVAC | 3.3157e-06 | 9.1942e-07 | 0.026415 | 0.00012552 | 48.6859 | 40-50 | Supermarket | Chiller-Upgrade-NR-Supermarket | 4.0151e-06 | 7.9923e-06 | 1.1932e-05 | 1.5834e-05 | 1.9699e-05 | 2.3527e-05 | 2.7319e-05 | 3.1074e-05 | 3.4794e-05 | 3.8477e-05 | 4.2125e-05 | 4.5738e-05 | 4.9315e-05 | 5.2858e-05 | 5.6367e-05 | 5.9841e-05 | 6.328e-05 | 6.6687e-05 | 7.0059e-05 | 7.3398e-05 | 0.001468 | 0.00079433 | 0.00025679 | 0
LOEven20 | NR | Chiller-Upgrade | Commercial | HVAC | 5.127e-06 | 1.4217e-06 | 0.040847 | 0.00012552 | 48.6859 | 40-50 | MiniMart | Chiller-Upgrade-NR-MiniMart | 0 | 0 | 0 | 0 | 0 | 0 | 0 | 0 | 0 | 0 | 0 | 0 | 0 | 0 | 0 | 0 | 0 | 0 | 0 | 0 | 0 | 0 | 0 | 0
LOEven20 | NR | Chiller-Upgrade | Commercial | HVAC | 2.1422e-05 | 5.9402e-06 | 0.17066 | 0.00012552 | 48.6859 | 40-50 | Restaurant | Chiller-Upgrade-NR-Restaurant | 0 | 0 | 0 | 0 | 0 | 0 | 0 | 0 | 0 | 0 | 0 | 0 | 0 | 0 | 0 | 0 | 0 | 0 | 0 | 0 | 0 | 0 | 0 | 0
LOEven20 | NR | Chiller-Upgrade | Commercial | HVAC | 1.0812e-05 | 2.9981e-06 | 0.086137 | 0.00012552 | 48.6859 | 40-50 | Lodging | Chiller-Upgrade-NR-Lodging | 0.0006694 | 0.0013339 | 0.0019934 | 0.002648 | 0.0032978 | 0.0039427 | 0.0045828 | 0.0052181 | 0.0058486 | 0.0064744 | 0.0070955 | 0.0077119 | 0.0083236 | 0.0089307 | 0.0095332 | 0.010131 | 0.010725 | 0.011313 | 0.011898 | 0.012478 | 0.24955 | 0.13415 | 0.043104 | 0
LOEven20 | NR | Chiller-Upgrade | Commercial | HVAC | 0.00011586 | 3.2127e-05 | 0.92303 | 0.00012552 | 48.6859 | 40-50 | Hospital | Chiller-Upgrade-NR-Hospital | 0.017301 | 0.03446 | 0.051478 | 0.068356 | 0.085095 | 0.1017 | 0.11816 | 0.13448 | 0.15067 | 0.16673 | 0.18265 | 0.19844 | 0.21409 | 0.22962 | 0.24501 | 0.26027 | 0.2754 | 0.29041 | 0.30529 | 0.32004 | 6.4007 | 3.4497 | 1.1111 | 0
LOEven20 | NR | Chiller-Upgrade | Commercial | HVAC | 3.0859e-05 | 8.5569e-06 | 0.24585 | 0.00012552 | 48.6859 | 40-50 | Residential Care | Chiller-Upgrade-NR-Residential Care | 0.00050013 | 0.00099616 | 0.0014881 | 0.001976 | 0.0024599 | 0.0029398 | 0.0034157 | 0.0038876 | 0.0043557 | 0.0048198 | 0.00528 | 0.0057364 | 0.006189 | 0.0066377 | 0.0070827 | 0.0075239 | 0.0079613 | 0.0083951 | 0.0088252 | 0.0092515 | 0.18503 | 0.099722 | 0.032119 | 0
LOEven20 | NR | Chiller-Upgrade | Commercial | HVAC | 1.5598e-08 | 4.3253e-09 | 0.00012427 | 0.00012552 | 48.6859 | 40-50 | Assembly | Chiller-Upgrade-NR-Assembly | 1.8228e-06 | 3.6292e-06 | 5.4194e-06 | 7.1934e-06 | 8.9514e-06 | 1.0694e-05 | 1.242e-05 | 1.413e-05 | 1.5825e-05 | 1.7505e-05 | 1.9169e-05 | 2.0818e-05 | 2.2451e-05 | 2.407e-05 | 2.5673e-05 | 2.7262e-05 | 2.8836e-05 | 3.0395e-05 | 3.194e-05 | 3.347e-05 | 0.0006694 | 0.00036167 | 0.00011676 | 0
LOEven20 | NR | Chiller-Upgrade | Commercial | HVAC | 9.0152e-06 | 2.4999e-06 | 0.071823 | 0.00012552 | 48.6859 | 40-50 | Other | Chiller-Upgrade-NR-Other | 0.0011786 | 0.0023359 | 0.0034723 | 0.0045881 | 0.0056835 | 0.0067588 | 0.0078143 | 0.0088503 | 0.009867 | 0.010865 | 0.011844 | 0.012804 | 0.013746 | 0.01467 | 0.015577 | 0.016466 | 0.017337 | 0.018192 | 0.01903 | 0.019851 | 0.39702 | 0.22093 | 0.073257 | 0
Retro12Med | Retro | Chiller-System | Commercial | HVAC | 1.1555e-05 | 3.2043e-06 | 0.09206 | 0.00012552 | 10.9818 | 10-20 | Large Off | Chiller-System-Retro-Large Off | 0.17088 | 0.17037 | 0.16986 | 0.16935 | 0.16884 | 0.1515 | 0.12084 | 0.09638 | 0.076873 | 0.061314 | 0.048904 | 0.039006 | 0.031111 | 0.010369 | 0 | 0 | 0 | 0 | 0 | 0 | 1.4856 | 1.4856 | 1.4051 | 1
Retro12Med | Retro | Chiller-System | Commercial | HVAC | 1.0812e-05 | 2.9982e-06 | 0.08614 | 0.00012552 | 9.0872 | 0-10 | Medium Off | Chiller-System-Retro-Medium Off | 0.015883 | 0.015836 | 0.015788 | 0.015741 | 0.015694 | 0.014082 | 0.011232 | 0.0089585 | 0.0071453 | 0.0056991 | 0.0045456 | 0.0036256 | 0.0028917 | 0.00028893 | 0 | 0 | 0 | 0 | 0 | 0 | 0.13741 | 0.13741 | 0.1306 | 1
Retro12Med | Retro | Chiller-System | Commercial | HVAC | 4.7581e-06 | 1.3194e-06 | 0.037907 | 0.00012552 | 2.3265 | 0-10 | Small Off | Chiller-System-Retro-Small Off | 0 | 0 | 0 | 0 | 0 | 0 | 0 | 0 | 0 | 0 | 0 | 0 | 0 | 0 | 0 | 0 | 0 | 0 | 0 | 0 | 0 | 0 | 0 | 1
Retro12Med | Retro | Chiller-System | Commercial | HVAC | 2.0269e-05 | 5.6205e-06 | 0.16148 | 0.00012552 | 6.6318 | 0-10 | XLarge Ret | Chiller-System-Retro-XLarge Ret | 0.022506 | 0.022403 | 0.0223 | 0.022197 | 0.022095 | 0.019794 | 0.015762 | 0.012552 | 0.0099953 | 0.0079594 | 0.0063383 | 0.0049176 | 0 | 0 | 0 | 0 | 0 | 0 | 0 | 0 | 0.18882 | 0.18882 | 0.1839 | 1
Retro12Med | Retro | Chiller-System | Commercial | HVAC | 1.7114e-05 | 4.7456e-06 | 0.13634 | 0.00012552 | 6.6318 | 0-10 | Large Ret | Chiller-System-Retro-Large Ret | 0 | 0 | 0 | 0 | 0 | 0 | 0 | 0 | 0 | 0 | 0 | 0 | 0 | 0 | 0 | 0 | 0 | 0 | 0 | 0 | 0 | 0 | 0 | 1
Retro12Med | Retro | Chiller-System | Commercial | HVAC | 8.4098e-06 | 2.332e-06 | 0.067 | 0.00012552 | 5.4598 | 0-10 | Medium Ret | Chiller-System-Retro-Medium Ret | 0 | 0 | 0 | 0 | 0 | 0 | 0 | 0 | 0 | 0 | 0 | 0 | 0 | 0 | 0 | 0 | 0 | 0 | 0 | 0 | 0 | 0 | 0 | 1
Retro12Med | Retro | Chiller-System | Commercial | HVAC | 5.722e-06 | 1.5867e-06 | 0.045586 | 0.00012552 | 5.4598 | 0-10 | Small Ret | Chiller-System-Retro-Small Ret | 0 | 0 | 0 | 0 | 0 | 0 | 0 | 0 | 0 | 0 | 0 | 0 | 0 | 0 | 0 | 0 | 0 | 0 | 0 | 0 | 0 | 0 | 0 | 1
Retro12Med | Retro | Chiller-System | Commercial | HVAC | 3.8874e-06 | 1.078e-06 | 0.03097 | 0.00012552 | 4.1443 | 0-10 | School K-12 | Chiller-System-Retro-School K-12 | 0.030616 | 0.030552 | 0.030488 | 0.030424 | 0.03036 | 0.027266 | 0.021767 | 0.017377 | 0.013873 | 0.011075 | 0.0088413 | 0.0070582 | 0.0056347 | 0.0043322 | 0 | 0 | 0 | 0 | 0 | 0 | 0.26966 | 0.26966 | 0.25264 | 1
Retro12Med | Retro | Chiller-System | Commercial | HVAC | 1.3571e-05 | 3.7633e-06 | 0.10812 | 0.00012552 | 7.2138 | 0-10 | University | Chiller-System-Retro-University | 0.045367 | 0.045258 | 0.045149 | 0.045041 | 0.044933 | 0.040342 | 0.032196 | 0.025695 | 0.020507 | 0.016366 | 0.013061 | 0.010424 | 0.0083193 | 0.0044428 | 0 | 0 | 0 | 0 | 0 | 0 | 0.3971 | 0.3971 | 0.37391 | 1
Retro12Med | Retro | Chiller-System | Commercial | HVAC | 5.4034e-08 | 1.4983e-08 | 0.00043048 | 0.00012552 | 3.6458 | 0-10 | Warehouse | Chiller-System-Retro-Warehouse | 0 | 0 | 0 | 0 | 0 | 0 | 0 | 0 | 0 | 0 | 0 | 0 | 0 | 0 | 0 | 0 | 0 | 0 | 0 | 0 | 0 | 0 | 0 | 1
Retro12Med | Retro | Chiller-System | Commercial | HVAC | 4.3234e-06 | 1.1989e-06 | 0.034444 | 0.00012552 | 11.8066 | 10-20 | Supermarket | Chiller-System-Retro-Supermarket | 0.00022905 | 0.00022797 | 0.00022689 | 0.00022582 | 0.00022476 | 0.00020133 | 0.0001603 | 0.00012764 | 0.00010163 | 8.0917e-05 | 6.4428e-05 | 4.3683e-05 | 0 | 0 | 0 | 0 | 0 | 0 | 0 | 0 | 0.0019144 | 0.0019144 | 0.0018707 | 1
Retro12Med | Retro | Chiller-System | Commercial | HVAC | 6.6854e-06 | 1.8538e-06 | 0.053262 | 0.00012552 | 11.8066 | 10-20 | MiniMart | Chiller-System-Retro-MiniMart | 0 | 0 | 0 | 0 | 0 | 0 | 0 | 0 | 0 | 0 | 0 | 0 | 0 | 0 | 0 | 0 | 0 | 0 | 0 | 0 | 0 | 0 | 0 | 1
Retro12Med | Retro | Chiller-System | Commercial | HVAC | 2.7933e-05 | 7.7456e-06 | 0.22254 | 0.00012552 | 4.3838 | 0-10 | Restaurant | Chiller-System-Retro-Restaurant | 0 | 0 | 0 | 0 | 0 | 0 | 0 | 0 | 0 | 0 | 0 | 0 | 0 | 0 | 0 | 0 | 0 | 0 | 0 | 0 | 0 | 0 | 0 | 1
Retro12Med | Retro | Chiller-System | Commercial | HVAC | 1.5559e-05 | 4.3145e-06 | 0.12396 | 0.00012552 | 10.1255 | 10-20 | Lodging | Chiller-System-Retro-Lodging | 0.042145 | 0.041989 | 0.041834 | 0.041679 | 0.041525 | 0.037234 | 0.029677 | 0.023654 | 0.018853 | 0.015027 | 0.011977 | 0.009546 | 0.0046765 | 0 | 0 | 0 | 0 | 0 | 0 | 0 | 0.35982 | 0.35982 | 0.34559 | 1
Retro12Med | Retro | Chiller-System | Commercial | HVAC | 9.0148e-05 | 2.4998e-05 | 0.7182 | 0.00012552 | 10.6179 | 10-20 | Hospital | Chiller-System-Retro-Hospital | 0.58894 | 0.58653 | 0.58412 | 0.58173 | 0.57934 | 0.51927 | 0.41371 | 0.32961 | 0.26261 | 0.20923 | 0.1667 | 0.13281 | 0.10581 | 0.082463 | 0 | 0 | 0 | 0 | 0 | 0 | 5.1429 | 5.1429 | 4.8218 | 1
Retro12Med | Retro | Chiller-System | Commercial | HVAC | 2.401e-05 | 6.658e-06 | 0.19129 | 0.00012552 | 10.4316 | 10-20 | Residential Care | Chiller-System-Retro-Residential Care | 0.017025 | 0.016955 | 0.016886 | 0.016816 | 0.016748 | 0.015011 | 0.01196 | 0.0095284 | 0.0075915 | 0.0060483 | 0.0048188 | 0.0038392 | 0.0009844 | 0 | 0 | 0 | 0 | 0 | 0 | 0 | 0.14421 | 0.14421 | 0.13939 | 1
Retro12Med | Retro | Chiller-System | Commercial | HVAC | 1.1936e-07 | 3.3097e-08 | 0.0009509 | 0.00012552 | 7.3137 | 0-10 | Assembly | Chiller-System-Retro-Assembly | 0.00061022 | 0.00060748 | 0.00060475 | 0.00060204 | 0.00059934 | 0.00053698 | 0.00042766 | 0.00034059 | 0.00027125 | 0.00021603 | 0.00017205 | 0.00013702 | 1.5513e-05 | 0 | 0 | 0 | 0 | 0 | 0 | 0 | 0.0051409 | 0.0051409 | 0.0049884 | 1
Retro12Med | Retro | Chiller-System | Commercial | HVAC | 3.6238e-06 | 1.0049e-06 | 0.02887 | 0.00012552 | 7.3137 | 0-10 | Other | Chiller-System-Retro-Other | 0.020726 | 0.02054 | 0.020355 | 0.020172 | 0.01999 | 0.017829 | 0.014135 | 0.011206 | 0.0088843 | 0.0064554 | 0 | 0 | 0 | 0 | 0 | 0 | 0 | 0 | 0 | 0 | 0.16029 | 0.16029 | 0.16029 | 1
LOEven20 | New | Chiller-Upgrade | Commercial | HVAC | 2.0704e-05 | 5.7412e-06 | 0.16495 | 0.00012552 | 48.6859 | 40-50 | Large Off | Chiller-Upgrade-New-Large Off | 0.0019901 | 0.0038603 | 0.0047248 | 0.0059751 | 0.0073816 | 0.010306 | 0.013149 | 0.016669 | 0.020127 | 0.021862 | 0.025212 | 0.028306 | 0.027969 | 0.033626 | 0.03602 | 0.041528 | 0.044553 | 0.0529 | 0.046535 | 0.05211 | 0.49481 | 0.49481 | 0.13126 | 0
LOEven20 | New | Chiller-Upgrade | Commercial | HVAC | 1.9373e-05 | 5.3719e-06 | 0.15434 | 0.00012552 | 48.6859 | 40-50 | Medium Off | Chiller-Upgrade-New-Medium Off | 0.0002691 | 0.00053047 | 0.00064704 | 0.00075776 | 0.00095288 | 0.001426 | 0.001774 | 0.0022432 | 0.0027112 | 0.0028066 | 0.0033987 | 0.0038373 | 0.0036961 | 0.0046154 | 0.0046275 | 0.0055265 | 0.0058776 | 0.0069433 | 0.0059644 | 0.0067072 | 0.065312 | 0.065312 | 0.017517 | 0
LOEven20 | New | Chiller-Upgrade | Commercial | HVAC | 8.5252e-06 | 2.364e-06 | 0.067919 | 0.00012552 | 48.6859 | 40-50 | Small Off | Chiller-Upgrade-New-Small Off | 0 | 0 | 0 | 0 | 0 | 0 | 0 | 0 | 0 | 0 | 0 | 0 | 0 | 0 | 0 | 0 | 0 | 0 | 0 | 0 | 0 | 0 | 0 | 0
LOEven20 | New | Chiller-Upgrade | Commercial | HVAC | 1.5544e-05 | 4.3104e-06 | 0.12384 | 0.00012552 | 48.6859 | 40-50 | XLarge Ret | Chiller-Upgrade-New-XLarge Ret | 6.4656e-05 | 0.00012843 | 0.00024384 | 0.00047068 | 0.00054486 | 0.00085548 | 0.0010136 | 0.00092943 | 0.0016129 | 0.0016546 | 0.0019829 | 0.0020077 | 0.0023477 | 0.0024529 | 0.002681 | 0.0028438 | 0.0031537 | 0.0029894 | 0.0031844 | 0.0032828 | 0.034445 | 0.034445 | 0.0095013 | 0
LOEven20 | New | Chiller-Upgrade | Commercial | HVAC | 1.3125e-05 | 3.6394e-06 | 0.10456 | 0.00012552 | 48.6859 | 40-50 | Large Ret | Chiller-Upgrade-New-Large Ret | 0 | 0 | 0 | 0 | 0 | 0 | 0 | 0 | 0 | 0 | 0 | 0 | 0 | 0 | 0 | 0 | 0 | 0 | 0 | 0 | 0 | 0 | 0 | 0
LOEven20 | New | Chiller-Upgrade | Commercial | HVAC | 6.4495e-06 | 1.7884e-06 | 0.051382 | 0.00012552 | 48.6859 | 40-50 | Medium Ret | Chiller-Upgrade-New-Medium Ret | 0 | 0 | 0 | 0 | 0 | 0 | 0 | 0 | 0 | 0 | 0 | 0 | 0 | 0 | 0 | 0 | 0 | 0 | 0 | 0 | 0 | 0 | 0 | 0
LOEven20 | New | Chiller-Upgrade | Commercial | HVAC | 4.3882e-06 | 1.2168e-06 | 0.03496 | 0.00012552 | 48.6859 | 40-50 | Small Ret | Chiller-Upgrade-New-Small Ret | 0 | 0 | 0 | 0 | 0 | 0 | 0 | 0 | 0 | 0 | 0 | 0 | 0 | 0 | 0 | 0 | 0 | 0 | 0 | 0 | 0 | 0 | 0 | 0
LOEven20 | New | Chiller-Upgrade | Commercial | HVAC | 1.2046e-06 | 3.3403e-07 | 0.0095968 | 0.00012552 | 48.6859 | 40-50 | School K-12 | Chiller-Upgrade-New-School K-12 | 3.111e-05 | 6.1883e-05 | 9.2894e-05 | 0.00012369 | 0.00015403 | 0.00018192 | 0.00021552 | 0.0002481 | 0.0003399 | 0.00037964 | 0.00041631 | 0.00047146 | 0.00049868 | 0.0005328 | 0.00056887 | 0.0006239 | 0.00064939 | 0.00070532 | 0.00075847 | 0.00082431 | 0.0078782 | 0.0078782 | 0.002245 | 0
LOEven20 | New | Chiller-Upgrade | Commercial | HVAC | 4.2053e-06 | 1.1661e-06 | 0.033503 | 0.00012552 | 48.6859 | 40-50 | University | Chiller-Upgrade-New-University | 3.6932e-05 | 7.0731e-05 | 0.00012174 | 0.00015726 | 0.00021421 | 0.00026102 | 0.00030802 | 0.00034386 | 0.00042031 | 0.00049408 | 0.0005202 | 0.00056575 | 0.00056632 | 0.00063489 | 0.00072746 | 0.00083721 | 0.00086529 | 0.00097203 | 0.00096671 | 0.0011235 | 0.010207 | 0.010207 | 0.0029484 | 0
LOEven20 | New | Chiller-Upgrade | Commercial | HVAC | 4.1439e-08 | 1.1491e-08 | 0.00033014 | 0.00012552 | 48.6859 | 40-50 | Warehouse | Chiller-Upgrade-New-Warehouse | 0 | 0 | 0 | 0 | 0 | 0 | 0 | 0 | 0 | 0 | 0 | 0 | 0 | 0 | 0 | 0 | 0 | 0 | 0 | 0 | 0 | 0 | 0 | 0
LOEven20 | New | Chiller-Upgrade | Commercial | HVAC | 3.3157e-06 | 9.1942e-07 | 0.026415 | 0.00012552 | 48.6859 | 40-50 | Supermarket | Chiller-Upgrade-New-Supermarket | 6.98e-07 | 1.4077e-06 | 2.0713e-06 | 2.8556e-06 | 3.8914e-06 | 5.0087e-06 | 6.0705e-06 | 6.0311e-06 | 1.0203e-05 | 1.04e-05 | 1.2841e-05 | 1.225e-05 | 1.5101e-05 | 1.6261e-05 | 1.8036e-05 | 1.9275e-05 | 2.1611e-05 | 1.9281e-05 | 2.1288e-05 | 2.1658e-05 | 0.00022624 | 0.00022624 | 6.1478e-05 | 0
LOEven20 | New | Chiller-Upgrade | Commercial | HVAC | 5.127e-06 | 1.4217e-06 | 0.040847 | 0.00012552 | 48.6859 | 40-50 | MiniMart | Chiller-Upgrade-New-MiniMart | 0 | 0 | 0 | 0 | 0 | 0 | 0 | 0 | 0 | 0 | 0 | 0 | 0 | 0 | 0 | 0 | 0 | 0 | 0 | 0 | 0 | 0 | 0 | 0
LOEven20 | New | Chiller-Upgrade | Commercial | HVAC | 2.1422e-05 | 5.9402e-06 | 0.17066 | 0.00012552 | 48.6859 | 40-50 | Restaurant | Chiller-Upgrade-New-Restaurant | 0 | 0 | 0 | 0 | 0 | 0 | 0 | 0 | 0 | 0 | 0 | 0 | 0 | 0 | 0 | 0 | 0 | 0 | 0 | 0 | 0 | 0 | 0 | 0
LOEven20 | New | Chiller-Upgrade | Commercial | HVAC | 1.0812e-05 | 2.9981e-06 | 0.086137 | 0.00012552 | 48.6859 | 40-50 | Lodging | Chiller-Upgrade-New-Lodging | 0.0001236 | 0.00020162 | 0.00026125 | 0.00034712 | 0.00048045 | 0.00067831 | 0.00080796 | 0.00072718 | 0.0014572 | 0.0014053 | 0.0019363 | 0.0017378 | 0.0024864 | 0.0021105 | 0.0029296 | 0.0030093 | 0.0033885 | 0.0034134 | 0.0042057 | 0.0035886 | 0.035296 | 0.035296 | 0.0084264 | 0
LOEven20 | New | Chiller-Upgrade | Commercial | HVAC | 0.00011586 | 3.2127e-05 | 0.92303 | 0.00012552 | 48.6859 | 40-50 | Hospital | Chiller-Upgrade-New-Hospital | 0.01292 | 0.032099 | 0.05258 | 0.06594 | 0.095477 | 0.13128 | 0.14154 | 0.13472 | 0.16216 | 0.19398 | 0.20239 | 0.20816 | 0.20619 | 0.21938 | 0.24249 | 0.29302 | 0.3137 | 0.33164 | 0.36472 | 0.39705 | 3.8014 | 3.8014 | 1.2251 | 0
LOEven20 | New | Chiller-Upgrade | Commercial | HVAC | 3.0859e-05 | 8.5569e-06 | 0.24585 | 0.00012552 | 48.6859 | 40-50 | Residential Care | Chiller-Upgrade-New-Residential Care | 0.00026335 | 0.00055847 | 0.00088045 | 0.0013061 | 0.0017471 | 0.0023933 | 0.002432 | 0.0023556 | 0.0027392 | 0.0033075 | 0.0034289 | 0.0034787 | 0.0032801 | 0.0036359 | 0.003893 | 0.0048839 | 0.0049341 | 0.0055169 | 0.0059255 | 0.0066746 | 0.063634 | 0.063634 | 0.021412 | 0
LOEven20 | New | Chiller-Upgrade | Commercial | HVAC | 1.5598e-08 | 4.3253e-09 | 0.00012427 | 0.00012552 | 48.6859 | 40-50 | Assembly | Chiller-Upgrade-New-Assembly | 4.2548e-07 | 1.4212e-06 | 1.338e-06 | 1.7696e-06 | 2.5609e-06 | 3.8477e-06 | 5.0151e-06 | 6.2661e-06 | 8.1178e-06 | 8.9857e-06 | 9.416e-06 | 9.7326e-06 | 1.1911e-05 | 1.2934e-05 | 1.4129e-05 | 1.5794e-05 | 1.7374e-05 | 1.8789e-05 | 1.8244e-05 | 1.9516e-05 | 0.00018759 | 0.00018759 | 4.9163e-05 | 0
LOEven20 | New | Chiller-Upgrade | Commercial | HVAC | 9.0152e-06 | 2.4999e-06 | 0.071823 | 0.00012552 | 48.6859 | 40-50 | Other | Chiller-Upgrade-New-Other | 0.00038755 | 0.00099753 | 0.001276 | 0.0016507 | 0.0029943 | 0.0037469 | 0.0038106 | 0.0040107 | 0.0057231 | 0.0063469 | 0.0070933 | 0.0067831 | 0.0071246 | 0.0075913 | 0.0087006 | 0.0087417 | 0.01069 | 0.012659 | 0.011425 | 0.012336 | 0.12409 | 0.12409 | 0.038038 | 0
LO50Fast | NR | Computers | Commercial | Electronics | 0.00010751 | 7.4534e-05 | 1.3642 | 7.8811e-05 | 8.9165 | 0-10 | Office | Laptop | 0.028047 | 0.042945 | 0.052698 | 0.059336 | 0.064053 | 0.066824 | 0.015586 | 0 | 0 | 0 | 0 | 0 | 0 | 0 | 0 | 0 | 0 | 0 | 0 | 0 | 0.32949 | 0.32949 | 0.32949 | 1
LO50Fast | NR | Computers | Commercial | Electronics | 0.0043019 | 0.0029824 | 54.5854 | 7.8811e-05 | 56.6533 | 50-60 | Office | Desktop | 1.1223 | 1.7184 | 2.1087 | 0.09622 | 0 | 0 | 0 | 0 | 0 | 0 | 0 | 0 | 0 | 0 | 0 | 0 | 0 | 0 | 0 | 0 | 5.0456 | 5.0456 | 5.0456 | 0
LO50Fast | NR | Computers | Commercial | Electronics | 0.0034409 | 0.0023854 | 43.6599 | 7.8811e-05 | 74.6484 | 70-80 | Office | Desktop-WA | 0.41935 | 0.58425 | 0.72537 | 0.82622 | 0.90213 | 0.94892 | 0.196 | 0 | 0 | 0 | 0 | 0 | 0 | 0 | 0 | 0 | 0 | 0 | 0 | 0 | 4.6022 | 4.6022 | 4.6022 | 0
Retro12Med | Retro | ConnectedThermostats | Commercial | HVAC | 3.1858e-05 | 2.3587e-05 | 0.36138 | 8.8155e-05 | 92.8238 | 90-100 | Large Off | ConnectedThermostats-Large Off | 0 | 0 | 0 | 0 | 0 | 0 | 0 | 0 | 0 | 0 | 0 | 0 | 0 | 0 | 0 | 0 | 0 | 0 | 0 | 0 | 0 | 0 | 0 | 0
Retro12Med | Retro | ConnectedThermostats | Commercial | HVAC | 3.1377e-05 | 2.3231e-05 | 0.35593 | 8.8155e-05 | 94.196 | 90-100 | Medium Off | ConnectedThermostats-Medium Off | 0.095599 | 0.097279 | 0.096952 | 0.096294 | 0.095807 | 0.085965 | 0.068792 | 0.054919 | 0.043877 | 0.03504 | 0.027902 | 0.022295 | 0.0048347 | 0 | 0 | 0 | 0 | 0 | 0 | 0 | 0.82556 | 0.82556 | 0.79843 | 0
Retro12Med | Retro | ConnectedThermostats | Commercial | HVAC | 3.6256e-05 | 2.6844e-05 | 0.41128 | 8.8155e-05 | 82.0454 | 80-90 | Small Off | ConnectedThermostats-Small Off | 0.23667 | 0.23764 | 0.2369 | 0.23591 | 0.23505 | 0.21088 | 0.16834 | 0.13427 | 0.10713 | 0.085486 | 0.068149 | 0.054372 | 0.032971 | 0 | 0 | 0 | 0 | 0 | 0 | 0 | 2.0438 | 2.0438 | 1.9564 | 0
Retro12Med | Retro | ConnectedThermostats | Commercial | HVAC | 1.817e-05 | 1.3453e-05 | 0.20612 | 8.8155e-05 | 164.5356 | 130-170 | XLarge Ret | ConnectedThermostats-XLarge Ret | 0 | 0 | 0 | 0 | 0 | 0 | 0 | 0 | 0 | 0 | 0 | 0 | 0 | 0 | 0 | 0 | 0 | 0 | 0 | 0 | 0 | 0 | 0 | 0
Retro12Med | Retro | ConnectedThermostats | Commercial | HVAC | 1.5261e-05 | 1.1299e-05 | 0.17312 | 8.8155e-05 | 196.093 | >170 | Large Ret | ConnectedThermostats-Large Ret | 0 | 0 | 0 | 0 | 0 | 0 | 0 | 0 | 0 | 0 | 0 | 0 | 0 | 0 | 0 | 0 | 0 | 0 | 0 | 0 | 0 | 0 | 0 | 0
Retro12Med | Retro | ConnectedThermostats | Commercial | HVAC | 1.9805e-05 | 1.4663e-05 | 0.22466 | 8.8155e-05 | 150.8808 | 130-170 | Medium Ret | ConnectedThermostats-Medium Ret | 0.034685 | 0.035029 | 0.034867 | 0.034835 | 0.034986 | 0.031259 | 0.025097 | 0.019983 | 0.015803 | 0.012754 | 0.01012 | 0.0011091 | 0 | 0 | 0 | 0 | 0 | 0 | 0 | 0 | 0.29053 | 0.29053 | 0.28942 | 0
Retro12Med | Retro | ConnectedThermostats | Commercial | HVAC | 2.6482e-05 | 1.9607e-05 | 0.3004 | 8.8155e-05 | 112.5779 | 100-130 | Small Ret | ConnectedThermostats-Small Ret | 0.060419 | 0.060523 | 0.060239 | 0.060023 | 0.059882 | 0.05361 | 0.042786 | 0.03407 | 0.027076 | 0.021657 | 0.017228 | 0.0085597 | 0 | 0 | 0 | 0 | 0 | 0 | 0 | 0 | 0.50607 | 0.50607 | 0.49751 | 0
Retro12Med | Retro | ConnectedThermostats | Commercial | HVAC | 2.0745e-05 | 1.5359e-05 | 0.23532 | 8.8155e-05 | 143.1307 | 130-170 | School K-12 | ConnectedThermostats-School K-12 | 0.083569 | 0.083968 | 0.083786 | 0.083607 | 0.083426 | 0.07492 | 0.059799 | 0.04774 | 0.03811 | 0.030464 | 0.024319 | 0.019412 | 0.015501 | 0.0055282 | 0 | 0 | 0 | 0 | 0 | 0 | 0.73415 | 0.73415 | 0.69371 | 0
Retro12Med | Retro | ConnectedThermostats | Commercial | HVAC | 2.2667e-05 | 1.6782e-05 | 0.25712 | 8.8155e-05 | 130.9748 | 130-170 | University | ConnectedThermostats-University | 0 | 0 | 0 | 0 | 0 | 0 | 0 | 0 | 0 | 0 | 0 | 0 | 0 | 0 | 0 | 0 | 0 | 0 | 0 | 0 | 0 | 0 | 0 | 0
Retro12Med | Retro | ConnectedThermostats | Commercial | HVAC | 1.938e-05 | 1.4349e-05 | 0.21984 | 8.8155e-05 | 154.2312 | 130-170 | Warehouse | ConnectedThermostats-Warehouse | 0.10572 | 0.10588 | 0.10555 | 0.10502 | 0.10453 | 0.093466 | 0.074489 | 0.05931 | 0.047158 | 0.037602 | 0.029941 | 0.014822 | 0 | 0 | 0 | 0 | 0 | 0 | 0 | 0 | 0.88348 | 0.88348 | 0.86866 | 0
Retro12Med | Retro | ConnectedThermostats | Commercial | HVAC | 5.2471e-05 | 3.8849e-05 | 0.59521 | 8.8155e-05 | 42.085 | 40-50 | Supermarket | ConnectedThermostats-Supermarket | 0.030701 | 0.030822 | 0.030678 | 0.030528 | 0.030392 | 0.027244 | 0.021707 | 0.017289 | 0.013746 | 0.010994 | 0.0087435 | 0.0037186 | 0 | 0 | 0 | 0 | 0 | 0 | 0 | 0 | 0.25656 | 0.25656 | 0.25285 | 0
Retro12Med | Retro | ConnectedThermostats | Commercial | HVAC | 9.2991e-05 | 6.8849e-05 | 1.0548 | 8.8155e-05 | 23.4974 | 20-30 | MiniMart | ConnectedThermostats-MiniMart | 0.062169 | 0.062332 | 0.062175 | 0.062024 | 0.061865 | 0.055903 | 0.044651 | 0.035615 | 0.028376 | 0.022734 | 0.01812 | 0.014466 | 0.011538 | 0.0010665 | 0 | 0 | 0 | 0 | 0 | 0 | 0.54303 | 0.54303 | 0.51596 | 1
Retro12Med | Retro | ConnectedThermostats | Commercial | HVAC | 2.2789e-05 | 1.6872e-05 | 0.2585 | 8.8155e-05 | 130.3121 | 130-170 | Restaurant | ConnectedThermostats-Restaurant | 0.0094189 | 0.0094919 | 0.0093902 | 0.009297 | 0.0092146 | 0.0082247 | 0.0065328 | 0.0051786 | 0.0040927 | 0.0016831 | 0 | 0 | 0 | 0 | 0 | 0 | 0 | 0 | 0 | 0 | 0.072525 | 0.072525 | 0.072525 | 0
Retro12Med | Retro | ConnectedThermostats | Commercial | HVAC | 4.2145e-05 | 3.1203e-05 | 0.47807 | 8.8155e-05 | 70.0676 | 70-80 | Lodging | ConnectedThermostats-Lodging | 0 | 0 | 0 | 0 | 0 | 0 | 0 | 0 | 0 | 0 | 0 | 0 | 0 | 0 | 0 | 0 | 0 | 0 | 0 | 0 | 0 | 0 | 0 | 0
Retro12Med | Retro | ConnectedThermostats | Commercial | HVAC | 2.0706e-05 | 1.533e-05 | 0.23488 | 8.8155e-05 | 142.3142 | 130-170 | Hospital | ConnectedThermostats-Hospital | 0 | 0 | 0 | 0 | 0 | 0 | 0 | 0 | 0 | 0 | 0 | 0 | 0 | 0 | 0 | 0 | 0 | 0 | 0 | 0 | 0 | 0 | 0 | 0
Retro12Med | Retro | ConnectedThermostats | Commercial | HVAC | 3.7809e-05 | 2.7993e-05 | 0.42889 | 8.8155e-05 | 78.4098 | 70-80 | Residential Care | ConnectedThermostats-Residential Care | 0.029779 | 0.030284 | 0.030198 | 0.030109 | 0.030063 | 0.026995 | 0.02159 | 0.017131 | 0.013592 | 0.010837 | 0.0086519 | 0.0025899 | 0 | 0 | 0 | 0 | 0 | 0 | 0 | 0 | 0.25182 | 0.25182 | 0.24923 | 0
Retro12Med | Retro | ConnectedThermostats | Commercial | HVAC | 2.1798e-05 | 1.6139e-05 | 0.24727 | 8.8155e-05 | 136.605 | 130-170 | Assembly | ConnectedThermostats-Assembly | 0.12581 | 0.12671 | 0.12711 | 0.12563 | 0.12505 | 0.11224 | 0.089678 | 0.071546 | 0.057065 | 0.045574 | 0.036285 | 0.013391 | 0 | 0 | 0 | 0 | 0 | 0 | 0 | 0 | 1.0561 | 1.0561 | 1.0427 | 0
Retro12Med | Retro | ConnectedThermostats | Commercial | HVAC | 2.8107e-05 | 2.081e-05 | 0.31883 | 8.8155e-05 | 105.6288 | 100-130 | Other | ConnectedThermostats-Other | 0.12456 | 0.12548 | 0.12494 | 0.12344 | 0.12226 | 0.1099 | 0.08722 | 0.068912 | 0.054532 | 0.017845 | 0 | 0 | 0 | 0 | 0 | 0 | 0 | 0 | 0 | 0 | 0.95908 | 0.95908 | 0.95908 | 0
LO5Med | New | ConnectedThermostats | Commercial | HVAC | 3.1858e-05 | 2.3587e-05 | 0.36138 | 8.8155e-05 | 92.8238 | 90-100 | Large Off | ConnectedThermostats-Large Off | 0 | 0 | 0 | 0 | 0 | 0 | 0 | 0 | 0 | 0 | 0 | 0 | 0 | 0 | 0 | 0 | 0 | 0 | 0 | 0 | 0 | 0 | 0 | 0
LO5Med | New | ConnectedThermostats | Commercial | HVAC | 3.1377e-05 | 2.3231e-05 | 0.35593 | 8.8155e-05 | 94.196 | 90-100 | Medium Off | ConnectedThermostats-Medium Off | 0.00072405 | 0.0015899 | 0.0021648 | 0.0027905 | 0.0038273 | 0.0062603 | 0.0084155 | 0.011278 | 0.014107 | 0.014738 | 0.017583 | 0.019162 | 0.017551 | 0.020629 | 0.019304 | 0.021613 | 0.021634 | 0.024137 | 0.019643 | 0.020985 | 0.26814 | 0.26814 | 0.083478 | 0
LO5Med | New | ConnectedThermostats | Commercial | HVAC | 3.6256e-05 | 2.6844e-05 | 0.41128 | 8.8155e-05 | 82.0454 | 80-90 | Small Off | ConnectedThermostats-Small Off | 0.00062298 | 0.0013827 | 0.001957 | 0.0026135 | 0.0035349 | 0.0055776 | 0.0073636 | 0.0097722 | 0.012632 | 0.013508 | 0.015741 | 0.017101 | 0.01613 | 0.018308 | 0.017359 | 0.018989 | 0.019143 | 0.02079 | 0.017931 | 0.018783 | 0.23924 | 0.23924 | 0.074705 | 0
LO5Med | New | ConnectedThermostats | Commercial | HVAC | 1.817e-05 | 1.3453e-05 | 0.20612 | 8.8155e-05 | 164.5356 | 130-170 | XLarge Ret | ConnectedThermostats-XLarge Ret | 0 | 0 | 0 | 0 | 0 | 0 | 0 | 0 | 0 | 0 | 0 | 0 | 0 | 0 | 0 | 0 | 0 | 0 | 0 | 0 | 0 | 0 | 0 | 0
LO5Med | New | ConnectedThermostats | Commercial | HVAC | 1.5261e-05 | 1.1299e-05 | 0.17312 | 8.8155e-05 | 196.0929 | >170 | Large Ret | ConnectedThermostats-Large Ret | 0 | 0 | 0 | 0 | 0 | 0 | 0 | 0 | 0 | 0 | 0 | 0 | 0 | 0 | 0 | 0 | 0 | 0 | 0 | 0 | 0 | 0 | 0 | 0
LO5Med | New | ConnectedThermostats | Commercial | HVAC | 1.9805e-05 | 1.4663e-05 | 0.22466 | 8.8155e-05 | 150.8808 | 130-170 | Medium Ret | ConnectedThermostats-Medium Ret | 0.00018535 | 0.00041406 | 0.00087607 | 0.0019402 | 0.0024016 | 0.0042749 | 0.0054366 | 0.0052314 | 0.0094833 | 0.0097315 | 0.011643 | 0.011317 | 0.012558 | 0.012311 | 0.012498 | 0.012451 | 0.013013 | 0.011499 | 0.011442 | 0.010991 | 0.1597 | 0.1597 | 0.051618 | 0
LO5Med | New | ConnectedThermostats | Commercial | HVAC | 2.6482e-05 | 1.9607e-05 | 0.3004 | 8.8155e-05 | 112.5779 | 100-130 | Small Ret | ConnectedThermostats-Small Ret | 0.00014076 | 0.00031068 | 0.00060913 | 0.0011847 | 0.0015198 | 0.0025313 | 0.0032276 | 0.0032494 | 0.0057536 | 0.0060425 | 0.0070793 | 0.0070671 | 0.0076997 | 0.0076143 | 0.0077004 | 0.0076787 | 0.0079766 | 0.007233 | 0.0073007 | 0.0070585 | 0.098978 | 0.098978 | 0.031649 | 0
LO5Med | New | ConnectedThermostats | Commercial | HVAC | 2.0745e-05 | 1.5359e-05 | 0.23532 | 8.8155e-05 | 143.1307 | 130-170 | School K-12 | ConnectedThermostats-School K-12 | 0.00021132 | 0.00046823 | 0.00078461 | 0.0011499 | 0.0015619 | 0.0020163 | 0.0025811 | 0.0031489 | 0.0044649 | 0.0050327 | 0.0054372 | 0.0059436 | 0.005978 | 0.0060118 | 0.0059908 | 0.0061598 | 0.0060343 | 0.0061899 | 0.006306 | 0.0065107 | 0.081982 | 0.081982 | 0.026857 | 0
LO5Med | New | ConnectedThermostats | Commercial | HVAC | 2.2667e-05 | 1.6782e-05 | 0.25712 | 8.8155e-05 | 130.9748 | 130-170 | University | ConnectedThermostats-University | 0 | 0 | 0 | 0 | 0 | 0 | 0 | 0 | 0 | 0 | 0 | 0 | 0 | 0 | 0 | 0 | 0 | 0 | 0 | 0 | 0 | 0 | 0 | 0
LO5Med | New | ConnectedThermostats | Commercial | HVAC | 1.938e-05 | 1.4349e-05 | 0.21984 | 8.8155e-05 | 154.2312 | 130-170 | Warehouse | ConnectedThermostats-Warehouse | 0.00024158 | 0.0006833 | 0.001091 | 0.0016226 | 0.0017004 | 0.0025999 | 0.0032997 | 0.0031828 | 0.0047339 | 0.0053696 | 0.0057962 | 0.0057986 | 0.0057567 | 0.0068191 | 0.0067641 | 0.0078473 | 0.006854 | 0.0070445 | 0.0069881 | 0.0068863 | 0.09108 | 0.09108 | 0.030321 | 0
LO5Med | New | ConnectedThermostats | Commercial | HVAC | 5.2471e-05 | 3.8849e-05 | 0.59521 | 8.8155e-05 | 42.085 | 40-50 | Supermarket | ConnectedThermostats-Supermarket | 9.7713e-05 | 0.00021952 | 0.00036056 | 0.00054712 | 0.00081322 | 0.0011441 | 0.0014983 | 0.0015776 | 0.0027622 | 0.0028413 | 0.0034563 | 0.0031827 | 0.0037308 | 0.0037813 | 0.0039145 | 0.003922 | 0.0041387 | 0.0034873 | 0.0036476 | 0.0035255 | 0.048648 | 0.048648 | 0.015318 | 0
LO5Med | New | ConnectedThermostats | Commercial | HVAC | 9.2991e-05 | 6.8849e-05 | 1.0548 | 8.8155e-05 | 23.4974 | 20-30 | MiniMart | ConnectedThermostats-MiniMart | 0.00011574 | 0.0002542 | 0.00042924 | 0.00061831 | 0.0020388 | 0.0029385 | 0.0036282 | 0.0038495 | 0.0064696 | 0.0067124 | 0.0076069 | 0.0077438 | 0.0082538 | 0.0085258 | 0.0085505 | 0.0084114 | 0.0088443 | 0.0079224 | 0.0081871 | 0.0085594 | 0.10966 | 0.10966 | 0.034661 | 1
LO5Med | New | ConnectedThermostats | Commercial | HVAC | 2.2789e-05 | 1.6872e-05 | 0.2585 | 8.8155e-05 | 130.3121 | 130-170 | Restaurant | ConnectedThermostats-Restaurant | 5.7929e-05 | 0.00011499 | 0.00017969 | 0.00026527 | 0.00037965 | 0.00055969 | 0.00069957 | 0.00068634 | 0.0012805 | 0.0013258 | 0.0016894 | 0.0015614 | 0.0019079 | 0.0017443 | 0.0019389 | 0.001912 | 0.0021309 | 0.0019055 | 0.0020734 | 0.0018029 | 0.024216 | 0.024216 | 0.0072388 | 0
LO5Med | New | ConnectedThermostats | Commercial | HVAC | 4.2145e-05 | 3.1203e-05 | 0.47807 | 8.8155e-05 | 70.0676 | 70-80 | Lodging | ConnectedThermostats-Lodging | 0 | 0 | 0 | 0 | 0 | 0 | 0 | 0 | 0 | 0 | 0 | 0 | 0 | 0 | 0 | 0 | 0 | 0 | 0 | 0 | 0 | 0 | 0 | 0
LO5Med | New | ConnectedThermostats | Commercial | HVAC | 2.0706e-05 | 1.533e-05 | 0.23488 | 8.8155e-05 | 142.3142 | 130-170 | Hospital | ConnectedThermostats-Hospital | 0 | 0 | 0 | 0 | 0 | 0 | 0 | 0 | 0 | 0 | 0 | 0 | 0 | 0 | 0 | 0 | 0 | 0 | 0 | 0 | 0 | 0 | 0 | 0
LO5Med | New | ConnectedThermostats | Commercial | HVAC | 3.7809e-05 | 2.7993e-05 | 0.42889 | 8.8155e-05 | 78.4098 | 70-80 | Residential Care | ConnectedThermostats-Residential Care | 0.00023003 | 0.00054338 | 0.00095626 | 0.0015614 | 0.002278 | 0.0034109 | 0.0037452 | 0.0038445 | 0.0046268 | 0.0056381 | 0.0057585 | 0.0056393 | 0.0050562 | 0.0052754 | 0.0052719 | 0.0062005 | 0.0058956 | 0.0062258 | 0.006335 | 0.0067791 | 0.085272 | 0.085272 | 0.032593 | 0
LO5Med | New | ConnectedThermostats | Commercial | HVAC | 2.1798e-05 | 1.6139e-05 | 0.24727 | 8.8155e-05 | 136.605 | 130-170 | Assembly | ConnectedThermostats-Assembly | 0.00053766 | 0.0020006 | 0.0021024 | 0.0030604 | 0.0048308 | 0.0079334 | 0.011173 | 0.014795 | 0.019838 | 0.02216 | 0.022878 | 0.022826 | 0.026562 | 0.027149 | 0.027682 | 0.02901 | 0.030033 | 0.030676 | 0.028218 | 0.028677 | 0.36214 | 0.36214 | 0.11131 | 0
LO5Med | New | ConnectedThermostats | Commercial | HVAC | 2.8107e-05 | 2.081e-05 | 0.31883 | 8.8155e-05 | 105.6288 | 100-130 | Other | ConnectedThermostats-Other | 0.00074989 | 0.00215 | 0.0030701 | 0.0043713 | 0.0086489 | 0.011829 | 0.013 | 0.014501 | 0.021415 | 0.023967 | 0.026389 | 0.024359 | 0.024329 | 0.0244 | 0.026101 | 0.024585 | 0.028296 | 0.031646 | 0.027057 | 0.027755 | 0.36862 | 0.36862 | 0.13009 | 0
LO12Med | NR | Cooking | Commercial | Food Preparation | 1.8992 | 1.0354 | 20016.6488 | 9.488e-05 | -53.8001 | <0 | Restaurant | Steamer | 0.082138 | 0.16637 | 0.25265 | 0.34094 | 0.43122 | 0.51472 | 0.58406 | 0.64189 | 0.69039 | 0.73129 | 0.76602 | 0.79575 | 0.43621 | 0 | 0 | 0 | 0 | 0 | 0 | 0 | 6.4336 | 6.4336 | 5.2017 | 1
LO5Med | NR | Cooking | Commercial | Food Preparation | 0.58432 | 0.31984 | 6156.5355 | 9.491e-05 | -85.3383 | <0 | Restaurant | Combo Oven | 0.032076 | 0.072371 | 0.12268 | 0.18223 | 0.25138 | 0.33353 | 0.42521 | 0.52071 | 0.61284 | 0.69446 | 0.76041 | 0.80886 | 0.84154 | 0.73231 | 0 | 0 | 0 | 0 | 0 | 0 | 6.3906 | 6.3906 | 4.0079 | 1
LO5Med | NR | Cooking | Commercial | Food Preparation | 0.34034 | 0.18486 | 3588.1374 | 9.4852e-05 | 12.142 | 10-20 | Restaurant | Griddle | 0.0057897 | 0.013063 | 0.022144 | 0.032892 | 0.045375 | 0.060202 | 0.07675 | 0.093988 | 0.11062 | 0.12535 | 0.13725 | 0.146 | 0.1519 | 0.15548 | 0.15699 | 0.15848 | 0.15997 | 0.16145 | 0.10881 | 0 | 1.9225 | 1.9225 | 0.72343 | 1
LO5Med | NR | Cooking | Commercial | Food Preparation | 0.30002 | 0.16296 | 3163.0197 | 9.4852e-05 | 11.8803 | 10-20 | Restaurant | HFHC | 0.023012 | 0.051919 | 0.088013 | 0.13073 | 0.18034 | 0.23928 | 0.30505 | 0.37356 | 0.43965 | 0.49821 | 0.54552 | 0.58028 | 0.60373 | 0.61798 | 0.62395 | 0.62989 | 0.6358 | 0.055366 | 0 | 0 | 6.6223 | 6.6223 | 2.8753 | 1
LO5Med | NR | Cooking | Commercial | Food Preparation | 0.18669 | 0.10799 | 1764.2173 | 0.00010582 | 17.9999 | 10-20 | Restaurant | Overwrapper | 0.0067023 | 0.015122 | 0.025635 | 0.038076 | 0.052527 | 0.069691 | 0.088847 | 0.1088 | 0.12805 | 0.14511 | 0.15889 | 0.16901 | 0.17584 | 0.17999 | 0.18173 | 0.18346 | 0.12712 | 0 | 0 | 0 | 1.8546 | 1.8546 | 0.83745 | 1
LO5Med | NR | Cooking | Commercial | Food Preparation | 0.076203 | 0.04139 | 803.3896 | 9.4852e-05 | 77.4541 | 70-80 | Restaurant | Convection Oven | 0.0075299 | 0.016989 | 0.0288 | 0.042778 | 0.059013 | 0.078297 | 0.099818 | 0.12224 | 0.14387 | 0.16303 | 0.17851 | 0.18988 | 0.19755 | 0.20222 | 0.053038 | 0 | 0 | 0 | 0 | 0 | 1.5836 | 1.5836 | 0.94086 | 0
LO12Med | NR | Cooking | Commercial | Food Preparation | 0.17509 | 0.095104 | 1845.9781 | 9.4852e-05 | 143.226 | 130-170 | Restaurant | Fryer | 0.0056541 | 0.011452 | 0.017392 | 0.02347 | 0.029684 | 0.035432 | 0.040205 | 0.044186 | 0.047524 | 0.05034 | 0.039119 | 0 | 0 | 0 | 0 | 0 | 0 | 0 | 0 | 0 | 0.34446 | 0.34446 | 0.34446 | 0
LO12Med | New | DHP | Commercial | HVAC | 0.00020784 | 0.00010448 | 1.6263 | 0.0001278 | 69.8542 | 60-70 | Small Off | DHP-New-Small Off | 0.0054625 | 0.010884 | 0.0138 | 0.016744 | 0.020763 | 0.029474 | 0.034634 | 0.041249 | 0.048727 | 0.048706 | 0.054296 | 0.057606 | 0.05391 | 0.061409 | 0.059016 | 0.06525 | 0.065783 | 0.071445 | 0.061619 | 0.064547 | 0.88532 | 0.88532 | 0.32474 | 0
LO12Med | New | DHP | Commercial | HVAC | 0.00020784 | 0.00010448 | 1.6263 | 0.0001278 | 69.8542 | 60-70 | Small Ret | DHP-New-Small Ret | 0.0030354 | 0.0060145 | 0.010564 | 0.018667 | 0.021955 | 0.032896 | 0.037335 | 0.033732 | 0.054584 | 0.053583 | 0.060056 | 0.058549 | 0.06329 | 0.06281 | 0.064383 | 0.06489 | 0.067412 | 0.06113 | 0.061702 | 0.059656 | 0.89624 | 0.89624 | 0.33242 | 0
LO12Med | New | DHP | Commercial | HVAC | 0.00020784 | 0.00010448 | 1.6263 | 0.0001278 | 69.8542 | 60-70 | MiniMart | DHP-New-MiniMart | 0.00041137 | 0.00081107 | 0.0012269 | 0.0016057 | 0.0048541 | 0.0062942 | 0.006917 | 0.0065864 | 0.010116 | 0.0098106 | 0.010636 | 0.010574 | 0.011182 | 0.011592 | 0.011783 | 0.011715 | 0.012319 | 0.011036 | 0.011404 | 0.011923 | 0.1628 | 0.1628 | 0.059269 | 0
LO12Med | New | DHP | Commercial | HVAC | 0.00020784 | 0.00010448 | 1.6263 | 0.0001278 | 69.8542 | 60-70 | Restaurant | DHP-New-Restaurant | 0.00045219 | 0.00080583 | 0.001128 | 0.001513 | 0.0019852 | 0.002633 | 0.0029292 | 0.0025791 | 0.0043975 | 0.0042558 | 0.0051878 | 0.0046826 | 0.0056769 | 0.0052086 | 0.0058683 | 0.0058489 | 0.006519 | 0.0058296 | 0.0063431 | 0.0055158 | 0.07936 | 0.07936 | 0.027867 | 0
LO12Med | New | DHP | Commercial | HVAC | 0.00020784 | 0.00010448 | 1.6263 | 0.0001278 | 69.8542 | 60-70 | Other | DHP-New-Other | 0.0008316 | 0.0021405 | 0.0027381 | 0.003542 | 0.0064251 | 0.0079059 | 0.0077328 | 0.0077412 | 0.010448 | 0.01093 | 0.011513 | 0.010378 | 0.010284 | 0.010351 | 0.011223 | 0.010684 | 0.012298 | 0.013754 | 0.01176 | 0.012063 | 0.17474 | 0.17474 | 0.071948 | 0
Retro12Med | Retro | DHP | Commercial | HVAC | 0.00044527 | 0.00022384 | 3.4841 | 0.0001278 | 100.87 | 100-130 | Small Off | DHP-Retro-Small Off | 1.6279 | 1.623 | 1.6182 | 1.6133 | 1.6085 | 1.4433 | 1.1512 | 0.91816 | 0.73233 | 0.5841 | 0.46588 | 0.37159 | 0.29638 | 0.028904 | 0 | 0 | 0 | 0 | 0 | 0 | 14.0826 | 14.0826 | 13.3858 | 0
Retro12Med | Retro | DHP | Commercial | HVAC | 0.00043701 | 0.00021969 | 3.4195 | 0.0001278 | 103.187 | 100-130 | Small Ret | DHP-Retro-Small Ret | 0.93668 | 0.93237 | 0.92808 | 0.92381 | 0.91956 | 0.8238 | 0.65601 | 0.52239 | 0.41599 | 0.33126 | 0.26379 | 0.21006 | 0.0038447 | 0 | 0 | 0 | 0 | 0 | 0 | 0 | 7.8676 | 7.8676 | 7.6537 | 0
Retro12Med | Retro | DHP | Commercial | HVAC | 0.00078117 | 0.0003927 | 6.1124 | 0.0001278 | 48.1221 | 40-50 | MiniMart | DHP-Retro-MiniMart | 0.30248 | 0.30176 | 0.30103 | 0.30031 | 0.29959 | 0.26898 | 0.21467 | 0.17132 | 0.13673 | 0.10912 | 0.087088 | 0.069503 | 0.055469 | 0.030806 | 0 | 0 | 0 | 0 | 0 | 0 | 2.6489 | 2.6489 | 2.4931 | 0
Retro12Med | Retro | DHP | Commercial | HVAC | 0.00078117 | 0.0003927 | 6.1124 | 0.0001278 | 48.1221 | 40-50 | Restaurant | DHP-Retro-Restaurant | 0.093336 | 0.092496 | 0.091664 | 0.090839 | 0.090021 | 0.08029 | 0.063654 | 0.050465 | 0.040008 | 0.02634 | 0 | 0 | 0 | 0 | 0 | 0 | 0 | 0 | 0 | 0 | 0.71911 | 0.71911 | 0.71911 | 0
Retro12Med | Retro | DHP | Commercial | HVAC | 0.00043701 | 0.00021969 | 3.4195 | 0.0001278 | 103.187 | 100-130 | Other | DHP-Retro-Other | 0.10635 | 0.10539 | 0.10444 | 0.1035 | 0.10257 | 0.091485 | 0.072529 | 0.057501 | 0.045587 | 0.029668 | 0 | 0 | 0 | 0 | 0 | 0 | 0 | 0 | 0 | 0 | 0.81904 | 0.81904 | 0.81904 | 0
Retro3Slow | Retro | Commercial EM | Commercial | HVAC | 7.6247e-05 | 5.6452e-05 | 0.86492 | 8.8155e-05 | 56.9996 | 50-60 | Large Off | Commercial EM-Large Off-Retro | 0.067728 | 0.10614 | 0.21165 | 0.36927 | 0.5727 | 0.79938 | 1.0143 | 1.1798 | 1.2668 | 1.263 | 1.1752 | 1.0253 | 0.8418 | 0.65277 | 0.47954 | 0.33467 | 0.20337 | 0 | 0 | 0 | 11.5635 | 11.5635 | 8.0261 | 0
Retro3Slow | Retro | Commercial EM | Commercial | HVAC | 8.4279e-05 | 6.2399e-05 | 0.95603 | 8.8155e-05 | 45.6227 | 40-50 | Medium Off | Commercial EM-Medium Off-Retro | 0.0059663 | 0.0093503 | 0.018645 | 0.03253 | 0.050451 | 0.070419 | 0.089355 | 0.10393 | 0.11159 | 0.11126 | 0.10353 | 0.090317 | 0.074156 | 0.057504 | 0.042244 | 0.029482 | 0.017916 | 0 | 0 | 0 | 1.0187 | 1.0187 | 0.70703 | 0
Retro3Slow | Retro | Commercial EM | Commercial | HVAC | 6.2784e-05 | 4.6484e-05 | 0.7122 | 8.8155e-05 | 61.1886 | 60-70 | Small Off | Commercial EM-Small Off-Retro | 0 | 0 | 0 | 0 | 0 | 0 | 0 | 0 | 0 | 0 | 0 | 0 | 0 | 0 | 0 | 0 | 0 | 0 | 0 | 0 | 0 | 0 | 0 | 0
Retro3Slow | Retro | Commercial EM | Commercial | HVAC | 8.4984e-05 | 6.2921e-05 | 0.96402 | 8.8155e-05 | 48.5785 | 40-50 | XLarge Ret | Commercial EM-XLarge Ret-Retro | 0.0020541 | 0.003214 | 0.0063984 | 0.011146 | 0.017258 | 0.02405 | 0.030468 | 0.035383 | 0.03793 | 0.037755 | 0.035076 | 0.03055 | 0.025043 | 0.019389 | 0.014221 | 0.0099086 | 0.00032148 | 0 | 0 | 0 | 0.34017 | 0.34017 | 0.24073 | 0
Retro3Slow | Retro | Commercial EM | Commercial | HVAC | 5.3965e-05 | 3.9955e-05 | 0.61216 | 8.8155e-05 | 86.1897 | 80-90 | Large Ret | Commercial EM-Large Ret-Retro | 0.013185 | 0.02063 | 0.04107 | 0.071542 | 0.11078 | 0.15437 | 0.19557 | 0.22712 | 0.24346 | 0.24234 | 0.22514 | 0.1961 | 0.16075 | 0.12445 | 0.091279 | 0.063601 | 0.0020635 | 0 | 0 | 0 | 2.1834 | 2.1834 | 1.5452 | 0
Retro3Slow | Retro | Commercial EM | Commercial | HVAC | 5.2984e-05 | 3.9228e-05 | 0.60102 | 8.8155e-05 | 70.8446 | 70-80 | Medium Ret | Commercial EM-Medium Ret-Retro | 0.0005412 | 0.0008468 | 0.0016858 | 0.0029366 | 0.004547 | 0.0063365 | 0.0080276 | 0.0093225 | 0.0099934 | 0.0099474 | 0.0092415 | 0.0080492 | 0.0065982 | 0.0051083 | 0.0037467 | 0.0026106 | 8.4702e-05 | 0 | 0 | 0 | 0.089624 | 0.089624 | 0.063426 | 0
Retro3Slow | Retro | Commercial EM | Commercial | HVAC | 8.7712e-05 | 6.494e-05 | 0.99497 | 8.8155e-05 | 25.6991 | 20-30 | Small Ret | Commercial EM-Small Ret-Retro | 0 | 0 | 0 | 0 | 0 | 0 | 0 | 0 | 0 | 0 | 0 | 0 | 0 | 0 | 0 | 0 | 0 | 0 | 0 | 0 | 0 | 0 | 0 | 1
Retro3Slow | Retro | Commercial EM | Commercial | HVAC | 4.7418e-05 | 3.5107e-05 | 0.53789 | 8.8155e-05 | 7.8803 | 0-10 | School K-12 | Commercial EM-School K-12-Retro | 0.013788 | 0.021628 | 0.043164 | 0.075379 | 0.11701 | 0.16347 | 0.20761 | 0.24171 | 0.25976 | 0.25921 | 0.24142 | 0.2108 | 0.17324 | 0.13446 | 0.098864 | 0.06906 | 0.045943 | 0.018245 | 0 | 0 | 2.3947 | 2.3947 | 1.6441 | 1
Retro3Slow | Retro | Commercial EM | Commercial | HVAC | 4.7796e-05 | 3.5387e-05 | 0.54217 | 8.8155e-05 | 99.4901 | 90-100 | University | Commercial EM-University-Retro | 0.022378 | 0.035092 | 0.070015 | 0.12223 | 0.18968 | 0.26492 | 0.33636 | 0.39148 | 0.42058 | 0.41957 | 0.39066 | 0.34101 | 0.28016 | 0.21738 | 0.15979 | 0.11158 | 0.07421 | 0.017549 | 0 | 0 | 3.8647 | 3.8647 | 2.663 | 0
Retro3Slow | Retro | Commercial EM | Commercial | HVAC | 4.5452e-05 | 3.3652e-05 | 0.51559 | 8.8155e-05 | 10.201 | 10-20 | Warehouse | Commercial EM-Warehouse-Retro | 0 | 0 | 0 | 0 | 0 | 0 | 0 | 0 | 0 | 0 | 0 | 0 | 0 | 0 | 0 | 0 | 0 | 0 | 0 | 0 | 0 | 0 | 0 | 1
Retro3Slow | Retro | Commercial EM | Commercial | HVAC | 0.00017526 | 0.00012976 | 1.9881 | 8.8155e-05 | 173.3893 | >170 | Supermarket | Commercial EM-Supermarket-Retro | 0.0025407 | 0.0039749 | 0.0079123 | 0.013781 | 0.021336 | 0.02973 | 0.037659 | 0.043729 | 0.04687 | 0.046649 | 0.043333 | 0.037738 | 0.030931 | 0.023944 | 0.01756 | 0.012101 | 0 | 0 | 0 | 0 | 0.41979 | 0.41979 | 0.29752 | 0
Retro3Slow | Retro | Commercial EM | Commercial | HVAC | 0.00017526 | 0.00012976 | 1.9881 | 8.8155e-05 | 173.3893 | >170 | MiniMart | Commercial EM-MiniMart-Retro | 0 | 0 | 0 | 0 | 0 | 0 | 0 | 0 | 0 | 0 | 0 | 0 | 0 | 0 | 0 | 0 | 0 | 0 | 0 | 0 | 0 | 0 | 0 | 0
Retro3Slow | Retro | Commercial EM | Commercial | HVAC | 0.00012499 | 9.2539e-05 | 1.4178 | 8.8155e-05 | 162.1458 | 130-170 | Restaurant | Commercial EM-Restaurant-Retro | 0.00058889 | 0.00091735 | 0.0018182 | 0.0031532 | 0.0048608 | 0.0067439 | 0.0085059 | 0.0098343 | 0.010495 | 0.010401 | 0.0096202 | 0.0083419 | 0.006808 | 0.0052474 | 0.0023132 | 0 | 0 | 0 | 0 | 0 | 0.08965 | 0.08965 | 0.066939 | 0
Retro3Slow | Retro | Commercial EM | Commercial | HVAC | 0.00011677 | 8.6451e-05 | 1.3245 | 8.8155e-05 | -0.84845 | <0 | Lodging | Commercial EM-Lodging-Retro | 0.0070993 | 0.011118 | 0.022154 | 0.038626 | 0.059863 | 0.083497 | 0.10588 | 0.12307 | 0.13204 | 0.13155 | 0.12233 | 0.10664 | 0.087497 | 0.067802 | 0.049774 | 0.034713 | 0.012376 | 0 | 0 | 0 | 1.196 | 1.196 | 0.83722 | 1
Retro3Slow | Retro | Commercial EM | Commercial | HVAC | 0.00016442 | 0.00012173 | 1.8651 | 8.8155e-05 | 81.4105 | 80-90 | Hospital | Commercial EM-Hospital-Retro | 0.071893 | 0.11255 | 0.22417 | 0.39069 | 0.60524 | 0.84386 | 1.0696 | 1.2428 | 1.3329 | 1.3274 | 1.2338 | 1.0752 | 0.88181 | 0.68304 | 0.50123 | 0.34942 | 0.074305 | 0 | 0 | 0 | 12.0198 | 12.0198 | 8.4549 | 0
Retro3Slow | Retro | Commercial EM | Commercial | HVAC | 0.00012021 | 8.9004e-05 | 1.3637 | 8.8155e-05 | 55.1905 | 50-60 | Residential Care | Commercial EM-Residential Care-Retro | 0.0047764 | 0.0074772 | 0.014893 | 0.025956 | 0.040211 | 0.056064 | 0.071062 | 0.082565 | 0.088552 | 0.088189 | 0.081972 | 0.071432 | 0.058585 | 0.045379 | 0.0333 | 0.023215 | 0.0049366 | 0 | 0 | 0 | 0.79856 | 0.79856 | 0.56172 | 0
Retro3Slow | Retro | Commercial EM | Commercial | HVAC | 0.00011145 | 8.2513e-05 | 1.2642 | 8.8155e-05 | 36.1283 | 30-40 | Assembly | Commercial EM-Assembly-Retro | 0 | 0 | 0 | 0 | 0 | 0 | 0 | 0 | 0 | 0 | 0 | 0 | 0 | 0 | 0 | 0 | 0 | 0 | 0 | 0 | 0 | 0 | 0 | 1
Retro3Slow | Retro | Commercial EM | Commercial | HVAC | 0.00011145 | 8.2513e-05 | 1.2642 | 8.8155e-05 | 29.8098 | 20-30 | Other | Commercial EM-Other-Retro | 0 | 0 | 0 | 0 | 0 | 0 | 0 | 0 | 0 | 0 | 0 | 0 | 0 | 0 | 0 | 0 | 0 | 0 | 0 | 0 | 0 | 0 | 0 | 1
LO5Med | New | Commercial EM | Commercial | HVAC | 6.8622e-05 | 5.0807e-05 | 0.86492 | 7.934e-05 | 63.0731 | 60-70 | Large Off | Commercial EM-Large Off-New | 0.0057599 | 0.012445 | 0.017004 | 0.023668 | 0.031892 | 0.04867 | 0.067097 | 0.090144 | 0.11265 | 0.12348 | 0.1403 | 0.15204 | 0.14286 | 0.16166 | 0.16163 | 0.1747 | 0.1764 | 0.19781 | 0.16485 | 0.17537 | 2.1804 | 2.1804 | 0.67312 | 0
LO5Med | New | Commercial EM | Commercial | HVAC | 7.5851e-05 | 5.6159e-05 | 0.95603 | 7.934e-05 | 45.8146 | 40-50 | Medium Off | Commercial EM-Medium Off-New | 0.00084009 | 0.0018447 | 0.0025117 | 0.0032377 | 0.0044407 | 0.0072636 | 0.0097642 | 0.013085 | 0.016368 | 0.0171 | 0.020401 | 0.022233 | 0.020363 | 0.023935 | 0.022398 | 0.025077 | 0.025101 | 0.028005 | 0.022791 | 0.024348 | 0.31111 | 0.31111 | 0.096857 | 0
LO5Med | New | Commercial EM | Commercial | HVAC | 5.6506e-05 | 4.1836e-05 | 0.7122 | 7.934e-05 | 54.328 | 50-60 | Small Off | Commercial EM-Small Off-New | 0 | 0 | 0 | 0 | 0 | 0 | 0 | 0 | 0 | 0 | 0 | 0 | 0 | 0 | 0 | 0 | 0 | 0 | 0 | 0 | 0 | 0 | 0 | 0
LO5Med | New | Commercial EM | Commercial | HVAC | 7.6485e-05 | 5.6628e-05 | 0.96402 | 7.934e-05 | 45.2948 | 40-50 | XLarge Ret | Commercial EM-XLarge Ret-New | 0.00010068 | 0.00022276 | 0.00047211 | 0.0010031 | 0.0012665 | 0.0021735 | 0.0027825 | 0.0027041 | 0.0048568 | 0.005028 | 0.0059365 | 0.0058021 | 0.0064513 | 0.0063446 | 0.0064721 | 0.0064363 | 0.0067176 | 0.0060139 | 0.0060691 | 0.0059437 | 0.082797 | 0.082797 | 0.026547 | 0
LO5Med | New | Commercial EM | Commercial | HVAC | 4.8568e-05 | 3.5959e-05 | 0.61216 | 7.934e-05 | 81.0185 | 80-90 | Large Ret | Commercial EM-Large Ret-New | 0.0003942 | 0.00088375 | 0.0016261 | 0.0028953 | 0.0037994 | 0.0058837 | 0.0074515 | 0.0079355 | 0.013491 | 0.014333 | 0.016543 | 0.016557 | 0.017855 | 0.017901 | 0.017977 | 0.018062 | 0.018472 | 0.017295 | 0.017668 | 0.017468 | 0.23449 | 0.23449 | 0.075237 | 0
LO5Med | New | Commercial EM | Commercial | HVAC | 4.7685e-05 | 3.5305e-05 | 0.60102 | 7.934e-05 | 63.6606 | 60-70 | Medium Ret | Commercial EM-Medium Ret-New | 5.0721e-05 | 0.00011331 | 0.00023973 | 0.00053094 | 0.00065717 | 0.0011698 | 0.0014877 | 0.0014316 | 0.0025951 | 0.002663 | 0.0031861 | 0.0030968 | 0.0034363 | 0.0033688 | 0.0034199 | 0.0034072 | 0.0035609 | 0.0031467 | 0.0031312 | 0.0030077 | 0.043701 | 0.043701 | 0.014125 | 0
LO5Med | New | Commercial EM | Commercial | HVAC | 7.8941e-05 | 5.8446e-05 | 0.99497 | 7.934e-05 | 20.2015 | 20-30 | Small Ret | Commercial EM-Small Ret-New | 0 | 0 | 0 | 0 | 0 | 0 | 0 | 0 | 0 | 0 | 0 | 0 | 0 | 0 | 0 | 0 | 0 | 0 | 0 | 0 | 0 | 0 | 0 | 1
LO5Med | New | Commercial EM | Commercial | HVAC | 4.2676e-05 | 3.1597e-05 | 0.53789 | 7.934e-05 | 25.986 | 20-30 | School K-12 | Commercial EM-School K-12-New | 0.00069669 | 0.0015437 | 0.0025867 | 0.0037911 | 0.0051492 | 0.0066475 | 0.0085095 | 0.010382 | 0.01472 | 0.016592 | 0.017926 | 0.019595 | 0.019708 | 0.01982 | 0.019751 | 0.020308 | 0.019894 | 0.020407 | 0.02079 | 0.021465 | 0.27028 | 0.27028 | 0.088544 | 1
LO5Med | New | Commercial EM | Commercial | HVAC | 4.3016e-05 | 3.1848e-05 | 0.54217 | 7.934e-05 | 102.1519 | 100-130 | University | Commercial EM-University-New | 0.00074054 | 0.0015798 | 0.0030354 | 0.0043156 | 0.006412 | 0.0085397 | 0.010889 | 0.012883 | 0.016298 | 0.019335 | 0.020056 | 0.021054 | 0.02004 | 0.021147 | 0.022615 | 0.0244 | 0.023735 | 0.025182 | 0.023726 | 0.026195 | 0.31218 | 0.31218 | 0.10408 | 0
LO5Med | New | Commercial EM | Commercial | HVAC | 4.0907e-05 | 3.0287e-05 | 0.51559 | 7.934e-05 | 1.0227 | 0-10 | Warehouse | Commercial EM-Warehouse-New | 0 | 0 | 0 | 0 | 0 | 0 | 0 | 0 | 0 | 0 | 0 | 0 | 0 | 0 | 0 | 0 | 0 | 0 | 0 | 0 | 0 | 0 | 0 | 1
LO5Med | New | Commercial EM | Commercial | HVAC | 0.00015774 | 0.00011679 | 1.9881 | 7.934e-05 | 175.5521 | >170 | Supermarket | Commercial EM-Supermarket-New | 0.00014351 | 0.00032242 | 0.00052956 | 0.00080358 | 0.0011944 | 0.0016803 | 0.0022006 | 0.002317 | 0.0040569 | 0.0041731 | 0.0050764 | 0.0046746 | 0.0054796 | 0.0055537 | 0.0057494 | 0.0057604 | 0.0060786 | 0.0051219 | 0.0053574 | 0.005178 | 0.071451 | 0.071451 | 0.022498 | 0
LO5Med | New | Commercial EM | Commercial | HVAC | 0.00015774 | 0.00011679 | 1.9881 | 7.934e-05 | 175.5521 | >170 | MiniMart | Commercial EM-MiniMart-New | 0 | 0 | 0 | 0 | 0 | 0 | 0 | 0 | 0 | 0 | 0 | 0 | 0 | 0 | 0 | 0 | 0 | 0 | 0 | 0 | 0 | 0 | 0 | 0
LO5Med | New | Commercial EM | Commercial | HVAC | 0.00011249 | 8.3285e-05 | 1.4178 | 7.934e-05 | 155.4268 | 130-170 | Restaurant | Commercial EM-Restaurant-New | 6.3311e-05 | 0.00012567 | 0.00019638 | 0.00028992 | 0.00041492 | 0.00061169 | 0.00076457 | 0.0007501 | 0.0013995 | 0.001449 | 0.0018463 | 0.0017065 | 0.0020852 | 0.0019064 | 0.0021191 | 0.0020896 | 0.0023289 | 0.0020825 | 0.002266 | 0.0019704 | 0.026466 | 0.026466 | 0.0079113 | 0
LO5Med | New | Commercial EM | Commercial | HVAC | 0.00010509 | 7.7806e-05 | 1.3245 | 7.934e-05 | 4.0221 | 0-10 | Lodging | Commercial EM-Lodging-New | 0.00039979 | 0.00072643 | 0.0010507 | 0.0015366 | 0.0023198 | 0.0035798 | 0.0046074 | 0.0043948 | 0.0091147 | 0.0088711 | 0.012042 | 0.010432 | 0.014193 | 0.01134 | 0.014691 | 0.014148 | 0.014993 | 0.014264 | 0.01665 | 0.013497 | 0.17285 | 0.17285 | 0.048643 | 1
LO5Med | New | Commercial EM | Commercial | HVAC | 0.00014798 | 0.00010956 | 1.8651 | 7.934e-05 | 62.218 | 60-70 | Hospital | Commercial EM-Hospital-New | 0.012866 | 0.035604 | 0.065103 | 0.089865 | 0.14192 | 0.21329 | 0.24848 | 0.25066 | 0.31227 | 0.37697 | 0.3875 | 0.38469 | 0.36235 | 0.36287 | 0.37436 | 0.4241 | 0.42731 | 0.42665 | 0.44452 | 0.45973 | 5.8011 | 5.8011 | 2.1345 | 0
LO5Med | New | Commercial EM | Commercial | HVAC | 0.00010819 | 8.0103e-05 | 1.3637 | 7.934e-05 | 47.3596 | 40-50 | Residential Care | Commercial EM-Residential Care-New | 0.00069216 | 0.001635 | 0.0028774 | 0.0046983 | 0.0068547 | 0.010264 | 0.01127 | 0.011568 | 0.013922 | 0.016965 | 0.017328 | 0.016969 | 0.015214 | 0.015874 | 0.015864 | 0.018658 | 0.01774 | 0.018734 | 0.019062 | 0.020399 | 0.25659 | 0.25659 | 0.098074 | 0
LO5Med | New | Commercial EM | Commercial | HVAC | 0.0001003 | 7.4262e-05 | 1.2642 | 7.934e-05 | 37.8286 | 30-40 | Assembly | Commercial EM-Assembly-New | 0 | 0 | 0 | 0 | 0 | 0 | 0 | 0 | 0 | 0 | 0 | 0 | 0 | 0 | 0 | 0 | 0 | 0 | 0 | 0 | 0 | 0 | 0 | 1
LO5Med | New | Commercial EM | Commercial | HVAC | 0.0001003 | 7.4262e-05 | 1.2642 | 7.934e-05 | 37.8286 | 30-40 | Other | Commercial EM-Other-New | 0 | 0 | 0 | 0 | 0 | 0 | 0 | 0 | 0 | 0 | 0 | 0 | 0 | 0 | 0 | 0 | 0 | 0 | 0 | 0 | 0 | 0 | 0 | 1
Retro3Slow | Retro | Elevators | Commercial | Process Loads | 1.5157 | 1.0311 | 15590.5805 | 9.7216e-05 | 199.2331 | >170 | All | High-Rise_Hydraulic_Elevator_Efficiency | 0.24681 | 0.3929 | 0.79555 | 1.4091 | 2.2178 | 3.1408 | 4.0425 | 4.7684 | 5.1908 | 5.2458 | 4.9468 | 4.3724 | 3.6367 | 2.8563 | 2.125 | 1.5017 | 1.0105 | 0.64901 | 0.38897 | 0.26542 | 53.0846 | 49.2034 | 32.3973 | 0
Retro3Slow | Retro | Elevators | Commercial | Process Loads | 0.024041 | 0.016355 | 247.2927 | 9.7216e-05 | 199.2331 | >170 | All | Low-Rise_Hydraulic_Elevator_Efficiency | 5.0333e-06 | 8.0128e-06 | 1.6224e-05 | 2.8736e-05 | 4.523e-05 | 6.4053e-05 | 8.2443e-05 | 9.7247e-05 | 0.00010586 | 0.00010698 | 0.00010088 | 8.9171e-05 | 7.4167e-05 | 5.8252e-05 | 4.3337e-05 | 3.0625e-05 | 2.0608e-05 | 1.3236e-05 | 7.9326e-06 | 5.413e-06 | 0.0010826 | 0.0010034 | 0.00066071 | 0
Retro3Slow | Retro | Elevators | Commercial | Process Loads | 0.80903 | 0.55037 | 8321.9771 | 9.7216e-05 | 199.2331 | >170 | All | Mid-Rise_Hydraulic_Elevator_Efficiency | 0.00078935 | 0.0012566 | 0.0025443 | 0.0045065 | 0.0070931 | 0.010045 | 0.012929 | 0.015251 | 0.016601 | 0.016777 | 0.015821 | 0.013984 | 0.011631 | 0.0091352 | 0.0067963 | 0.0048027 | 0.0032318 | 0.0020757 | 0.001244 | 0.00084889 | 0.16978 | 0.15736 | 0.10361 | 0
Retro5Med | Retro | EBHeaterControl | Commercial | Process Loads | 0.41435 | 0.5305 | 2748.4311 | 0.00015076 | -13.3855 | <0 | Other | Wall-Mounted Vehicle Engine Block Heater Control_School Bus_HZ1 | 0 | 0 | 0 | 0 | 0 | 0 | 0 | 0 | 0 | 0 | 0 | 0 | 0 | 0 | 0 | 0 | 0 | 0 | 0 | 0 | 0 | 0 | 0 | 1
Retro5Med | Retro | EBHeaterControl | Commercial | Process Loads | 0.40651 | 0.53205 | 2171.0299 | 0.00018724 | -15.6903 | <0 | Other | Wall-Mounted Vehicle Engine Block Heater Control_Delivery_HZ1 | 0 | 0 | 0 | 0 | 0 | 0 | 0 | 0 | 0 | 0 | 0 | 0 | 0 | 0 | 0 | 0 | 0 | 0 | 0 | 0 | 0 | 0 | 0 | 1
Retro5Med | Retro | EBHeaterControl | Commercial | Process Loads | 0.26085 | 0.5397 | 1790.5412 | 0.00014568 | -7.4677 | <0 | Other | Wall-Mounted Vehicle Engine Block Heater Control_Mass Transit_HZ1 | 0 | 0 | 0 | 0 | 0 | 0 | 0 | 0 | 0 | 0 | 0 | 0 | 0 | 0 | 0 | 0 | 0 | 0 | 0 | 0 | 0 | 0 | 0 | 1
Retro5Med | Retro | EBHeaterControl | Commercial | Process Loads | 0.27259 | 0.35677 | 1455.8206 | 0.00018724 | -7.9493 | <0 | Other | Wall-Mounted Vehicle Engine Block Heater Control_Residential_HZ1 | 0 | 0 | 0 | 0 | 0 | 0 | 0 | 0 | 0 | 0 | 0 | 0 | 0 | 0 | 0 | 0 | 0 | 0 | 0 | 0 | 0 | 0 | 0 | 1
Retro5Med | Retro | EBHeaterControl | Commercial | Process Loads | 0.47436 | 0.54308 | 3103.8557 | 0.00015283 | -14.6894 | <0 | Other | Wall-Mounted Vehicle Engine Block Heater Control_School Bus_HZ2 | 0.015379 | 0.019124 | 0.023693 | 0.027836 | 0.032126 | 0.037994 | 0.04215 | 0.043536 | 0.041471 | 0.036025 | 0.028167 | 0.018831 | 0.011043 | 0.0053692 | 0.0022935 | 0.00084196 | 0.00026546 | 5.8394e-05 | 9.4507e-06 | 1.1433e-06 | 0.42557 | 0.38622 | 0.3475 | 1
Retro5Med | Retro | EBHeaterControl | Commercial | Process Loads | 0.45718 | 0.54181 | 2374.9498 | 0.0001925 | -17.3625 | <0 | Other | Wall-Mounted Vehicle Engine Block Heater Control_Delivery_HZ2 | 0.31745 | 0.39474 | 0.48904 | 0.57457 | 0.66312 | 0.78422 | 0.87003 | 0.89862 | 0.85601 | 0.7436 | 0.58139 | 0.38869 | 0.22794 | 0.11083 | 0.047341 | 0.017379 | 0.0054793 | 0.0012053 | 0.00019507 | 2.3598e-05 | 8.7841 | 7.9719 | 7.1728 | 1
Retro5Med | Retro | EBHeaterControl | Commercial | Process Loads | 0.3194 | 0.56804 | 1946.18 | 0.00016412 | -11.2202 | <0 | Other | Wall-Mounted Vehicle Engine Block Heater Control_Mass Transit_HZ2 | 0.0030203 | 0.0037557 | 0.0046529 | 0.0054668 | 0.0063092 | 0.0074615 | 0.0082778 | 0.0085499 | 0.0081445 | 0.007075 | 0.0055317 | 0.0036982 | 0.0021687 | 0.0010545 | 0.00045043 | 0.00016535 | 5.2133e-05 | 1.1468e-05 | 1.856e-06 | 2.2452e-07 | 0.083577 | 0.075848 | 0.068245 | 1
Retro5Med | Retro | EBHeaterControl | Commercial | Process Loads | 0.30354 | 0.35973 | 1576.8444 | 0.0001925 | -10.0721 | <0 | Other | Wall-Mounted Vehicle Engine Block Heater Control_Residential_HZ2 | 0.12245 | 0.15226 | 0.18864 | 0.22163 | 0.25579 | 0.3025 | 0.3356 | 0.34663 | 0.33019 | 0.28683 | 0.22426 | 0.14993 | 0.087924 | 0.042749 | 0.018261 | 0.0067035 | 0.0021135 | 0.00046493 | 7.5245e-05 | 9.1025e-06 | 3.3883 | 3.075 | 2.7668 | 1
Retro5Med | Retro | EBHeaterControl | Commercial | Process Loads | 0.54059 | 0.60156 | 3416.5602 | 0.00015823 | -16.5574 | <0 | Other | Wall-Mounted Vehicle Engine Block Heater Control_School Bus_HZ3 | 0.011685 | 0.01453 | 0.018 | 0.021149 | 0.024408 | 0.028866 | 0.032024 | 0.033076 | 0.031508 | 0.02737 | 0.0214 | 0.014307 | 0.00839 | 0.0040793 | 0.0017425 | 0.00063968 | 0.00020168 | 4.4365e-05 | 7.1801e-06 | 8.6859e-07 | 0.32333 | 0.29343 | 0.26401 | 1
Retro5Med | Retro | EBHeaterControl | Commercial | Process Loads | 0.51798 | 0.60226 | 2580.7657 | 0.00020071 | -19.7995 | <0 | Other | Wall-Mounted Vehicle Engine Block Heater Control_Delivery_HZ3 | 0.23977 | 0.29816 | 0.36938 | 0.43399 | 0.50087 | 0.59234 | 0.65715 | 0.67874 | 0.64656 | 0.56166 | 0.43914 | 0.29358 | 0.17217 | 0.083709 | 0.035758 | 0.013127 | 0.0041386 | 0.00091039 | 0.00014734 | 1.7824e-05 | 6.6348 | 6.0213 | 5.4177 | 1
Retro5Med | Retro | EBHeaterControl | Commercial | Process Loads | 0.39039 | 0.63238 | 2129.9658 | 0.00018329 | -15.5407 | <0 | Other | Wall-Mounted Vehicle Engine Block Heater Control_Mass Transit_HZ3 | 0.0024611 | 0.0030603 | 0.0037914 | 0.0044545 | 0.0051411 | 0.0060799 | 0.0067451 | 0.0069668 | 0.0066365 | 0.005765 | 0.0045074 | 0.0030134 | 0.0017672 | 0.00085921 | 0.00036703 | 0.00013473 | 4.248e-05 | 9.3445e-06 | 1.5123e-06 | 1.8295e-07 | 0.068102 | 0.061804 | 0.055609 | 1
Retro5Med | Retro | EBHeaterControl | Commercial | Process Loads | 0.34339 | 0.39927 | 1710.9319 | 0.00020071 | -13.0606 | <0 | Other | Wall-Mounted Vehicle Engine Block Heater Control_Residential_HZ3 | 0.09235 | 0.11484 | 0.14227 | 0.16715 | 0.19291 | 0.22814 | 0.2531 | 0.26142 | 0.24902 | 0.21632 | 0.16914 | 0.11308 | 0.066311 | 0.032241 | 0.013772 | 0.0050557 | 0.001594 | 0.00035064 | 5.6749e-05 | 6.865e-06 | 2.5554 | 2.3191 | 2.0867 | 1
Retro5Med | Retro | EBHeaterControl | Commercial | Process Loads | 0.41435 | 0.5305 | 2748.4311 | 0.00015076 | -13.3855 | <0 | Other | Engine-Mounted Vehicle Engine Block Heater Control_School Bus_HZ1 | 0 | 0 | 0 | 0 | 0 | 0 | 0 | 0 | 0 | 0 | 0 | 0 | 0 | 0 | 0 | 0 | 0 | 0 | 0 | 0 | 0 | 0 | 0 | 1
Retro5Med | Retro | EBHeaterControl | Commercial | Process Loads | 0.40651 | 0.53205 | 2171.0299 | 0.00018724 | -15.6903 | <0 | Other | Engine-Mounted Vehicle Engine Block Heater Control_Delivery_HZ1 | 0 | 0 | 0 | 0 | 0 | 0 | 0 | 0 | 0 | 0 | 0 | 0 | 0 | 0 | 0 | 0 | 0 | 0 | 0 | 0 | 0 | 0 | 0 | 1
Retro5Med | Retro | EBHeaterControl | Commercial | Process Loads | 0.26085 | 0.5397 | 1790.5412 | 0.00014568 | -7.4677 | <0 | Other | Engine-Mounted Vehicle Engine Block Heater Control_Mass Transit_HZ1 | 0 | 0 | 0 | 0 | 0 | 0 | 0 | 0 | 0 | 0 | 0 | 0 | 0 | 0 | 0 | 0 | 0 | 0 | 0 | 0 | 0 | 0 | 0 | 1
Retro5Med | Retro | EBHeaterControl | Commercial | Process Loads | 0.27259 | 0.35677 | 1455.8206 | 0.00018724 | -7.9493 | <0 | Other | Engine-Mounted Vehicle Engine Block Heater Control_Residential_HZ1 | 0 | 0 | 0 | 0 | 0 | 0 | 0 | 0 | 0 | 0 | 0 | 0 | 0 | 0 | 0 | 0 | 0 | 0 | 0 | 0 | 0 | 0 | 0 | 1
Retro5Med | Retro | EBHeaterControl | Commercial | Process Loads | 0.47436 | 0.54308 | 3103.8557 | 0.00015283 | -14.6894 | <0 | Other | Engine-Mounted Vehicle Engine Block Heater Control_School Bus_HZ2 | 0.015379 | 0.019124 | 0.023693 | 0.027836 | 0.032126 | 0.037994 | 0.04215 | 0.043536 | 0.041471 | 0.036025 | 0.028167 | 0.018831 | 0.011043 | 0.0053692 | 0.0022935 | 0.00084196 | 0.00026546 | 5.8394e-05 | 9.4507e-06 | 1.1433e-06 | 0.42557 | 0.38622 | 0.3475 | 1
Retro5Med | Retro | EBHeaterControl | Commercial | Process Loads | 0.45718 | 0.54181 | 2374.9498 | 0.0001925 | -17.3625 | <0 | Other | Engine-Mounted Vehicle Engine Block Heater Control_Delivery_HZ2 | 0.31745 | 0.39474 | 0.48904 | 0.57457 | 0.66312 | 0.78422 | 0.87003 | 0.89862 | 0.85601 | 0.7436 | 0.58139 | 0.38869 | 0.22794 | 0.11083 | 0.047341 | 0.017379 | 0.0054793 | 0.0012053 | 0.00019507 | 2.3598e-05 | 8.7841 | 7.9719 | 7.1728 | 1
Retro5Med | Retro | EBHeaterControl | Commercial | Process Loads | 0.3194 | 0.56804 | 1946.18 | 0.00016412 | -11.2202 | <0 | Other | Engine-Mounted Vehicle Engine Block Heater Control_Mass Transit_HZ2 | 0.0030203 | 0.0037557 | 0.0046529 | 0.0054668 | 0.0063092 | 0.0074615 | 0.0082778 | 0.0085499 | 0.0081445 | 0.007075 | 0.0055317 | 0.0036982 | 0.0021687 | 0.0010545 | 0.00045043 | 0.00016535 | 5.2133e-05 | 1.1468e-05 | 1.856e-06 | 2.2452e-07 | 0.083577 | 0.075848 | 0.068245 | 1
Retro5Med | Retro | EBHeaterControl | Commercial | Process Loads | 0.30354 | 0.35973 | 1576.8444 | 0.0001925 | -10.0721 | <0 | Other | Engine-Mounted Vehicle Engine Block Heater Control_Residential_HZ2 | 0.12245 | 0.15226 | 0.18864 | 0.22163 | 0.25579 | 0.3025 | 0.3356 | 0.34663 | 0.33019 | 0.28683 | 0.22426 | 0.14993 | 0.087924 | 0.042749 | 0.018261 | 0.0067035 | 0.0021135 | 0.00046493 | 7.5245e-05 | 9.1025e-06 | 3.3883 | 3.075 | 2.7668 | 1
Retro5Med | Retro | EBHeaterControl | Commercial | Process Loads | 0.54059 | 0.60156 | 3416.5602 | 0.00015823 | -16.5574 | <0 | Other | Engine-Mounted Vehicle Engine Block Heater Control_School Bus_HZ3 | 0.011685 | 0.01453 | 0.018 | 0.021149 | 0.024408 | 0.028866 | 0.032024 | 0.033076 | 0.031508 | 0.02737 | 0.0214 | 0.014307 | 0.00839 | 0.0040793 | 0.0017425 | 0.00063968 | 0.00020168 | 4.4365e-05 | 7.1801e-06 | 8.6859e-07 | 0.32333 | 0.29343 | 0.26401 | 1
Retro5Med | Retro | EBHeaterControl | Commercial | Process Loads | 0.51798 | 0.60226 | 2580.7657 | 0.00020071 | -19.7995 | <0 | Other | Engine-Mounted Vehicle Engine Block Heater Control_Delivery_HZ3 | 0.23977 | 0.29816 | 0.36938 | 0.43399 | 0.50087 | 0.59234 | 0.65715 | 0.67874 | 0.64656 | 0.56166 | 0.43914 | 0.29358 | 0.17217 | 0.083709 | 0.035758 | 0.013127 | 0.0041386 | 0.00091039 | 0.00014734 | 1.7824e-05 | 6.6348 | 6.0213 | 5.4177 | 1
Retro5Med | Retro | EBHeaterControl | Commercial | Process Loads | 0.39039 | 0.63238 | 2129.9658 | 0.00018329 | -15.5407 | <0 | Other | Engine-Mounted Vehicle Engine Block Heater Control_Mass Transit_HZ3 | 0.0024611 | 0.0030603 | 0.0037914 | 0.0044545 | 0.0051411 | 0.0060799 | 0.0067451 | 0.0069668 | 0.0066365 | 0.005765 | 0.0045074 | 0.0030134 | 0.0017672 | 0.00085921 | 0.00036703 | 0.00013473 | 4.248e-05 | 9.3445e-06 | 1.5123e-06 | 1.8295e-07 | 0.068102 | 0.061804 | 0.055609 | 1
Retro5Med | Retro | EBHeaterControl | Commercial | Process Loads | 0.34339 | 0.39927 | 1710.9319 | 0.00020071 | -13.0606 | <0 | Other | Engine-Mounted Vehicle Engine Block Heater Control_Residential_HZ3 | 0.09235 | 0.11484 | 0.14227 | 0.16715 | 0.19291 | 0.22814 | 0.2531 | 0.26142 | 0.24902 | 0.21632 | 0.16914 | 0.11308 | 0.066311 | 0.032241 | 0.013772 | 0.0050557 | 0.001594 | 0.00035064 | 5.6749e-05 | 6.865e-06 | 2.5554 | 2.3191 | 2.0867 | 1
LO20Fast | New | LEC Exit Sign | Commercial | Lighting | 0.0075783 | 0.0075275 | 66.512 | 0.00011394 | -61.1575 | <0 | All Buildings | LEC Exit Sign-Double-New | 0.040589 | 0.078769 | 0.091096 | 0.11006 | 0.13445 | 0.17137 | 0.18277 | 0.18206 | 0.23428 | 0.23896 | 0.25338 | 0.24553 | 0.25054 | 0.25904 | 0.26792 | 0.28251 | 0.29208 | 0.30216 | 0.28449 | 0.28985 | 4.1919 | 4.1919 | 1.7178 | 1
LO20Fast | New | LEC Exit Sign | Commercial | Lighting | 0.0037466 | 0.0037215 | 32.8823 | 0.00011394 | -103.6171 | <0 | All Buildings | LEC Exit Sign-Single-New | 0.008266 | 0.016041 | 0.018552 | 0.022413 | 0.02738 | 0.034899 | 0.03722 | 0.037077 | 0.047711 | 0.048664 | 0.051602 | 0.050002 | 0.051022 | 0.052753 | 0.054561 | 0.057532 | 0.059483 | 0.061535 | 0.057937 | 0.059027 | 0.85368 | 0.85368 | 0.34982 | 1
LO20Fast | NR | LEC Exit Sign | Commercial | Lighting | 0.0075783 | 0.0075275 | 66.512 | 0.00011394 | -61.1571 | <0 | All Buildings | LEC Exit Sign-Double-NR | 0.73822 | 1.2501 | 1.5997 | 1.868 | 2.0999 | 2.3437 | 2.5136 | 2.6452 | 2.7586 | 2.8528 | 2.3454 | 0 | 0 | 0 | 0 | 0 | 0 | 0 | 0 | 0 | 23.0153 | 23.0153 | 23.0153 | 1
LO20Fast | NR | LEC Exit Sign | Commercial | Lighting | 0.0037466 | 0.0037215 | 32.8823 | 0.00011394 | -103.617 | <0 | All Buildings | LEC Exit Sign-Single-NR | 0.15034 | 0.25459 | 0.32578 | 0.38041 | 0.42765 | 0.4773 | 0.5119 | 0.53869 | 0.56179 | 0.58097 | 0.47764 | 0 | 0 | 0 | 0 | 0 | 0 | 0 | 0 | 0 | 4.6871 | 4.6871 | 4.6871 | 1
LO80Fast | New | Exterior Building Lighting | Commercial | Lighting | 0.026492 | 0.028262 | 121.6117 | 0.00021784 | 1.1171 | 0-10 | All Btype | Exterior Lighting: Parking Lot - HPS 250W - New | 0.16487 | 0.20585 | 0.19764 | 0.213 | 0.23759 | 0.28108 | 0.28178 | 0.26658 | 0.32863 | 0.32433 | 0.33354 | 0.31578 | 0.31656 | 0.32289 | 0.33048 | 0.34568 | 0.35517 | 0.365 | 0.34192 | 0.3459 | 5.8743 | 5.8743 | 2.8349 | 1
LO80Fast | New | Exterior Building Lighting | Commercial | Lighting | 0.016577 | 0.017672 | 76.0916 | 0.00021786 | -52.7107 | <0 | All Btype | Exterior Lighting: Walkway - HID 150W - New | 0.077376 | 0.096606 | 0.092753 | 0.099965 | 0.1115 | 0.13191 | 0.13224 | 0.12511 | 0.15423 | 0.15221 | 0.15653 | 0.1482 | 0.14857 | 0.15153 | 0.1551 | 0.16223 | 0.16669 | 0.1713 | 0.16047 | 0.16233 | 2.7568 | 2.7568 | 1.3304 | 1
LO80Fast | New | Exterior Building Lighting | Commercial | Lighting | 0.016487 | 0.017576 | 75.6759 | 0.00021786 | -55.1273 | <0 | All Btype | Exterior Lighting: Façade - HID 150W - New | 0.076953 | 0.096078 | 0.092246 | 0.099419 | 0.11089 | 0.13119 | 0.13152 | 0.12443 | 0.15339 | 0.15138 | 0.15568 | 0.14739 | 0.14775 | 0.15071 | 0.15425 | 0.16134 | 0.16578 | 0.17036 | 0.15959 | 0.16145 | 2.7418 | 2.7418 | 1.3232 | 1
LO80Fast | New | Exterior Building Lighting | Commercial | Lighting | 0.003421 | 0.0036469 | 15.7026 | 0.00021786 | -152.154 | <0 | All Btype | Exterior Lighting: Walkway - INC 75W - New | 0.015968 | 0.019936 | 0.019141 | 0.020629 | 0.02301 | 0.027222 | 0.02729 | 0.025818 | 0.031828 | 0.031411 | 0.032303 | 0.030583 | 0.030659 | 0.031271 | 0.032007 | 0.033479 | 0.034398 | 0.035349 | 0.033114 | 0.0335 | 0.56892 | 0.56892 | 0.27456 | 1
LO80Fast | New | Exterior Building Lighting | Commercial | Lighting | 0.0071549 | 0.0076278 | 32.8421 | 0.00021786 | -44.6377 | <0 | All Btype | Exterior Lighting: Façade - HID 400W - New | 0.033396 | 0.041696 | 0.040033 | 0.043146 | 0.048125 | 0.056935 | 0.057077 | 0.053999 | 0.066567 | 0.065696 | 0.067561 | 0.063964 | 0.064123 | 0.065404 | 0.066942 | 0.07002 | 0.071944 | 0.073933 | 0.069258 | 0.070066 | 1.1899 | 1.1899 | 0.57423 | 1
LO80Fast | New | Exterior Building Lighting | Commercial | Lighting | 0.0030074 | 0.003207 | 13.805 | 0.00021785 | 49.0977 | 40-50 | All Btype | Exterior Lighting: Walkway - CFL 26W - New | 0.014038 | 0.017526 | 0.016827 | 0.018136 | 0.020229 | 0.023932 | 0.023991 | 0.022697 | 0.02798 | 0.027614 | 0.028398 | 0.026886 | 0.026953 | 0.027491 | 0.028138 | 0.029432 | 0.03024 | 0.031076 | 0.029112 | 0.029451 | 0.50015 | 0.50015 | 0.24137 | 0
LO80Fast | New | Exterior Building Lighting | Commercial | Lighting | 0.011745 | 0.012525 | 53.9114 | 0.00021785 | -15.8852 | <0 | All Btype | Exterior Lighting: Parking Lot - MH 400W - New | 0.073092 | 0.091257 | 0.087617 | 0.09443 | 0.10533 | 0.12461 | 0.12492 | 0.11818 | 0.14569 | 0.14378 | 0.14786 | 0.13999 | 0.14034 | 0.14314 | 0.14651 | 0.15325 | 0.15746 | 0.16181 | 0.15158 | 0.15335 | 2.6042 | 2.6042 | 1.2568 | 1
LO80Fast | New | Exterior Building Lighting | Commercial | Lighting | 0.0014772 | 0.0015753 | 6.7807 | 0.00021785 | -19.3645 | <0 | All Btype | Exterior Lighting: Parking Lot - MH 1000W - New | 0.0091931 | 0.011478 | 0.01102 | 0.011877 | 0.013248 | 0.015673 | 0.015712 | 0.014864 | 0.018324 | 0.018084 | 0.018598 | 0.017608 | 0.017651 | 0.018004 | 0.018427 | 0.019275 | 0.019804 | 0.020352 | 0.019065 | 0.019287 | 0.32754 | 0.32754 | 0.15807 | 1
LO80Fast | NR | Exterior Building Lighting | Commercial | Lighting | 0.030766 | 0.032854 | 141.2505 | 0.00021782 | 23.7921 | 20-30 | All Btype | Exterior Lighting: Parking Lot - HPS 250W - NR | 2.9584 | 3.2231 | 3.424 | 3.5668 | 3.6611 | 2.4824 | 0 | 0 | 0 | 0 | 0 | 0 | 0 | 0 | 0 | 0 | 0 | 0 | 0 | 0 | 19.3158 | 19.3158 | 19.3158 | 1
LO80Fast | NR | Exterior Building Lighting | Commercial | Lighting | 0.016839 | 0.017955 | 77.2971 | 0.00021785 | -27.3976 | <0 | All Btype | Exterior Lighting: Walkway - HID 150W - NR | 1.2144 | 1.3231 | 1.4056 | 1.4641 | 1.5029 | 1.019 | 0 | 0 | 0 | 0 | 0 | 0 | 0 | 0 | 0 | 0 | 0 | 0 | 0 | 0 | 7.9291 | 7.9291 | 7.9291 | 1
LO80Fast | NR | Exterior Building Lighting | Commercial | Lighting | 0.016892 | 0.018011 | 77.5374 | 0.00021785 | -29.1091 | <0 | All Btype | Exterior Lighting: Façade - HID 150W - NR | 1.2182 | 1.3272 | 1.4099 | 1.4687 | 1.5075 | 1.0222 | 0 | 0 | 0 | 0 | 0 | 0 | 0 | 0 | 0 | 0 | 0 | 0 | 0 | 0 | 7.9538 | 7.9538 | 7.9538 | 1
LO80Fast | NR | Exterior Building Lighting | Commercial | Lighting | 0.0034908 | 0.0037219 | 16.0234 | 0.00021786 | -149.8168 | <0 | All Btype | Exterior Lighting: Walkway - INC 75W - NR | 1.4076 | 0.23606 | 0 | 0 | 0 | 0 | 0 | 0 | 0 | 0 | 0 | 0 | 0 | 0 | 0 | 0 | 0 | 0 | 0 | 0 | 1.6437 | 1.6437 | 1.6437 | 1
LO80Fast | NR | Exterior Building Lighting | Commercial | Lighting | 0.0073675 | 0.0078562 | 33.8189 | 0.00021785 | -28.4021 | <0 | All Btype | Exterior Lighting: Façade - HID 400W - NR | 0.79699 | 0.86831 | 0.92243 | 0.88138 | 0 | 0 | 0 | 0 | 0 | 0 | 0 | 0 | 0 | 0 | 0 | 0 | 0 | 0 | 0 | 0 | 3.4691 | 3.4691 | 3.4691 | 1
LO80Fast | NR | Exterior Building Lighting | Commercial | Lighting | 0.0032382 | 0.0034548 | 14.8651 | 0.00021784 | 43.0709 | 40-50 | All Btype | Exterior Lighting: Walkway - CFL 26W - NR | 0.56047 | 0.61062 | 0.35365 | 0 | 0 | 0 | 0 | 0 | 0 | 0 | 0 | 0 | 0 | 0 | 0 | 0 | 0 | 0 | 0 | 0 | 1.5247 | 1.5247 | 1.5247 | 0
LO80Fast | NR | Exterior Building Lighting | Commercial | Lighting | 0.012894 | 0.013759 | 59.1904 | 0.00021783 | -0.35455 | <0 | All Btype | Exterior Lighting: Parking Lot - MH 400W - NR | 1.8597 | 2.0261 | 2.1524 | 2.0566 | 0 | 0 | 0 | 0 | 0 | 0 | 0 | 0 | 0 | 0 | 0 | 0 | 0 | 0 | 0 | 0 | 8.0948 | 8.0948 | 8.0948 | 1
LO80Fast | NR | Exterior Building Lighting | Commercial | Lighting | 0.0016038 | 0.0017113 | 7.3626 | 0.00021784 | -5.2307 | <0 | All Btype | Exterior Lighting: Parking Lot - MH 1000W - NR | 0.23133 | 0.25203 | 0.26774 | 0.25582 | 0 | 0 | 0 | 0 | 0 | 0 | 0 | 0 | 0 | 0 | 0 | 0 | 0 | 0 | 0 | 0 | 1.0069 | 1.0069 | 1.0069 | 1
LO12Med | New | HPWH ResType | Commercial | Water Heating | 0.073069 | 0.052803 | 767.6748 | 9.5183e-05 | 87.652 | 80-90 | All Buildings | HPWH ResType-Low Volume-New | 0.0059249 | 0.012785 | 0.017292 | 0.021658 | 0.029391 | 0.039735 | 0.044362 | 0.047617 | 0.056312 | 0.058735 | 0.062492 | 0.06324 | 0.059381 | 0.065349 | 0.066159 | 0.072508 | 0.073591 | 0.079951 | 0.070599 | 0.0741 | 1.0212 | 1.0212 | 0.3963 | 0
LO12Med | New | HPWH ResType | Commercial | Water Heating | 0.14072 | 0.095963 | 1472.103 | 9.5592e-05 | 36.6888 | 30-40 | All Buildings | HPWH ResType-Med Volume-New | 0.003979 | 0.0082787 | 0.013474 | 0.021249 | 0.027414 | 0.038145 | 0.039521 | 0.036165 | 0.047083 | 0.04979 | 0.052006 | 0.049896 | 0.049346 | 0.050258 | 0.051308 | 0.056061 | 0.055725 | 0.054415 | 0.055194 | 0.056646 | 0.81595 | 0.81595 | 0.3371 | 0
LO12Med | New | HPWH ResType | Commercial | Water Heating | 0.25982 | 0.18479 | 2694.5731 | 9.6425e-05 | 11.1742 | 10-20 | All Buildings | HPWH ResType-High Volume-New | 0.0051263 | 0.012279 | 0.013595 | 0.018064 | 0.025243 | 0.035837 | 0.042876 | 0.044964 | 0.064465 | 0.064157 | 0.070846 | 0.065489 | 0.079537 | 0.074916 | 0.083709 | 0.085613 | 0.09058 | 0.08838 | 0.089758 | 0.083073 | 1.1385 | 1.1385 | 0.39745 | 1
LO5Med | NR | HPWH ResType | Commercial | Water Heating | 0.073069 | 0.052803 | 767.6748 | 9.5183e-05 | 87.652 | 80-90 | All Buildings | HPWH ResType-Low Volume-NR | 0.014343 | 0.031832 | 0.053095 | 0.077622 | 0.10542 | 0.13775 | 0.17298 | 0.20872 | 0.24209 | 0.27042 | 0.29195 | 0.30625 | 0.31428 | 0.3665 | 0.36373 | 0.35296 | 0.34485 | 0.34133 | 0.33919 | 0.33377 | 6.6804 | 4.6691 | 1.6062 | 0
LO5Med | NR | HPWH ResType | Commercial | Water Heating | 0.14072 | 0.095963 | 1472.103 | 9.5592e-05 | 36.6888 | 30-40 | All Buildings | HPWH ResType-Med Volume-NR | 0.0099963 | 0.022177 | 0.036979 | 0.054043 | 0.073375 | 0.095838 | 0.12031 | 0.14512 | 0.16826 | 0.18788 | 0.20276 | 0.21262 | 0.21812 | 0.25317 | 0.25007 | 0.24795 | 0.24794 | 0.24336 | 0.24231 | 0.23572 | 4.6681 | 3.268 | 1.1167 | 0
LO5Med | NR | HPWH ResType | Commercial | Water Heating | 0.25982 | 0.18479 | 2694.5731 | 9.6425e-05 | 11.1742 | 10-20 | All Buildings | HPWH ResType-High Volume-NR | 0.014765 | 0.03273 | 0.054529 | 0.079624 | 0.10802 | 0.14097 | 0.17682 | 0.2131 | 0.24688 | 0.27545 | 0.29702 | 0.31122 | 0.319 | 0.38267 | 0.37703 | 0.37323 | 0.37331 | 0.36494 | 0.36312 | 0.35105 | 6.9178 | 4.8555 | 1.6399 | 1
LO12Med | New | HPWH ResType | Commercial | Water Heating | 1.581 | 0.80995 | 12393.0362 | 0.00012757 | 11.2775 | 10-20 | All Buildings | HPWH Com Type-Low Volume-New | 0.0069574 | 0.015876 | 0.021428 | 0.02943 | 0.039801 | 0.054471 | 0.060516 | 0.061769 | 0.080671 | 0.08303 | 0.088524 | 0.086188 | 0.088307 | 0.091627 | 0.095055 | 0.10049 | 0.10326 | 0.10612 | 0.099409 | 0.10057 | 1.4135 | 1.4135 | 0.54247 | 1
LO12Med | New | HPWH ResType | Commercial | Water Heating | 2.6784 | 1.2995 | 21021.2143 | 0.00012742 | -0.32985 | <0 | All Buildings | HPWH Com Type-Med Volume-New | 0.0088403 | 0.020172 | 0.027227 | 0.037395 | 0.050571 | 0.069212 | 0.076892 | 0.078485 | 0.1025 | 0.1055 | 0.11248 | 0.10951 | 0.11221 | 0.11642 | 0.12078 | 0.12769 | 0.1312 | 0.13484 | 0.12631 | 0.12778 | 1.796 | 1.796 | 0.68928 | 1
LO12Med | New | HPWH ResType | Commercial | Water Heating | 4.388 | 2.2462 | 34406.6047 | 0.00012753 | -7.0665 | <0 | All Buildings | HPWH Com Type-High Volume-New | 0.00096552 | 0.0022032 | 0.0029737 | 0.0040842 | 0.0055233 | 0.0075593 | 0.008398 | 0.008572 | 0.011195 | 0.011522 | 0.012285 | 0.011961 | 0.012255 | 0.012716 | 0.013191 | 0.013946 | 0.01433 | 0.014727 | 0.013796 | 0.013956 | 0.19616 | 0.19616 | 0.075282 | 1
LO5Med | NR | HPWH ResType | Commercial | Water Heating | 1.581 | 0.80995 | 12393.0362 | 0.00012757 | 11.2775 | 10-20 | All Buildings | HPWH Com Type-Low Volume-NR | 0.015845 | 0.035145 | 0.058588 | 0.085604 | 0.1162 | 0.15174 | 0.19045 | 0.22967 | 0.26624 | 0.29723 | 0.32071 | 0.33624 | 0.34486 | 0.40574 | 0.40561 | 0.39211 | 0.38577 | 0.38098 | 0.37865 | 0.3712 | 7.3863 | 5.1686 | 1.7674 | 1
LO5Med | NR | HPWH ResType | Commercial | Water Heating | 2.6784 | 1.2995 | 21021.2143 | 0.00012742 | -0.32985 | <0 | All Buildings | HPWH Com Type-Med Volume-NR | 0.020133 | 0.044655 | 0.074444 | 0.10877 | 0.14765 | 0.19281 | 0.24199 | 0.29182 | 0.33829 | 0.37767 | 0.4075 | 0.42723 | 0.43818 | 0.51554 | 0.51538 | 0.49822 | 0.49017 | 0.48407 | 0.48112 | 0.47166 | 9.3851 | 6.5673 | 2.2457 | 1
LO5Med | NR | HPWH ResType | Commercial | Water Heating | 4.388 | 2.2462 | 34406.6047 | 0.00012753 | -7.0665 | <0 | All Buildings | HPWH Com Type-High Volume-NR | 0.0021989 | 0.0048772 | 0.0081306 | 0.01188 | 0.016126 | 0.021058 | 0.02643 | 0.031872 | 0.036947 | 0.041248 | 0.044506 | 0.046662 | 0.047858 | 0.1684 | 0.17108 | 0.14591 | 0.13563 | 0.12854 | 0.12659 | 0.11396 | 1.6377 | 1.3299 | 0.24527 | 1
LO5Med | NR | HeatPumps | Commercial | HVAC | 2.3527e-05 | 1.7419e-05 | 0.26688 | 8.8155e-05 | 33.9916 | 30-40 | Large Off | HeatPumps-NR-Large Off | 0.00044063 | 0.0009787 | 0.0016338 | 0.0023906 | 0.0032495 | 0.0042494 | 0.0053408 | 0.0064494 | 0.0074867 | 0.0083698 | 0.0090434 | 0.0094943 | 0.009751 | 0.0098546 | 0.009825 | 0.0099353 | 0.0098946 | 0.0098346 | 0.0097925 | 0.0097536 | 0.14518 | 0.13777 | 0.049633 | 0
LO5Med | NR | HeatPumps | Commercial | HVAC | 2.7376e-05 | 2.0269e-05 | 0.31054 | 8.8155e-05 | 23.3911 | 20-30 | Medium Off | HeatPumps-NR-Medium Off | 0.002841 | 0.0063102 | 0.010534 | 0.015413 | 0.020952 | 0.027398 | 0.034435 | 0.041583 | 0.048271 | 0.053965 | 0.058308 | 0.061215 | 0.06287 | 0.063538 | 0.063347 | 0.064468 | 0.064192 | 0.063707 | 0.063337 | 0.063075 | 0.93604 | 0.88976 | 0.32001 | 1
LO5Med | NR | HeatPumps | Commercial | HVAC | 5.4992e-05 | 4.0715e-05 | 0.62381 | 8.8155e-05 | 26.7811 | 20-30 | Small Off | HeatPumps-NR-Small Off | 0.0050629 | 0.011246 | 0.018773 | 0.027469 | 0.037338 | 0.048827 | 0.061368 | 0.074106 | 0.086025 | 0.096172 | 0.10391 | 0.10909 | 0.11204 | 0.11323 | 0.11289 | 0.11337 | 0.11298 | 0.11248 | 0.11205 | 0.11166 | 1.6681 | 1.5801 | 0.5703 | 1
LO5Med | NR | HeatPumps | Commercial | HVAC | 1.6639e-05 | 1.2319e-05 | 0.18875 | 8.8155e-05 | 54.6688 | 50-60 | XLarge Ret | HeatPumps-NR-XLarge Ret | 6.6251e-05 | 0.00014692 | 0.00024487 | 0.00035771 | 0.00048546 | 0.00063381 | 0.00079533 | 0.00095888 | 0.0011113 | 0.0012404 | 0.0013381 | 0.0014025 | 0.0014381 | 0.0014511 | 0.0014444 | 0.0014499 | 0.0014425 | 0.001438 | 0.0014359 | 0.0014263 | 0.021172 | 0.020308 | 0.007379 | 0
LO5Med | NR | HeatPumps | Commercial | HVAC | 1.6639e-05 | 1.2319e-05 | 0.18875 | 8.8155e-05 | 48.7832 | 40-50 | Large Ret | HeatPumps-NR-Large Ret | 0 | 0 | 0 | 0 | 0 | 0 | 0 | 0 | 0 | 0 | 0 | 0 | 0 | 0 | 0 | 0 | 0 | 0 | 0 | 0 | 0 | 0 | 0 | 0
LO5Med | NR | HeatPumps | Commercial | HVAC | 5.6224e-05 | 4.1628e-05 | 0.63779 | 8.8155e-05 | 3.201 | 0-10 | Medium Ret | HeatPumps-NR-Medium Ret | 0.00081766 | 0.0018132 | 0.0030222 | 0.0044148 | 0.0059915 | 0.0078224 | 0.0098158 | 0.011834 | 0.013716 | 0.015309 | 0.016514 | 0.01731 | 0.017749 | 0.017909 | 0.017827 | 0.018011 | 0.017916 | 0.01788 | 0.017913 | 0.017755 | 0.26131 | 0.25134 | 0.091071 | 1
LO5Med | NR | HeatPumps | Commercial | HVAC | 5.6224e-05 | 4.1628e-05 | 0.63779 | 8.8155e-05 | 25.8441 | 20-30 | Small Ret | HeatPumps-NR-Small Ret | 0.00072074 | 0.0015983 | 0.0026639 | 0.0038915 | 0.0052813 | 0.0068952 | 0.0086523 | 0.010432 | 0.01209 | 0.013494 | 0.014557 | 0.015258 | 0.015645 | 0.015786 | 0.015714 | 0.015744 | 0.015665 | 0.015603 | 0.015554 | 0.015463 | 0.23033 | 0.22071 | 0.080276 | 1
LO5Med | NR | HeatPumps | Commercial | HVAC | 5.4992e-05 | 4.0715e-05 | 0.62381 | 8.8155e-05 | 3.6305 | 0-10 | School K-12 | HeatPumps-NR-School K-12 | 0.0006795 | 0.0015106 | 0.0025242 | 0.0036966 | 0.0050294 | 0.0065827 | 0.008281 | 0.010009 | 0.011629 | 0.013013 | 0.014073 | 0.014788 | 0.015201 | 0.015376 | 0.015344 | 0.015417 | 0.015378 | 0.01534 | 0.0153 | 0.015259 | 0.22776 | 0.21443 | 0.077027 | 1
LO5Med | NR | HeatPumps | Commercial | HVAC | 6.4716e-05 | 4.7915e-05 | 0.73411 | 8.8155e-05 | 0.68708 | 0-10 | University | HeatPumps-NR-University | 0.0011167 | 0.0024818 | 0.0041456 | 0.0060694 | 0.0082551 | 0.010802 | 0.013584 | 0.016414 | 0.019065 | 0.021327 | 0.023057 | 0.024221 | 0.024891 | 0.025171 | 0.02511 | 0.025188 | 0.025115 | 0.025064 | 0.024989 | 0.024926 | 0.37215 | 0.35099 | 0.12632 | 1
LO5Med | NR | HeatPumps | Commercial | HVAC | 6.3252e-06 | 4.683e-06 | 0.07175 | 8.8155e-05 | 154.3505 | 130-170 | Warehouse | HeatPumps-NR-Warehouse | 2.4049e-05 | 5.3324e-05 | 8.8866e-05 | 0.0001298 | 0.00017614 | 0.00022993 | 0.00028849 | 0.00034778 | 0.00040301 | 0.00044977 | 0.00048513 | 0.00050844 | 0.00052129 | 0.00052592 | 0.00052343 | 0.00052431 | 0.00052253 | 0.00051964 | 0.00051694 | 0.00051348 | 0.0076679 | 0.0073523 | 0.0026763 | 0
LO5Med | NR | HeatPumps | Commercial | HVAC | 1.8286e-05 | 1.3539e-05 | 0.20743 | 8.8155e-05 | 42.9518 | 40-50 | Supermarket | HeatPumps-NR-Supermarket | 0.000293 | 0.00064968 | 0.0010827 | 0.0015814 | 0.002146 | 0.0028014 | 0.0035149 | 0.0042371 | 0.0049101 | 0.0054798 | 0.0059106 | 0.0061946 | 0.0063511 | 0.0064075 | 0.0063772 | 0.0064039 | 0.0063715 | 0.006337 | 0.0063047 | 0.0062741 | 0.093422 | 0.089628 | 0.032607 | 0
LO5Med | NR | HeatPumps | Commercial | HVAC | 1.8286e-05 | 1.3539e-05 | 0.20743 | 8.8155e-05 | 112.573 | 100-130 | MiniMart | HeatPumps-NR-MiniMart | 0.00014882 | 0.00033074 | 0.00055247 | 0.00080884 | 0.0011001 | 0.0014395 | 0.0018103 | 0.0021874 | 0.0025408 | 0.0028422 | 0.0030727 | 0.0032279 | 0.0033171 | 0.0033544 | 0.0033463 | 0.0033552 | 0.0033461 | 0.0033371 | 0.0033277 | 0.0033352 | 0.049596 | 0.046781 | 0.016834 | 0
LO5Med | NR | HeatPumps | Commercial | HVAC | 5.6224e-05 | 4.1628e-05 | 0.63779 | 8.8155e-05 | 3.201 | 0-10 | Restaurant | HeatPumps-NR-Restaurant | 0.00061796 | 0.0013643 | 0.0022639 | 0.0032925 | 0.0044486 | 0.0057824 | 0.0072238 | 0.0086708 | 0.010005 | 0.011118 | 0.01194 | 0.01246 | 0.01272 | 0.012778 | 0.012663 | 0.01278 | 0.012631 | 0.012494 | 0.01237 | 0.01225 | 0.18154 | 0.17987 | 0.066727 | 1
LO5Med | NR | HeatPumps | Commercial | HVAC | 5.4992e-05 | 4.0715e-05 | 0.62381 | 8.8155e-05 | 5.4113 | 0-10 | Lodging | HeatPumps-NR-Lodging | 0.00090374 | 0.0020059 | 0.0033464 | 0.0048928 | 0.0066462 | 0.008685 | 0.010908 | 0.013163 | 0.01527 | 0.017059 | 0.018418 | 0.019323 | 0.019832 | 0.020028 | 0.019954 | 0.020066 | 0.019951 | 0.019849 | 0.019766 | 0.019693 | 0.29382 | 0.27976 | 0.1013 | 1
LO5Med | NR | HeatPumps | Commercial | HVAC | 6.4716e-05 | 4.7915e-05 | 0.73411 | 8.8155e-05 | 2.2003 | 0-10 | Hospital | HeatPumps-NR-Hospital | 0.00095019 | 0.0021082 | 0.0035155 | 0.0051381 | 0.0069766 | 0.0091131 | 0.011441 | 0.013801 | 0.016003 | 0.017871 | 0.019288 | 0.020227 | 0.020751 | 0.020948 | 0.020862 | 0.021411 | 0.021438 | 0.021367 | 0.021177 | 0.021117 | 0.30657 | 0.2955 | 0.10621 | 1
LO5Med | NR | HeatPumps | Commercial | HVAC | 6.4716e-05 | 4.7915e-05 | 0.73411 | 8.8155e-05 | 0.68708 | 0-10 | Residential Care | HeatPumps-NR-Residential Care | 0.00095761 | 0.0021247 | 0.003543 | 0.0051783 | 0.0070311 | 0.0091843 | 0.011531 | 0.013909 | 0.016128 | 0.01801 | 0.019438 | 0.020385 | 0.020913 | 0.021112 | 0.021025 | 0.02139 | 0.021306 | 0.021211 | 0.021135 | 0.021031 | 0.30897 | 0.29654 | 0.10703 | 1
LO5Med | NR | HeatPumps | Commercial | HVAC | 1.6639e-05 | 1.2319e-05 | 0.18875 | 8.8155e-05 | 48.7832 | 40-50 | Assembly | HeatPumps-NR-Assembly | 0.00075317 | 0.0016704 | 0.0027844 | 0.004068 | 0.0055215 | 0.0072096 | 0.0090478 | 0.01091 | 0.012645 | 0.014116 | 0.015229 | 0.015965 | 0.016372 | 0.016521 | 0.016447 | 0.016569 | 0.01661 | 0.016408 | 0.016319 | 0.016252 | 0.24122 | 0.23142 | 0.083955 | 0
LO5Med | NR | HeatPumps | Commercial | HVAC | 2.7376e-05 | 2.0269e-05 | 0.31054 | 8.8155e-05 | 23.3911 | 20-30 | Other | HeatPumps-NR-Other | 0.00068667 | 0.001516 | 0.0025156 | 0.0036586 | 0.0049433 | 0.0064253 | 0.0080271 | 0.0096349 | 0.011117 | 0.012354 | 0.013268 | 0.013845 | 0.014134 | 0.014198 | 0.014071 | 0.014196 | 0.014126 | 0.013938 | 0.013788 | 0.013731 | 0.20173 | 0.20017 | 0.074146 | 1
LO5Med | New | HeatPumps | Commercial | HVAC | 1.4103e-05 | 1.0442e-05 | 0.15998 | 8.8155e-05 | 67.3696 | 60-70 | Large Off | HeatPumps-New-Large Off | 5.6333e-05 | 0.00012172 | 0.0001663 | 0.00023148 | 0.00031191 | 0.00047601 | 0.00065622 | 0.00088162 | 0.0011018 | 0.0012077 | 0.0013722 | 0.001487 | 0.0013972 | 0.0015811 | 0.0015808 | 0.0017086 | 0.0017252 | 0.0019346 | 0.0016123 | 0.0017152 | 0.021325 | 0.021325 | 0.0065832 | 0
LO5Med | New | HeatPumps | Commercial | HVAC | 1.4025e-05 | 1.0384e-05 | 0.15909 | 8.8155e-05 | 60.8508 | 60-70 | Medium Off | HeatPumps-New-Medium Off | 0.00045156 | 0.00099157 | 0.0013501 | 0.0017403 | 0.002387 | 0.0039044 | 0.0052485 | 0.0070336 | 0.0087982 | 0.0091914 | 0.010966 | 0.011951 | 0.010946 | 0.012866 | 0.012039 | 0.01348 | 0.013493 | 0.015053 | 0.012251 | 0.013087 | 0.16723 | 0.16723 | 0.052062 | 0
LO5Med | New | HeatPumps | Commercial | HVAC | 7.946e-06 | 5.8831e-06 | 0.090137 | 8.8155e-05 | 279.8277 | >170 | Small Off | HeatPumps-New-Small Off | 7.8887e-05 | 0.00017509 | 0.00024782 | 0.00033094 | 0.00044762 | 0.00070628 | 0.00093244 | 0.0012374 | 0.0015995 | 0.0017105 | 0.0019932 | 0.0021654 | 0.0020425 | 0.0023184 | 0.0021982 | 0.0024046 | 0.0024241 | 0.0026327 | 0.0022705 | 0.0023784 | 0.030295 | 0.030295 | 0.0094598 | 0
LO5Med | New | HeatPumps | Commercial | HVAC | 1.1779e-05 | 8.7206e-06 | 0.13361 | 8.8155e-05 | 83.8132 | 80-90 | XLarge Ret | HeatPumps-New-XLarge Ret | 5.7645e-06 | 1.2755e-05 | 2.7032e-05 | 5.7434e-05 | 7.2517e-05 | 0.00012445 | 0.00015932 | 0.00015483 | 0.00027809 | 0.00028789 | 0.00033991 | 0.00033222 | 0.00036939 | 0.00036328 | 0.00037058 | 0.00036853 | 0.00038464 | 0.00034434 | 0.0003475 | 0.00034033 | 0.0047408 | 0.0047408 | 0.00152 | 0
LO5Med | New | HeatPumps | Commercial | HVAC | 1.1779e-05 | 8.7206e-06 | 0.13361 | 8.8155e-05 | 75.4989 | 70-80 | Large Ret | HeatPumps-New-Large Ret | 0 | 0 | 0 | 0 | 0 | 0 | 0 | 0 | 0 | 0 | 0 | 0 | 0 | 0 | 0 | 0 | 0 | 0 | 0 | 0 | 0 | 0 | 0 | 0
LO5Med | New | HeatPumps | Commercial | HVAC | 1.1849e-05 | 8.773e-06 | 0.13441 | 8.8155e-05 | 74.9528 | 70-80 | Medium Ret | HeatPumps-New-Medium Ret | 3.7723e-05 | 8.427e-05 | 0.0001783 | 0.00039488 | 0.00048877 | 0.00087002 | 0.0011065 | 0.0010647 | 0.00193 | 0.0019806 | 0.0023696 | 0.0023032 | 0.0025557 | 0.0025055 | 0.0025435 | 0.0025341 | 0.0026484 | 0.0023403 | 0.0023288 | 0.0022369 | 0.032502 | 0.032502 | 0.010505 | 0
LO5Med | New | HeatPumps | Commercial | HVAC | 1.1849e-05 | 8.773e-06 | 0.13441 | 8.8155e-05 | 182.3934 | >170 | Small Ret | HeatPumps-New-Small Ret | 1.4497e-05 | 3.1997e-05 | 6.2733e-05 | 0.00012201 | 0.00015652 | 0.00026069 | 0.00033241 | 0.00033465 | 0.00059255 | 0.0006223 | 0.00072908 | 0.00072782 | 0.00079298 | 0.00078418 | 0.00079304 | 0.00079082 | 0.00082149 | 0.00074492 | 0.00075189 | 0.00072695 | 0.010194 | 0.010194 | 0.0032594 | 0
LO5Med | New | HeatPumps | Commercial | HVAC | 7.946e-06 | 5.8831e-06 | 0.090137 | 8.8155e-05 | 119.6102 | 100-130 | School K-12 | HeatPumps-New-School K-12 | 1.0171e-05 | 2.2536e-05 | 3.7763e-05 | 5.5346e-05 | 7.5172e-05 | 9.7044e-05 | 0.00012423 | 0.00015156 | 0.0002149 | 0.00024222 | 0.00026169 | 0.00028606 | 0.00028772 | 0.00028934 | 0.00028834 | 0.00029647 | 0.00029043 | 0.00029792 | 0.0003035 | 0.00031336 | 0.0039458 | 0.0039458 | 0.0012926 | 0
LO5Med | New | HeatPumps | Commercial | HVAC | 2.0196e-05 | 1.4953e-05 | 0.22909 | 8.8155e-05 | 37.3808 | 30-40 | University | HeatPumps-New-University | 2.892e-05 | 6.1697e-05 | 0.00011854 | 0.00016854 | 0.00025041 | 0.0003335 | 0.00042526 | 0.00050313 | 0.00063648 | 0.00075507 | 0.00078323 | 0.00082223 | 0.00078263 | 0.00082585 | 0.00088318 | 0.0009529 | 0.00092692 | 0.00098342 | 0.00092656 | 0.001023 | 0.012191 | 0.012191 | 0.0040648 | 0
LO5Med | New | HeatPumps | Commercial | HVAC | 6.3252e-06 | 4.683e-06 | 0.07175 | 8.8155e-05 | 154.3505 | 130-170 | Warehouse | HeatPumps-New-Warehouse | 2.2512e-06 | 6.3675e-06 | 1.0167e-05 | 1.512e-05 | 1.5846e-05 | 2.4228e-05 | 3.0749e-05 | 2.966e-05 | 4.4114e-05 | 5.0037e-05 | 5.4013e-05 | 5.4035e-05 | 5.3645e-05 | 6.3545e-05 | 6.3033e-05 | 7.3127e-05 | 6.3871e-05 | 6.5646e-05 | 6.5121e-05 | 6.4172e-05 | 0.00084875 | 0.00084875 | 0.00028255 | 0
LO5Med | New | HeatPumps | Commercial | HVAC | 1.414e-05 | 1.0469e-05 | 0.1604 | 8.8155e-05 | 60.2252 | 60-70 | Supermarket | HeatPumps-New-Supermarket | 2.954e-05 | 6.6364e-05 | 0.000109 | 0.0001654 | 0.00024585 | 0.00034587 | 0.00045295 | 0.00047693 | 0.00083506 | 0.00085896 | 0.0010449 | 0.00096219 | 0.0011279 | 0.0011431 | 0.0011834 | 0.0011857 | 0.0012512 | 0.0010543 | 0.0011027 | 0.0010658 | 0.014707 | 0.014707 | 0.0046308 | 0
LO5Med | New | HeatPumps | Commercial | HVAC | 1.414e-05 | 1.0469e-05 | 0.1604 | 8.8155e-05 | 150.2604 | 130-170 | MiniMart | HeatPumps-New-MiniMart | 8.7762e-06 | 1.9275e-05 | 3.2547e-05 | 4.6885e-05 | 0.00015459 | 0.00022282 | 0.00027511 | 0.00029189 | 0.00049057 | 0.00050898 | 0.0005768 | 0.00058719 | 0.00062585 | 0.00064648 | 0.00064835 | 0.00063781 | 0.00067063 | 0.00060073 | 0.0006208 | 0.00064903 | 0.0083151 | 0.0083151 | 0.0026282 | 0
LO5Med | New | HeatPumps | Commercial | HVAC | 1.1849e-05 | 8.773e-06 | 0.13441 | 8.8155e-05 | 74.9528 | 70-80 | Restaurant | HeatPumps-New-Restaurant | 3.2812e-05 | 6.5133e-05 | 0.00010178 | 0.00015026 | 0.00021504 | 0.00031702 | 0.00039625 | 0.00038875 | 0.00072532 | 0.00075096 | 0.00095688 | 0.00088442 | 0.0010807 | 0.00098801 | 0.0010982 | 0.001083 | 0.001207 | 0.0010793 | 0.0011744 | 0.0010212 | 0.013717 | 0.013717 | 0.0041002 | 0
LO5Med | New | HeatPumps | Commercial | HVAC | 7.946e-06 | 5.8831e-06 | 0.090137 | 8.8155e-05 | 131.9346 | 130-170 | Lodging | HeatPumps-New-Lodging | 1.8084e-05 | 3.2859e-05 | 4.7528e-05 | 6.9507e-05 | 0.00010493 | 0.00016193 | 0.00020841 | 0.0001988 | 0.00041229 | 0.00040127 | 0.00054471 | 0.00047187 | 0.00064199 | 0.00051293 | 0.00066453 | 0.00063995 | 0.00067819 | 0.00064523 | 0.00075315 | 0.00061052 | 0.0078187 | 0.0078187 | 0.0022003 | 0
LO5Med | New | HeatPumps | Commercial | HVAC | 2.0196e-05 | 1.4953e-05 | 0.22909 | 8.8155e-05 | 42.2299 | 40-50 | Hospital | HeatPumps-New-Hospital | 0.00013308 | 0.00036827 | 0.00067341 | 0.00092953 | 0.001468 | 0.0022062 | 0.0025702 | 0.0025928 | 0.00323 | 0.0038993 | 0.0040082 | 0.0039791 | 0.003748 | 0.0037534 | 0.0038723 | 0.0043867 | 0.00442 | 0.0044132 | 0.004598 | 0.0047553 | 0.060005 | 0.060005 | 0.022079 | 0
LO5Med | New | HeatPumps | Commercial | HVAC | 2.0196e-05 | 1.4953e-05 | 0.22909 | 8.8155e-05 | 37.3808 | 30-40 | Residential Care | HeatPumps-New-Residential Care | 9.4564e-05 | 0.00022338 | 0.00039312 | 0.00064189 | 0.0009365 | 0.0014022 | 0.0015397 | 0.0015805 | 0.0019021 | 0.0023178 | 0.0023673 | 0.0023183 | 0.0020786 | 0.0021687 | 0.0021673 | 0.002549 | 0.0024237 | 0.0025594 | 0.0026043 | 0.0027869 | 0.035055 | 0.035055 | 0.013399 | 0
LO5Med | New | HeatPumps | Commercial | HVAC | 1.1779e-05 | 8.7206e-06 | 0.13361 | 8.8155e-05 | 75.4989 | 70-80 | Assembly | HeatPumps-New-Assembly | 9.334e-05 | 0.0003473 | 0.00036499 | 0.0005313 | 0.00083864 | 0.0013773 | 0.0019397 | 0.0025685 | 0.0034439 | 0.0038471 | 0.0039716 | 0.0039626 | 0.0046112 | 0.0047132 | 0.0048056 | 0.0050361 | 0.0052138 | 0.0053254 | 0.0048988 | 0.0049784 | 0.062869 | 0.062869 | 0.019324 | 0
LO5Med | New | HeatPumps | Commercial | HVAC | 1.4025e-05 | 1.0384e-05 | 0.15909 | 8.8155e-05 | 60.8508 | 60-70 | Other | HeatPumps-New-Other | 8.6759e-05 | 0.00024875 | 0.0003552 | 0.00050575 | 0.0010006 | 0.0013686 | 0.001504 | 0.0016777 | 0.0024776 | 0.0027729 | 0.0030531 | 0.0028182 | 0.0028148 | 0.0028229 | 0.0030197 | 0.0028444 | 0.0032738 | 0.0036613 | 0.0031304 | 0.0032112 | 0.042648 | 0.042648 | 0.015051 | 0
LO12Med | NR | IceAndVending | Commercial | Refrigeration | 0.054358 | 0.029525 | 573.0867 | 9.4852e-05 | -53.4281 | <0 | Misc | Commercial Ice Maker | 0.026985 | 0.054658 | 0.083003 | 0.11201 | 0.14167 | 0.1691 | 0.19188 | 0.21088 | 0.22682 | 0.24025 | 0.25166 | 0.26143 | 0.26986 | 0.27721 | 0.28369 | 0.28946 | 0.13862 | 0 | 0 | 0 | 3.2292 | 3.2292 | 1.7089 | 1
LO12Med | NR | IceAndVending | Commercial | Refrigeration | 0.0074662 | 0.0055345 | 77.3119 | 9.6572e-05 | 49.3293 | 40-50 | MIsc | Commercial Beverage Vending Machine | 0.020103 | 0.040718 | 0.061835 | 0.083446 | 0.10554 | 0.12598 | 0.14295 | 0.1571 | 0.16897 | 0.17898 | 0.0078666 | 0 | 0 | 0 | 0 | 0 | 0 | 0 | 0 | 0 | 1.0935 | 1.0935 | 1.0935 | 0
LO50Fast | New | LPD Package | Commercial | Lighting | 0.062795 | 0.044363 | 717.8375 | 8.7478e-05 | 16.2986 | 10-20 | All Btype | NEW_LINEAR_Fixture_from_LFTube_to_LEDPanel_CONTR | 1.0004 | 1.674 | 1.8258 | 2.0923 | 2.4151 | 2.8889 | 2.8991 | 2.7368 | 3.3657 | 3.3057 | 3.3996 | 3.2186 | 3.2266 | 3.291 | 3.3684 | 3.5233 | 3.6201 | 3.7202 | 3.485 | 3.5256 | 61.6002 | 58.5822 | 27.6034 | 1
LO50Fast | New | LPD Package | Commercial | Lighting | 0.0067471 | 0.0045081 | 77.3898 | 8.7183e-05 | 26.0492 | 20-30 | All Btype | NEW_HIGHBAY_Fixture_from_LFTube_to_LEDPanel_CONTR | 0.062492 | 0.10457 | 0.11406 | 0.1307 | 0.15087 | 0.18047 | 0.1811 | 0.17096 | 0.21025 | 0.20651 | 0.21237 | 0.20106 | 0.20156 | 0.20559 | 0.21042 | 0.2201 | 0.22614 | 0.2324 | 0.2177 | 0.22024 | 3.8481 | 3.6596 | 1.7243 | 1
LO50Fast | New | LPD Package | Commercial | Lighting | 0.0039204 | 0.0028524 | 44.1849 | 8.8727e-05 | -44.1654 | <0 | All Btype | NEW_CAN_Fixture_from_CFL_to_LEDPanel | 0.0079885 | 0.013368 | 0.01458 | 0.016708 | 0.019286 | 0.02307 | 0.023151 | 0.021854 | 0.026876 | 0.026398 | 0.027147 | 0.025702 | 0.025766 | 0.02628 | 0.026898 | 0.028135 | 0.028908 | 0.029708 | 0.027829 | 0.028154 | 0.49191 | 0.46781 | 0.22043 | 1
LO50Fast | New | LPD Package | Commercial | Lighting | 0.00052963 | 0.00038534 | 5.9692 | 8.8727e-05 | -211.0819 | <0 | All Btype | NEW_DISP_Fixture_from_CFL_to_LEDPanel | 0.00019622 | 0.00032835 | 0.00035812 | 0.0004104 | 0.00047371 | 0.00056666 | 0.00056864 | 0.00053681 | 0.00066016 | 0.00064841 | 0.00066681 | 0.00063131 | 0.00063288 | 0.00064552 | 0.0006607 | 0.00069109 | 0.00071007 | 0.00072971 | 0.00068357 | 0.00069153 | 0.012083 | 0.011491 | 0.0054143 | 1
LO50Fast | New | LPD Package | Commercial | Lighting | 0.0013945 | 0.0010155 | 14.9993 | 9.297e-05 | -139.3489 | <0 | All Btype | NEW_OTHER_Fixture_from_CFL_to_LEDPanel | 0.0077496 | 0.012968 | 0.014144 | 0.016208 | 0.018709 | 0.02238 | 0.022458 | 0.021201 | 0.026072 | 0.025608 | 0.026335 | 0.024933 | 0.024995 | 0.025494 | 0.026094 | 0.027294 | 0.028044 | 0.028819 | 0.026997 | 0.027311 | 0.47719 | 0.45381 | 0.21383 | 1
LO50Fast | NR | LPD Package | Commercial | Lighting | 0.012929 | 0.0091448 | 149.1146 | 8.6706e-05 | 2.5118 | 0-10 | All Btype | NR_LINEAR_Fixture_from_LFTube_to_LEDPanel | 1.2678 | 1.8513 | 2.2341 | 2.4746 | 2.6285 | 2.699 | 2.7235 | 2.726 | 2.7193 | 2.7081 | 2.6962 | 2.6845 | 1.6963 | 0 | 0 | 0 | 0 | 0 | 0 | 0 | 31.1093 | 31.1093 | 26.7285 | 1
LO50Fast | NR | LPD Package | Commercial | Lighting | 0.0038908 | 0.002752 | 44.8737 | 8.6706e-05 | 21.9364 | 20-30 | All Btype | NR_LINEAR_Fixture_from_LFTube_to_LEDPanel_RDX | 0.38153 | 0.55712 | 0.67233 | 0.74468 | 0.79101 | 0.81223 | 0.81959 | 0.82035 | 0.81834 | 0.81495 | 0.81139 | 0.80785 | 0.51048 | 0 | 0 | 0 | 0 | 0 | 0 | 0 | 9.3619 | 9.3619 | 8.0435 | 1
LO50Fast | NR | LPD Package | Commercial | Lighting | 0.051163 | 0.0362 | 589.4914 | 8.6792e-05 | 17.2284 | 10-20 | All Btype | NR_LINEAR_Fixture_from_LFTube_to_LEDPanel_CONTR | 5.0171 | 7.326 | 8.841 | 9.7924 | 10.4016 | 10.6806 | 10.7775 | 10.7875 | 10.761 | 10.7165 | 10.6696 | 10.6231 | 6.7127 | 0 | 0 | 0 | 0 | 0 | 0 | 0 | 123.1065 | 123.1065 | 105.7707 | 1
LO50Fast | NR | LPD Package | Commercial | Lighting | 0.00072309 | 0.00051145 | 8.3396 | 8.6706e-05 | 3.0847 | 0-10 | All Btype | NR_LINEAR_Lamp_from_LFTube_to_LEDTube_RDX | 0.0063212 | 0.0092302 | 0.011139 | 0.012338 | 0.013105 | 0.013457 | 0.013579 | 0.013591 | 0.013558 | 0.013502 | 0.013443 | 0.013384 | 0.0084575 | 0 | 0 | 0 | 0 | 0 | 0 | 0 | 0.1551 | 0.1551 | 0.13326 | 1
LO50Fast | NR | LPD Package | Commercial | Lighting | 0.010986 | 0.007776 | 126.4422 | 8.6887e-05 | 19.855 | 10-20 | All Btype | NR_LINEAR_Fixture_from_LEDTube_to_LEDPanel_CONTR | 1.197 | 1.7479 | 2.1093 | 2.3363 | 2.4817 | 2.5482 | 2.5713 | 2.5737 | 2.5674 | 2.5568 | 2.5456 | 2.5345 | 1.6016 | 0 | 0 | 0 | 0 | 0 | 0 | 0 | 29.3714 | 29.3714 | 25.2353 | 1
LO50Fast | NR | LPD Package | Commercial | Lighting | 0.001326 | 0.00088821 | 15.3217 | 8.6545e-05 | 40.8371 | 40-50 | All Btype | NR_HIGHBAY_Fixture_from_LFTube_to_LEDPanel | 0.053394 | 0.077967 | 0.094089 | 0.10421 | 0.1107 | 0.11367 | 0.1147 | 0.1148 | 0.11452 | 0.11405 | 0.11355 | 0.11306 | 0.11256 | 0.11207 | 0.11158 | 0.1111 | 0.11061 | 0.058352 | 0 | 0 | 1.855 | 1.855 | 1.1257 | 0
LO50Fast | NR | LPD Package | Commercial | Lighting | 0.0072718 | 0.0048767 | 84.0633 | 8.6504e-05 | 24.8384 | 20-30 | All Btype | NR_HIGHBAY_Fixture_from_LFTube_to_LEDPanel_CONTR | 0.29281 | 0.42757 | 0.51598 | 0.57151 | 0.60706 | 0.62335 | 0.629 | 0.62959 | 0.62804 | 0.62544 | 0.62271 | 0.61999 | 0.61729 | 0.61459 | 0.61192 | 0.60925 | 0.6066 | 0.32 | 0 | 0 | 10.1727 | 10.1727 | 6.1731 | 1
LO50Fast | NR | LPD Package | Commercial | Lighting | 0.00014953 | 0.00010001 | 1.7398 | 8.5947e-05 | -81.0247 | <0 | All Btype | NR_HIGHBAY_Fixture_from_HID_to_LEDPanel | 0.001338 | 0.0019538 | 0.0023579 | 0.0026116 | 0.0027741 | 0.0028485 | 0.0028743 | 0.002877 | 0.0028699 | 0.0028581 | 0.0028456 | 0.0028331 | 0.0028208 | 0.0028085 | 0.0027963 | 0.0027841 | 0.002772 | 0.0014623 | 0 | 0 | 0.046486 | 0.046486 | 0.028209 | 1
LO50Fast | NR | LPD Package | Commercial | Lighting | 0.0006942 | 0.00046457 | 8.0794 | 8.5922e-05 | -58.0735 | <0 | All Btype | NR_HIGHBAY_Fixture_from_HID_to_LEDPanel_CONTR | 0.0062118 | 0.0090706 | 0.010946 | 0.012124 | 0.012879 | 0.013224 | 0.013344 | 0.013356 | 0.013324 | 0.013268 | 0.01321 | 0.013153 | 0.013095 | 0.013038 | 0.012981 | 0.012925 | 0.012869 | 0.0067886 | 0 | 0 | 0.21581 | 0.21581 | 0.13096 | 1
LO50Fast | NR | LPD Package | Commercial | Lighting | 0.0020377 | 0.0014723 | 22.9926 | 8.8622e-05 | -53.9584 | <0 | All Btype | NR_CAN_Lamp_from_CFL_to_LEDScrew | 0.010223 | 0.014928 | 0.018015 | 0.019953 | 0.021195 | 0.021763 | 0.021961 | 0.021981 | 0.021927 | 0.021836 | 0.021741 | 0.021646 | 0.021551 | 0.021458 | 0.021364 | 0.021271 | 0.021179 | 0.0044067 | 0 | 0 | 0.3484 | 0.3484 | 0.21552 | 1
LO50Fast | NR | LPD Package | Commercial | Lighting | 0.001665 | 0.0012124 | 17.7243 | 9.3939e-05 | -54.9206 | <0 | All Btype | NR_CAN_Lamp_from_Inc/Hal_to_LEDScrew | 0.13922 | 0.14546 | 0 | 0 | 0 | 0 | 0 | 0 | 0 | 0 | 0 | 0 | 0 | 0 | 0 | 0 | 0 | 0 | 0 | 0 | 0.28468 | 0.28468 | 0.28468 | 1
LO50Fast | NR | LPD Package | Commercial | Lighting | 0.00077458 | 0.00055729 | 8.7739 | 8.8281e-05 | -128.3919 | <0 | All Btype | NR_DISP_Lamp_from_CFL_to_LEDScrew | 0.00070656 | 0.0010317 | 0.0012451 | 0.0013791 | 0.0014649 | 0.0015042 | 0.0015178 | 0.0015192 | 0.0015155 | 0.0015092 | 0.0015026 | 0.001496 | 0.0014895 | 0.001483 | 0.0014766 | 0.0014701 | 0.0014637 | 0.00030457 | 0 | 0 | 0.024079 | 0.024079 | 0.014896 | 1
LO50Fast | NR | LPD Package | Commercial | Lighting | 0.00099808 | 0.00069358 | 11.0374 | 9.0427e-05 | -57.1355 | <0 | All Btype | NR_DISP_Lamp_from_Inc/Hal_to_LEDScrew | 0.015174 | 0.015854 | 0 | 0 | 0 | 0 | 0 | 0 | 0 | 0 | 0 | 0 | 0 | 0 | 0 | 0 | 0 | 0 | 0 | 0 | 0.031028 | 0.031028 | 0.031028 | 1
LO50Fast | NR | LPD Package | Commercial | Lighting | 0.0025332 | 0.0018871 | 26.6081 | 9.5205e-05 | -161.1829 | <0 | All Btype | NR_OTHER_Lamp_from_CFL_to_LEDScrew | 0.023108 | 0.033742 | 0.04072 | 0.045102 | 0.047908 | 0.049193 | 0.049639 | 0.049685 | 0.049563 | 0.049358 | 0.049143 | 0.048928 | 0.048715 | 0.048502 | 0.048291 | 0.048081 | 0.047872 | 0.0099609 | 0 | 0 | 0.78751 | 0.78751 | 0.48716 | 1
LO50Fast | NR | LPD Package | Commercial | Lighting | 0.0045376 | 0.0033888 | 47.5018 | 9.5524e-05 | -159.4196 | <0 | All Btype | NR_OTHER_Lamp_from_Inc/Hal_to_LEDScrew | 0.68985 | 0.72074 | 0 | 0 | 0 | 0 | 0 | 0 | 0 | 0 | 0 | 0 | 0 | 0 | 0 | 0 | 0 | 0 | 0 | 0 | 1.4106 | 1.4106 | 1.4106 | 1
Retro12Med | Retro | LPD Package | Commercial | Lighting | 0.0014366 | 0.0010161 | 16.5683 | 8.6706e-05 | 81.4781 | 80-90 | All Btype | RETRO_LINEAR_Fixture_from_LFTube_to_LEDPanel | 0.055878 | 0.055632 | 0.055387 | 0.055144 | 0.054902 | 0.049195 | 0.055294 | 0.043968 | 0.033711 | 0.026424 | 0.020764 | 0.016423 | 0.013019 | 0.010354 | 0.0082475 | 0.0065749 | 4.4696e-05 | 1.591e-05 | 5.4056e-06 | 1.7568e-06 | 2.5406 | 0.56098 | 0.5063 | 0
Retro12Med | Retro | LPD Package | Commercial | Lighting | 0.00043231 | 0.00030578 | 4.986 | 8.6706e-05 | 53.4926 | 50-60 | All Btype | RETRO_LINEAR_Fixture_from_LFTube_to_LEDPanel_RDX | 0.016816 | 0.016742 | 0.016668 | 0.016595 | 0.016522 | 0.014804 | 0.01664 | 0.013231 | 0.010145 | 0.0079517 | 0.0062485 | 0.0049422 | 0.0039179 | 0.0031158 | 0.002482 | 0.0019786 | 1.3451e-05 | 4.7877e-06 | 1.6267e-06 | 5.2869e-07 | 0.76455 | 0.16882 | 0.15236 | 0
Retro12Med | Retro | LPD Package | Commercial | Lighting | 0.0056848 | 0.0040222 | 65.499 | 8.6792e-05 | 72.089 | 70-80 | All Btype | RETRO_LINEAR_Fixture_from_LFTube_to_LEDPanel_CONTR | 0.22112 | 0.22015 | 0.21918 | 0.21822 | 0.21726 | 0.19467 | 0.21881 | 0.17399 | 0.1334 | 0.10456 | 0.082167 | 0.064989 | 0.051519 | 0.040972 | 0.032637 | 0.026018 | 0.00017687 | 6.2957e-05 | 2.1391e-05 | 6.9522e-06 | 10.0536 | 2.2199 | 2.0035 | 0
Retro12Med | Retro | LPD Package | Commercial | Lighting | 0.0065078 | 0.004603 | 75.0565 | 8.6706e-05 | 14.3633 | 10-20 | All Btype | RETRO_LINEAR_Lamp_from_LFTube_to_LEDTube_RDX | 2.2782 | 2.2682 | 2.2582 | 2.2483 | 2.2384 | 2.0057 | 1.6705 | 1.3302 | 1.0536 | 0.83726 | 0.6656 | 0.52963 | 0.42157 | 0.33572 | 0.26741 | 0.21302 | 0.0014468 | 0.00051456 | 0.00017468 | 5.6722e-05 | 27.694 | 20.6238 | 18.8542 | 1
Retro12Med | Retro | LPD Package | Commercial | Lighting | 0.00014733 | 9.869e-05 | 1.7024 | 8.6545e-05 | 94.0455 | 90-100 | All Btype | RETRO_HIGHBAY_Fixture_from_LFTube_to_LEDPanel | 0.0057309 | 0.0057056 | 0.0056805 | 0.0056556 | 0.0056307 | 0.0050454 | 0.005671 | 0.0045093 | 0.0034574 | 0.00271 | 0.0021295 | 0.0016844 | 0.0013352 | 0.0010619 | 0.00084587 | 0.00067432 | 4.584e-06 | 1.6317e-06 | 5.544e-07 | 1.8018e-07 | 0.26056 | 0.057535 | 0.051926 | 0
Retro12Med | Retro | LPD Package | Commercial | Lighting | 0.00080798 | 0.00054186 | 9.3404 | 8.6504e-05 | 55.5568 | 50-60 | All Btype | RETRO_HIGHBAY_Fixture_from_LFTube_to_LEDPanel_CONTR | 0.031428 | 0.03129 | 0.031152 | 0.031015 | 0.030879 | 0.027669 | 0.031099 | 0.024729 | 0.01896 | 0.014862 | 0.011678 | 0.0092369 | 0.0073224 | 0.0058233 | 0.0046387 | 0.003698 | 2.5139e-05 | 8.9481e-06 | 3.0403e-06 | 9.8811e-07 | 1.4289 | 0.31552 | 0.28476 | 0
Retro12Med | Retro | LPD Package | Commercial | Lighting | 0.00059813 | 0.00040005 | 6.9593 | 8.5947e-05 | 2.4829 | 0-10 | All Btype | RETRO_HIGHBAY_Fixture_from_HID_to_LEDPanel | 0.18612 | 0.18531 | 0.18449 | 0.18368 | 0.18287 | 0.16386 | 0.13722 | 0.10927 | 0.086486 | 0.068708 | 0.054609 | 0.043448 | 0.034581 | 0.027538 | 0.021934 | 0.017473 | 0.00011868 | 4.2209e-05 | 1.4329e-05 | 4.6531e-06 | 2.3594 | 1.6878 | 1.5426 | 1
Retro12Med | Retro | LPD Package | Commercial | Lighting | 0.0027768 | 0.0018583 | 32.3178 | 8.5922e-05 | 2.6732 | 0-10 | All Btype | RETRO_HIGHBAY_Fixture_from_HID_to_LEDPanel_CONTR | 0.86408 | 0.86027 | 0.85649 | 0.85273 | 0.84898 | 0.76073 | 0.63706 | 0.50727 | 0.40151 | 0.31898 | 0.25352 | 0.20171 | 0.16054 | 0.12784 | 0.10183 | 0.08112 | 0.00055098 | 0.00019595 | 6.6523e-05 | 2.1602e-05 | 10.9535 | 7.8355 | 7.1616 | 1
Retro12Med | Retro | LPD Package | Commercial | Lighting | 0.0020377 | 0.0014723 | 22.9926 | 8.8622e-05 | -37.1548 | <0 | All Btype | RETRO_CAN_Lamp_from_CFL_to_LEDScrew | 0.39629 | 0.39455 | 0.39281 | 0.39109 | 0.38937 | 0.34889 | 0.30074 | 0.23944 | 0.18885 | 0.14982 | 0.11893 | 0.094563 | 0.075232 | 0.059901 | 0.047713 | 0.038012 | 0.00025821 | 9.1839e-05 | 3.1181e-05 | 1.0126e-05 | 6.1374 | 3.6266 | 3.3108 | 1
Retro12Med | Retro | LPD Package | Commercial | Lighting | 0.001665 | 0.0012124 | 17.7243 | 9.3939e-05 | -49.7468 | <0 | All Btype | RETRO_CAN_Lamp_from_Inc/Hal_to_LEDScrew | 0.32382 | 0.32239 | 0.32098 | 0.31956 | 0.31816 | 0.28509 | 0.24574 | 0.19565 | 0.15432 | 0.12242 | 0.097179 | 0.07727 | 0.061474 | 0.048946 | 0.038987 | 0.03106 | 0.00021099 | 7.5043e-05 | 2.5478e-05 | 8.2741e-06 | 5.015 | 2.9634 | 2.7053 | 1
Retro12Med | Retro | LPD Package | Commercial | Lighting | 0.00077458 | 0.00055729 | 8.7739 | 8.8281e-05 | -56.6634 | <0 | All Btype | RETRO_DISP_Lamp_from_CFL_to_LEDScrew | 0.15064 | 0.14998 | 0.14932 | 0.14866 | 0.14801 | 0.13263 | 0.11432 | 0.091017 | 0.071789 | 0.05695 | 0.045208 | 0.035946 | 0.028598 | 0.02277 | 0.018137 | 0.01445 | 9.8152e-05 | 3.4911e-05 | 1.1853e-05 | 3.8492e-06 | 2.333 | 1.3786 | 1.2585 | 1
Retro12Med | Retro | LPD Package | Commercial | Lighting | 0.00099808 | 0.00069358 | 11.0374 | 9.0427e-05 | -49.0147 | <0 | All Btype | RETRO_DISP_Lamp_from_Inc/Hal_to_LEDScrew | 0.19411 | 0.19326 | 0.19241 | 0.19156 | 0.19072 | 0.17089 | 0.14731 | 0.11728 | 0.092504 | 0.073383 | 0.058253 | 0.046319 | 0.03685 | 0.02934 | 0.023371 | 0.018619 | 0.00012647 | 4.4984e-05 | 1.5273e-05 | 4.9599e-06 | 3.0062 | 1.7764 | 1.6217 | 1
Retro12Med | Retro | LPD Package | Commercial | Lighting | 0.0025332 | 0.0018871 | 26.6081 | 9.5205e-05 | 3.2948 | 0-10 | All Btype | RETRO_OTHER_Lamp_from_CFL_to_LEDScrew | 0.49267 | 0.49051 | 0.48835 | 0.4862 | 0.48407 | 0.43375 | 0.37389 | 0.29767 | 0.23479 | 0.18625 | 0.14785 | 0.11756 | 0.09353 | 0.074469 | 0.059317 | 0.047257 | 0.00032101 | 0.00011418 | 3.8764e-05 | 1.2589e-05 | 7.6301 | 4.5086 | 4.116 | 1
Retro12Med | Retro | LPD Package | Commercial | Lighting | 0.0045376 | 0.0033888 | 47.5018 | 9.5524e-05 | -142.7925 | <0 | All Btype | RETRO_OTHER_Lamp_from_Inc/Hal_to_LEDScrew | 0.88248 | 0.8786 | 0.87473 | 0.87089 | 0.86707 | 0.77693 | 0.66971 | 0.53319 | 0.42055 | 0.33362 | 0.26483 | 0.21058 | 0.16753 | 0.13339 | 0.10625 | 0.084647 | 0.00057499 | 0.00020451 | 6.9434e-05 | 2.2549e-05 | 13.6671 | 8.0759 | 7.3726 | 1
LO50Fast | New | LPD Package | Commercial | Lighting | 0.00291 | 0.0020626 | 33.1279 | 8.7842e-05 | -1.0953 | <0 | All Btype | NEW_LINEAR_Fixture_from_LEDPanel_to_LEDPanel_CONTR | 0.048515 | 0.081184 | 0.088545 | 0.10147 | 0.11712 | 0.1401 | 0.1406 | 0.13272 | 0.16322 | 0.16032 | 0.16487 | 0.15609 | 0.15648 | 0.1596 | 0.16336 | 0.17087 | 0.17556 | 0.18042 | 0.16901 | 0.17098 | 2.9874 | 2.841 | 1.3387 | 1
LO50Fast | New | LPD Package | Commercial | Lighting | 0.00079922 | 0.0005357 | 9.1834 | 8.7029e-05 | -10.0106 | <0 | All Btype | NEW_HIGHBAY_Fixture_from_LEDPanel_to_LEDPanel_CONTR | 0.013324 | 0.022297 | 0.024318 | 0.027868 | 0.032168 | 0.038479 | 0.038614 | 0.036452 | 0.044828 | 0.04403 | 0.04528 | 0.042869 | 0.042976 | 0.043834 | 0.044865 | 0.046929 | 0.048218 | 0.049551 | 0.046418 | 0.046959 | 0.82048 | 0.78028 | 0.36766 | 1
LO50Fast | New | LPD Package | Commercial | Lighting | 0.00043651 | 0.00032021 | 4.7968 | 9.1001e-05 | 22.3317 | 20-30 | All Btype | NEW_CAN_Fixture_from_LEDPanel_to_LEDPanel_CONTR | 0.0072774 | 0.012178 | 0.013282 | 0.015221 | 0.017569 | 0.021016 | 0.02109 | 0.019909 | 0.024484 | 0.024048 | 0.024731 | 0.023414 | 0.023472 | 0.023941 | 0.024504 | 0.025631 | 0.026335 | 0.027063 | 0.025352 | 0.025648 | 0.44812 | 0.42617 | 0.20081 | 1
LO50Fast | New | LPD Package | Commercial | Lighting | 0.00089136 | 0.00065188 | 9.8746 | 9.0268e-05 | 22.0596 | 20-30 | All Btype | NEW_DISP_Fixture_from_LEDPanel_to_LEDPanel_CONTR | 0.014861 | 0.024867 | 0.027122 | 0.031081 | 0.035876 | 0.042915 | 0.043066 | 0.040655 | 0.049997 | 0.049107 | 0.0505 | 0.047812 | 0.04793 | 0.048888 | 0.050038 | 0.052339 | 0.053777 | 0.055264 | 0.051769 | 0.052373 | 0.91507 | 0.87024 | 0.41005 | 1
LO50Fast | New | LPD Package | Commercial | Lighting | 0.0017833 | 0.0013403 | 18.5141 | 9.6323e-05 | 37.5008 | 30-40 | All Btype | NEW_OTHER_Fixture_from_LEDPanel_to_LEDPanel_CONTR | 0.029731 | 0.049752 | 0.054263 | 0.062183 | 0.071777 | 0.08586 | 0.086161 | 0.081337 | 0.10003 | 0.098247 | 0.10104 | 0.095656 | 0.095893 | 0.097809 | 0.10011 | 0.10471 | 0.10759 | 0.11056 | 0.10357 | 0.10478 | 1.8308 | 1.7411 | 0.82037 | 0
LO5Med | NR | Com-PTHP | Commercial | HVAC | 6.6939e-05 | 4.956e-05 | 0.75933 | 8.8155e-05 | 3.6068 | 0-10 | Large Off | Com-PTHP-NR-Large Off | 4.0559e-05 | 9.0088e-05 | 0.00015039 | 0.00022005 | 0.00029912 | 0.00039115 | 0.00049162 | 0.00059366 | 0.00068915 | 0.00077043 | 0.00083243 | 0.00087394 | 0.00089757 | 0.0009071 | 0.00090438 | 0.00091453 | 0.00091079 | 0.00090526 | 0.00090139 | 0.00089781 | 0.013467 | 0.012681 | 0.0045686 | 1
LO5Med | NR | Com-PTHP | Commercial | HVAC | 6.6939e-05 | 4.956e-05 | 0.75933 | 8.8155e-05 | 3.6068 | 0-10 | Medium Off | Com-PTHP-NR-Medium Off | 0.0005162 | 0.0011466 | 0.0019141 | 0.0028006 | 0.0038069 | 0.0049783 | 0.0062569 | 0.0075557 | 0.0087709 | 0.0098055 | 0.010595 | 0.011123 | 0.011424 | 0.011545 | 0.01151 | 0.011714 | 0.011664 | 0.011576 | 0.011508 | 0.011461 | 0.17191 | 0.16167 | 0.058146 | 1
LO5Med | NR | Com-PTHP | Commercial | HVAC | 6.6939e-05 | 4.956e-05 | 0.75933 | 8.8155e-05 | 3.6068 | 0-10 | Small Ret | Com-PTHP-NR-Small Ret | 0.00031853 | 0.00070637 | 0.0011773 | 0.0017198 | 0.0023341 | 0.0030473 | 0.0038239 | 0.0046102 | 0.0053431 | 0.0059637 | 0.0064333 | 0.0067433 | 0.0069145 | 0.0069767 | 0.0069446 | 0.0069579 | 0.0069233 | 0.0068955 | 0.0068739 | 0.0068337 | 0.10251 | 0.097541 | 0.035478 | 1
LO5Med | NR | Com-PTHP | Commercial | HVAC | 7.8043e-05 | 5.7782e-05 | 0.88529 | 8.8155e-05 | 0.823 | 0-10 | School K-12 | Com-PTHP-NR-School K-12 | 6.9927e-05 | 0.00015546 | 0.00025976 | 0.00038041 | 0.00051757 | 0.00067743 | 0.00085219 | 0.00103 | 0.0011968 | 0.0013391 | 0.0014482 | 0.0015218 | 0.0015643 | 0.0015824 | 0.0015791 | 0.0015865 | 0.0015826 | 0.0015786 | 0.0015745 | 0.0015703 | 0.023554 | 0.022067 | 0.0079268 | 1
LO5Med | NR | Com-PTHP | Commercial | HVAC | 0.00013829 | 0.00013351 | 1.2311 | 0.00011233 | -7.4762 | <0 | Lodging | Com-PTHP-NR-Lodging | 0.0094859 | 0.021055 | 0.035125 | 0.051357 | 0.069761 | 0.091161 | 0.1145 | 0.13817 | 0.16027 | 0.17905 | 0.19333 | 0.20282 | 0.20816 | 0.21022 | 0.20945 | 0.21063 | 0.20941 | 0.20835 | 0.20747 | 0.2067 | 3.1005 | 2.9365 | 1.0633 | 1
LO5Med | NR | Com-PTHP | Commercial | HVAC | 9.9039e-05 | 9.5611e-05 | 0.88168 | 0.00011233 | -2.6933 | <0 | Residential Care | Com-PTHP-NR-Residential Care | 0.0025314 | 0.0056165 | 0.0093658 | 0.013689 | 0.018586 | 0.024278 | 0.030481 | 0.036767 | 0.042633 | 0.04761 | 0.051384 | 0.053887 | 0.055283 | 0.055808 | 0.055579 | 0.056543 | 0.056322 | 0.056072 | 0.055869 | 0.055595 | 0.83392 | 0.7839 | 0.28294 | 1
LO5Med | NR | Com-PTHP | Commercial | HVAC | 0.00010898 | 8.0684e-05 | 1.2362 | 8.8155e-05 | -3.9405 | <0 | Assembly | Com-PTHP-NR-Assembly | 0.00013649 | 0.00030272 | 0.00050461 | 0.00073723 | 0.0010006 | 0.0013066 | 0.0016397 | 0.0019771 | 0.0022917 | 0.0025582 | 0.0027599 | 0.0028932 | 0.002967 | 0.002994 | 0.0029806 | 0.0030028 | 0.0030102 | 0.0029736 | 0.0029574 | 0.0029453 | 0.04418 | 0.041939 | 0.015215 | 1
LO5Med | NR | Com-PTHP | Commercial | HVAC | 7.8043e-05 | 5.7782e-05 | 0.88529 | 8.8155e-05 | 0.823 | 0-10 | Other | Com-PTHP-NR-Other | 0.00065946 | 0.001456 | 0.0024159 | 0.0035136 | 0.0047474 | 0.0061707 | 0.007709 | 0.0092532 | 0.010677 | 0.011864 | 0.012742 | 0.013297 | 0.013574 | 0.013636 | 0.013513 | 0.013633 | 0.013566 | 0.013386 | 0.013242 | 0.013187 | 0.1978 | 0.19224 | 0.071208 | 1
LO5Med | New | Com-PTHP | Commercial | HVAC | 2.0676e-05 | 1.5308e-05 | 0.23454 | 8.8155e-05 | 47.3854 | 40-50 | Large Off | Com-PTHP-New-Large Off | 7.9603e-06 | 1.72e-05 | 2.35e-05 | 3.271e-05 | 4.4076e-05 | 6.7264e-05 | 9.2729e-05 | 0.00012458 | 0.00015569 | 0.00017066 | 0.0001939 | 0.00021013 | 0.00019743 | 0.00022342 | 0.00022338 | 0.00024143 | 0.00024379 | 0.00027338 | 0.00022783 | 0.00024237 | 0.0030134 | 0.0030134 | 0.00093027 | 0
LO5Med | New | Com-PTHP | Commercial | HVAC | 2.0676e-05 | 1.5308e-05 | 0.23454 | 8.8155e-05 | 47.3854 | 40-50 | Medium Off | Com-PTHP-New-Medium Off | 0.00014738 | 0.00032363 | 0.00044065 | 0.00056801 | 0.00077907 | 0.0012743 | 0.001713 | 0.0022956 | 0.0028716 | 0.0029999 | 0.0035791 | 0.0039005 | 0.0035725 | 0.0041991 | 0.0039294 | 0.0043995 | 0.0044037 | 0.0049132 | 0.0039983 | 0.0042715 | 0.05458 | 0.05458 | 0.016992 | 0
LO5Med | New | Com-PTHP | Commercial | HVAC | 2.0676e-05 | 1.5308e-05 | 0.23454 | 8.8155e-05 | 47.3854 | 40-50 | Small Ret | Com-PTHP-New-Small Ret | 2.7975e-05 | 6.1745e-05 | 0.00012106 | 0.00023545 | 0.00030205 | 0.00050306 | 0.00064146 | 0.00064578 | 0.0011435 | 0.0012009 | 0.0014069 | 0.0014045 | 0.0015302 | 0.0015133 | 0.0015304 | 0.0015261 | 0.0015853 | 0.0014375 | 0.0014509 | 0.0014028 | 0.019671 | 0.019671 | 0.0062899 | 0
LO5Med | New | Com-PTHP | Commercial | HVAC | 3.1402e-05 | 2.325e-05 | 0.35621 | 8.8155e-05 | 25.7482 | 20-30 | School K-12 | Com-PTHP-New-School K-12 | 8.6835e-06 | 1.924e-05 | 3.2241e-05 | 4.7252e-05 | 6.4179e-05 | 8.2853e-05 | 0.00010606 | 0.00012939 | 0.00018347 | 0.0002068 | 0.00022342 | 0.00024423 | 0.00024564 | 0.00024703 | 0.00024617 | 0.00025311 | 0.00024796 | 0.00025435 | 0.00025912 | 0.00026754 | 0.0033688 | 0.0033688 | 0.0011036 | 1
LO5Med | New | Com-PTHP | Commercial | HVAC | 2.6908e-05 | 2.5976e-05 | 0.23954 | 0.00011233 | 42.4765 | 40-50 | Lodging | Com-PTHP-New-Lodging | 0.00076149 | 0.0013837 | 0.0020014 | 0.0029269 | 0.0044186 | 0.0068186 | 0.008776 | 0.008371 | 0.017361 | 0.016897 | 0.022937 | 0.01987 | 0.027033 | 0.021599 | 0.027982 | 0.026948 | 0.028558 | 0.02717 | 0.031714 | 0.025708 | 0.32924 | 0.32924 | 0.092653 | 0
LO5Med | New | Com-PTHP | Commercial | HVAC | 3.985e-05 | 3.8471e-05 | 0.35476 | 0.00011233 | 22.3338 | 20-30 | Residential Care | Com-PTHP-New-Residential Care | 0.00096026 | 0.0022683 | 0.0039919 | 0.006518 | 0.0095097 | 0.014239 | 0.015635 | 0.016049 | 0.019315 | 0.023536 | 0.024039 | 0.023541 | 0.021107 | 0.022022 | 0.022008 | 0.025884 | 0.024612 | 0.02599 | 0.026446 | 0.028299 | 0.35597 | 0.35597 | 0.13606 | 1
LO5Med | New | Com-PTHP | Commercial | HVAC | 2.1203e-05 | 1.5699e-05 | 0.24052 | 8.8155e-05 | 45.809 | 40-50 | Assembly | Com-PTHP-New-Assembly | 1.3852e-05 | 5.154e-05 | 5.4165e-05 | 7.8846e-05 | 0.00012446 | 0.00020439 | 0.00028786 | 0.00038117 | 0.00051108 | 0.00057091 | 0.0005894 | 0.00058806 | 0.00068431 | 0.00069945 | 0.00071317 | 0.00074738 | 0.00077375 | 0.0007903 | 0.000727 | 0.0007388 | 0.0093299 | 0.0093299 | 0.0028677 | 0
LO5Med | New | Com-PTHP | Commercial | HVAC | 3.1402e-05 | 2.325e-05 | 0.35621 | 8.8155e-05 | 25.7482 | 20-30 | Other | Com-PTHP-New-Other | 0.00019497 | 0.000559 | 0.00079823 | 0.0011365 | 0.0022487 | 0.0030756 | 0.0033799 | 0.0037701 | 0.0055679 | 0.0062315 | 0.0068612 | 0.0063333 | 0.0063255 | 0.0063439 | 0.0067862 | 0.0063921 | 0.007357 | 0.0082279 | 0.0070349 | 0.0072163 | 0.095841 | 0.095841 | 0.033824 | 1
Retro5Med | Retro | Com-PTHP | Commercial | HVAC | 0.00031354 | 0.00023214 | 3.5567 | 8.8155e-05 | 65.5178 | 60-70 | Large Off | Com-PTHP-Retro-Large Off | 0.0050467 | 0.0061779 | 0.0075373 | 0.0087233 | 0.0099202 | 0.011563 | 0.012647 | 0.012881 | 0.012102 | 0.010372 | 0.008002 | 0.00528 | 0.00059964 | 0 | 0 | 0 | 0 | 0 | 0 | 0 | 0.11085 | 0.11085 | 0.10497 | 0
Retro5Med | Retro | Com-PTHP | Commercial | HVAC | 0.00031354 | 0.00023214 | 3.5567 | 8.8155e-05 | 65.5178 | 60-70 | Medium Off | Com-PTHP-Retro-Medium Off | 0.06423 | 0.078628 | 0.095929 | 0.11102 | 0.12626 | 0.14717 | 0.16096 | 0.16394 | 0.15403 | 0.132 | 0.10184 | 0.0672 | 0.0076318 | 0 | 0 | 0 | 0 | 0 | 0 | 0 | 1.4108 | 1.4108 | 1.336 | 0
Retro5Med | Retro | Com-PTHP | Commercial | HVAC | 0.00031354 | 0.00023214 | 3.5567 | 8.8155e-05 | 65.5178 | 60-70 | Small Ret | Com-PTHP-Retro-Small Ret | 0.039634 | 0.04844 | 0.059004 | 0.068179 | 0.077409 | 0.090084 | 0.098369 | 0.10003 | 0.093832 | 0.080285 | 0.061842 | 0.0273 | 0 | 0 | 0 | 0 | 0 | 0 | 0 | 0 | 0.84441 | 0.84441 | 0.81711 | 0
Retro5Med | Retro | Com-PTHP | Commercial | HVAC | 0.00019698 | 0.00014584 | 2.2344 | 8.8155e-05 | 113.7334 | 100-130 | School K-12 | Com-PTHP-Retro-School K-12 | 0.0046884 | 0.0057445 | 0.0070149 | 0.0081261 | 0.0092493 | 0.010791 | 0.011813 | 0.012042 | 0.011325 | 0.0097141 | 0.0075014 | 0.0049541 | 0.0018002 | 0 | 0 | 0 | 0 | 0 | 0 | 0 | 0.10476 | 0.10476 | 0.098009 | 0
Retro5Med | Retro | Com-PTHP | Commercial | HVAC | 0.00018877 | 0.00018223 | 1.6805 | 0.00011233 | 152.8998 | 130-170 | Lodging | Com-PTHP-Retro-Lodging | 0.34395 | 0.42076 | 0.51298 | 0.59329 | 0.67421 | 0.78532 | 0.85832 | 0.87359 | 0.82021 | 0.70243 | 0.54156 | 0.32833 | 0 | 0 | 0 | 0 | 0 | 0 | 0 | 0 | 7.455 | 7.455 | 7.1266 | 0
Retro5Med | Retro | Com-PTHP | Commercial | HVAC | 0.00024997 | 0.00024132 | 2.2253 | 0.00011233 | 110.6784 | 100-130 | Residential Care | Com-PTHP-Retro-Residential Care | 0.16972 | 0.20754 | 0.25293 | 0.2924 | 0.33216 | 0.38674 | 0.42252 | 0.42986 | 0.40343 | 0.34536 | 0.26616 | 0.14185 | 0 | 0 | 0 | 0 | 0 | 0 | 0 | 0 | 3.6507 | 3.6507 | 3.5088 | 0
Retro5Med | Retro | Com-PTHP | Commercial | HVAC | 0.00014875 | 0.00011013 | 1.6874 | 8.8155e-05 | 155.7829 | 130-170 | Assembly | Com-PTHP-Retro-Assembly | 0.0049492 | 0.0060496 | 0.0073697 | 0.0085166 | 0.0096707 | 0.011256 | 0.012292 | 0.012501 | 0.011728 | 0.010036 | 0.0077312 | 0.0035732 | 0 | 0 | 0 | 0 | 0 | 0 | 0 | 0 | 0.10567 | 0.10567 | 0.1021 | 0
Retro5Med | Retro | Com-PTHP | Commercial | HVAC | 0.00019698 | 0.00014584 | 2.2344 | 8.8155e-05 | 113.7334 | 100-130 | Other | Com-PTHP-Retro-Other | 0.044215 | 0.0538 | 0.065243 | 0.075055 | 0.08484 | 0.098295 | 0.10686 | 0.10818 | 0.10103 | 0.086064 | 0.042374 | 0 | 0 | 0 | 0 | 0 | 0 | 0 | 0 | 0 | 0.86596 | 0.86596 | 0.86596 | 0
Retro50Fast | Retro | Parking Garage Lighting | Commercial | Lighting | 0.0042717 | 0.0050203 | 31.4697 | 0.00013574 | 30.048 | 30-40 | Parking Garage | Retro_PARKING_GARAGE_FIX_REPL_from HPS to _LED_FIX | 0.20876 | 0.096991 | 0.064376 | 0.035395 | 0 | 0 | 0 | 0 | 0 | 0 | 0 | 0 | 0 | 0 | 0 | 0 | 0 | 0 | 0 | 0 | 0.40552 | 0.40552 | 0.40552 | 1
Retro50Fast | Retro | Parking Garage Lighting | Commercial | Lighting | 0.018889 | 0.022199 | 139.155 | 0.00013574 | 3.8263 | 0-10 | Parking Garage | Retro_PARKING_GARAGE_FIX_REPL_from MH to _LED_FIX | 0.9231 | 0.42888 | 0.28466 | 0.15651 | 0 | 0 | 0 | 0 | 0 | 0 | 0 | 0 | 0 | 0 | 0 | 0 | 0 | 0 | 0 | 0 | 1.7932 | 1.7932 | 1.7932 | 1
Retro50Fast | Retro | Parking Garage Lighting | Commercial | Lighting | 0.028671 | 0.033695 | 211.2174 | 0.00013574 | 8.2131 | 0-10 | Parking Garage | Retro_PARKING_GARAGE_FIX_REPL_from HID to _LED_FIX | 1.4011 | 0.65098 | 0.43208 | 0.23756 | 0 | 0 | 0 | 0 | 0 | 0 | 0 | 0 | 0 | 0 | 0 | 0 | 0 | 0 | 0 | 0 | 2.7218 | 2.7218 | 2.7218 | 1
Retro50Fast | Retro | Parking Garage Lighting | Commercial | Lighting | 0.017646 | 0.020738 | 129.9969 | 0.00013574 | 0.918 | 0-10 | Parking Garage | Retro_PARKING_GARAGE_FIX_REPL_from FL to _LED_FIX | 0.86235 | 0.40066 | 0.26593 | 0.14621 | 0 | 0 | 0 | 0 | 0 | 0 | 0 | 0 | 0 | 0 | 0 | 0 | 0 | 0 | 0 | 0 | 1.6751 | 1.6751 | 1.6751 | 1
RetroEven20 | Retro | PowerStrips | Commercial | Electronics | 0.0063969 | 0.005414 | 72.0049 | 8.884e-05 | 176.1175 | >170 | All | PowerStrips | 0.57924 | 0.57715 | 0.57507 | 0.57299 | 0.82115 | 0.82703 | 0.78303 | 0.76724 | 0.76888 | 0.79375 | 0.78782 | 0.77947 | 0.79883 | 0.77964 | 0.77635 | 0.761 | 0.73747 | 0.73839 | 0.72369 | 0.72284 | 17.2209 | 14.671 | 7.8533 | 0
LOEven20 | New | PowerStrips | Commercial | Electronics | 0.0063969 | 0.005414 | 72.0049 | 8.884e-05 | 176.1175 | >170 | All | PowerStrips | 0.0082383 | 0.017578 | 0.022859 | 0.029583 | 0.039076 | 0.055097 | 0.065792 | 0.076234 | 0.098189 | 0.10615 | 0.12179 | 0.13143 | 0.13486 | 0.15591 | 0.16557 | 0.18922 | 0.20484 | 0.23218 | 0.21548 | 0.23638 | 2.3065 | 2.3065 | 0.64059 | 0
LO5Med | NR | Refrig-Freezer | Commercial | Refrigeration | 0.050785 | 0.047605 | 458.1348 | 0.00011085 | 343.3004 | >170 | All Segments | Large Refrigerator | 0.01932 | 0.043591 | 0.073896 | 0.10976 | 0.15142 | 0.2009 | 0.25612 | 0.31364 | 0.36913 | 0.4183 | 0.45802 | 0.4872 | 0.50689 | 0.51886 | 0.52387 | 0.52886 | 0.36646 | 0 | 0 | 0 | 5.3462 | 5.3462 | 2.4141 | 0
LO5Med | NR | Refrig-Freezer | Commercial | Refrigeration | 0.024338 | 0.022814 | 219.5542 | 0.00011085 | 123.8799 | 100-130 | All Segments | Small Refrigerator | 0.0058182 | 0.013127 | 0.022253 | 0.033053 | 0.045598 | 0.060498 | 0.077127 | 0.09445 | 0.11116 | 0.12597 | 0.13793 | 0.14672 | 0.15265 | 0.15625 | 0.15776 | 0.15926 | 0.11036 | 0 | 0 | 0 | 1.61 | 1.61 | 0.72698 | 0
LO5Med | NR | Refrig-Freezer | Commercial | Refrigeration | 0.060579 | 0.056786 | 546.4892 | 0.00011085 | 153.6565 | 130-170 | All Segments | Freezer | 0.016812 | 0.037932 | 0.064303 | 0.095511 | 0.13176 | 0.17482 | 0.22287 | 0.27292 | 0.32121 | 0.36399 | 0.39856 | 0.42395 | 0.44108 | 0.4515 | 0.45586 | 0.4602 | 0.31888 | 0 | 0 | 0 | 4.6522 | 4.6522 | 2.1007 | 0
Retro5Med | Retro | GroceryRefrigeration | Commercial | Refrigeration | 0.0093755 | 0.0091018 | 83.1079 | 0.00011281 | 420.3151 | >170 | Grocery | HE_Cond_Coil-Retro | 0.062852 | 0.077852 | 0.096095 | 0.11256 | 0.12965 | 0.15319 | 0.16992 | 0.17527 | 0.1676 | 0.14601 | 0.11471 | 0.076935 | 0.045356 | 0.022174 | 0.0095313 | 0.0035218 | 0.0011188 | 0.00024738 | 4.128e-05 | 5.0281e-06 | 1.8716 | 1.5646 | 1.4057 | 0
Retro5Med | Retro | GroceryRefrigeration | Commercial | Refrigeration | 0.033752 | 0.032767 | 299.1886 | 0.00011281 | 43.5326 | 40-50 | Grocery | Mech_Subcooling-Retro | 0.056567 | 0.070067 | 0.086485 | 0.1013 | 0.11669 | 0.13787 | 0.15293 | 0.15775 | 0.15084 | 0.13141 | 0.10324 | 0.069241 | 0.04082 | 0.019956 | 0.0085782 | 0.0031696 | 0.0010069 | 0.00022264 | 3.7152e-05 | 4.5253e-06 | 1.6845 | 1.4082 | 1.2651 | 0
Retro5Med | Retro | GroceryRefrigeration | Commercial | Refrigeration | 0.34127 | 0.33131 | 3025.1293 | 0.00011281 | -5.7581 | <0 | Grocery | Door_Closer_WIF-Retro | 0.1049 | 0.12993 | 0.16038 | 0.18785 | 0.21638 | 0.25567 | 0.28359 | 0.29252 | 0.27971 | 0.24368 | 0.19144 | 0.1284 | 0.075696 | 0.037007 | 0.015907 | 0.0058776 | 0.0018672 | 0.00041286 | 6.8893e-05 | 8.3915e-06 | 3.1237 | 2.6113 | 2.3461 | 1
Retro5Med | Retro | GroceryRefrigeration | Commercial | Refrigeration | 0.46144 | 0.44797 | 4090.3929 | 0.00011281 | -2.0094 | <0 | Grocery | Strip_Curtain_WIF-Retro | 0.17286 | 0.21412 | 0.26429 | 0.30956 | 0.35658 | 0.42133 | 0.46734 | 0.48205 | 0.46094 | 0.40157 | 0.31549 | 0.21159 | 0.12474 | 0.060984 | 0.026214 | 0.0096858 | 0.0030771 | 0.00068036 | 0.00011353 | 1.3829e-05 | 5.1476 | 4.3032 | 3.8661 | 1
Retro5Med | Retro | GroceryRefrigeration | Commercial | Refrigeration | 0.18021 | 0.17495 | 1597.4229 | 0.00011281 | 2.3835 | 0-10 | Grocery | Add_Door_LT-Retro | 0.5344 | 0.66194 | 0.81705 | 0.95702 | 1.1024 | 1.3025 | 1.4448 | 1.4903 | 1.425 | 1.2415 | 0.97533 | 0.65414 | 0.38564 | 0.18853 | 0.08104 | 0.029944 | 0.0095128 | 0.0021033 | 0.00035098 | 4.2751e-05 | 15.9138 | 13.3035 | 11.9522 | 1
Retro5Med | Retro | GroceryRefrigeration | Commercial | Refrigeration | 0.036977 | 0.035898 | 327.7819 | 0.00011281 | 3.7872 | 0-10 | Grocery | Retrocommissioning-Retro | 0.4039 | 0.50029 | 0.61752 | 0.72331 | 0.83317 | 0.98445 | 1.092 | 1.1263 | 1.077 | 0.93828 | 0.73715 | 0.49439 | 0.29146 | 0.14249 | 0.06125 | 0.022631 | 0.0071897 | 0.0015897 | 0.00026527 | 3.2311e-05 | 12.0275 | 10.0547 | 9.0333 | 1
Retro5Med | Retro | GroceryRefrigeration | Commercial | Refrigeration | 0.03889 | 0.037754 | 344.7318 | 0.00011281 | 9.1632 | 0-10 | Grocery | AF_film_LT-Retro | 0.53553 | 0.66333 | 0.81877 | 0.95903 | 1.1047 | 1.3053 | 1.4478 | 1.4934 | 1.428 | 1.2441 | 0.97738 | 0.65552 | 0.38645 | 0.18893 | 0.081211 | 0.030007 | 0.0095328 | 0.0021078 | 0.00035172 | 4.2841e-05 | 15.9473 | 13.3315 | 11.9773 | 1
Retro5Med | Retro | GroceryRefrigeration | Commercial | Refrigeration | 0.016578 | 0.016094 | 146.9519 | 0.00011281 | 125.4944 | 100-130 | Grocery | FHPC_MT_Self-Retro | 0 | 0 | 0 | 0 | 0 | 0 | 0 | 0 | 0 | 0 | 0 | 0 | 0 | 0 | 0 | 0 | 0 | 0 | 0 | 0 | 0 | 0 | 0 | 0
Retro5Med | Retro | GroceryRefrigeration | Commercial | Refrigeration | 0.074004 | 0.071844 | 655.9987 | 0.00011281 | 15.1217 | 10-20 | Grocery | Ref_Line_Insulation_WIF-Retro | 0.043743 | 0.054182 | 0.066879 | 0.078336 | 0.090235 | 0.10662 | 0.11826 | 0.12198 | 0.11664 | 0.10162 | 0.079835 | 0.053544 | 0.031566 | 0.015432 | 0.0066335 | 0.002451 | 0.00077866 | 0.00017217 | 2.8729e-05 | 3.4994e-06 | 1.3026 | 1.0889 | 0.97833 | 1
Retro5Med | Retro | GroceryRefrigeration | Commercial | Refrigeration | 0.031088 | 0.03018 | 275.5743 | 0.00011281 | 51.0999 | 50-60 | Grocery | FHPC_LT_Self-Retro | 0 | 0 | 0 | 0 | 0 | 0 | 0 | 0 | 0 | 0 | 0 | 0 | 0 | 0 | 0 | 0 | 0 | 0 | 0 | 0 | 0 | 0 | 0 | 0
Retro5Med | Retro | GroceryRefrigeration | Commercial | Refrigeration | 0.056503 | 0.054854 | 500.8639 | 0.00011281 | 25.8833 | 20-30 | Grocery | Ref_Line_Insulation_WIC-Retro | 0.068525 | 0.084878 | 0.10477 | 0.12272 | 0.14136 | 0.16702 | 0.18526 | 0.19109 | 0.18272 | 0.15919 | 0.12506 | 0.083878 | 0.049449 | 0.024175 | 0.010392 | 0.0038396 | 0.0012198 | 0.0002697 | 4.5005e-05 | 5.4819e-06 | 2.0406 | 1.7059 | 1.5326 | 1
Retro5Med | Retro | GroceryRefrigeration | Commercial | Refrigeration | 0.015501 | 0.015048 | 137.4051 | 0.00011281 | 33.2631 | 30-40 | Grocery | FHSC-Retro | 0.10392 | 0.12872 | 0.15888 | 0.18609 | 0.21436 | 0.25328 | 0.28094 | 0.28979 | 0.27709 | 0.2414 | 0.18965 | 0.1272 | 0.074988 | 0.036661 | 0.015758 | 0.0058226 | 0.0018498 | 0.000409 | 6.8249e-05 | 8.3131e-06 | 3.0945 | 2.5869 | 2.3241 | 0
Retro5Med | Retro | GroceryRefrigeration | Commercial | Refrigeration | 0.025974 | 0.024958 | 230.3989 | 0.00011274 | 84.5514 | 80-90 | Grocery | ASHC_LT-Retro | 0.077248 | 0.095683 | 0.1181 | 0.13834 | 0.15935 | 0.18828 | 0.20884 | 0.21542 | 0.20598 | 0.17945 | 0.14098 | 0.094556 | 0.055744 | 0.027252 | 0.011714 | 0.0043284 | 0.0013751 | 0.00030404 | 5.0734e-05 | 6.1797e-06 | 2.3003 | 1.923 | 1.7277 | 0
Retro5Med | Retro | GroceryRefrigeration | Commercial | Refrigeration | 0.0057776 | 0.0056022 | 51.2183 | 0.0001128 | 35.0656 | 30-40 | Grocery | MotionSensor_DisplayCaseLighting-Retro | 0.24434 | 0.30265 | 0.37357 | 0.43757 | 0.50403 | 0.59555 | 0.66058 | 0.68138 | 0.65154 | 0.56762 | 0.44594 | 0.29909 | 0.17632 | 0.086202 | 0.037053 | 0.013691 | 0.0043495 | 0.00096169 | 0.00016048 | 1.9547e-05 | 7.2761 | 6.0826 | 5.4648 | 0
Retro5Med | Retro | GroceryRefrigeration | Commercial | Refrigeration | 0.068796 | 0.066788 | 609.8358 | 0.00011281 | 74.7406 | 70-80 | Grocery | Add_Door_MT-Retro | 0.74851 | 0.92715 | 1.1444 | 1.3405 | 1.5441 | 1.8244 | 2.0236 | 2.0874 | 1.9959 | 1.7389 | 1.3661 | 0.91622 | 0.54015 | 0.26407 | 0.11351 | 0.041941 | 0.013324 | 0.0029461 | 0.00049161 | 5.988e-05 | 22.2897 | 18.6336 | 16.7409 | 0
Retro5Med | Retro | GroceryRefrigeration | Commercial | Refrigeration | 0.02054 | 0.019941 | 182.0761 | 0.00011281 | 30.0146 | 30-40 | Grocery | On_Demand_Defrost-Retro | 0.30875 | 0.38244 | 0.47206 | 0.55292 | 0.63691 | 0.75255 | 0.83473 | 0.86101 | 0.8233 | 0.71726 | 0.5635 | 0.37793 | 0.2228 | 0.10893 | 0.046822 | 0.0173 | 0.0054961 | 0.0012152 | 0.00020278 | 2.47e-05 | 9.1943 | 7.6862 | 6.9054 | 1
Retro5Med | Retro | GroceryRefrigeration | Commercial | Refrigeration | 0.065528 | 0.063615 | 580.862 | 0.00011281 | 17.0926 | 10-20 | Grocery | FHPC_LT_Remote-Retro | 0.32762 | 0.40581 | 0.5009 | 0.58671 | 0.67583 | 0.79854 | 0.88574 | 0.91363 | 0.87361 | 0.76109 | 0.59794 | 0.40103 | 0.23642 | 0.11558 | 0.049683 | 0.018357 | 0.0058319 | 0.0012895 | 0.00021517 | 2.6209e-05 | 9.7561 | 8.1558 | 7.3274 | 1
Retro5Med | Retro | GroceryRefrigeration | Commercial | Refrigeration | 0.016751 | 0.016262 | 148.4862 | 0.00011281 | 60.7768 | 60-70 | Grocery | Night_Curtain_MT-Retro | 0.019403 | 0.024034 | 0.029665 | 0.034747 | 0.040025 | 0.047292 | 0.052457 | 0.054109 | 0.051738 | 0.045075 | 0.035412 | 0.02375 | 0.014002 | 0.0068453 | 0.0029424 | 0.0010872 | 0.00034539 | 7.6368e-05 | 1.2743e-05 | 1.5522e-06 | 0.5778 | 0.48302 | 0.43396 | 0
Retro5Med | Retro | GroceryRefrigeration | Commercial | Refrigeration | 0.62554 | 0.60728 | 5545.0182 | 0.00011281 | 69.2945 | 60-70 | Grocery | Air_Curtain_WIF-Retro | 0.07395 | 0.091599 | 0.11306 | 0.13243 | 0.15255 | 0.18024 | 0.19993 | 0.20622 | 0.19719 | 0.17179 | 0.13497 | 0.090519 | 0.053364 | 0.026089 | 0.011214 | 0.0041436 | 0.0013164 | 0.00029106 | 4.8569e-05 | 5.9159e-06 | 2.2021 | 1.8409 | 1.6539 | 0
Retro5Med | Retro | GroceryRefrigeration | Commercial | Refrigeration | 0.054599 | 0.053005 | 483.9866 | 0.00011281 | 20.647 | 20-30 | Grocery | FHPC_MT_Remote-Retro | 0.38478 | 0.47661 | 0.58829 | 0.68907 | 0.79374 | 0.93785 | 1.0403 | 1.073 | 1.026 | 0.89387 | 0.70226 | 0.47099 | 0.27767 | 0.13575 | 0.058351 | 0.02156 | 0.0068494 | 0.0015144 | 0.00025271 | 3.0782e-05 | 11.4582 | 9.5788 | 8.6058 | 1
Retro5Med | Retro | GroceryRefrigeration | Commercial | Refrigeration | 0.026876 | 0.026092 | 238.2428 | 0.00011281 | 115.9561 | 100-130 | Grocery | Door_Closer_WIC-Retro | 0.020984 | 0.025992 | 0.032082 | 0.037578 | 0.043286 | 0.051146 | 0.056731 | 0.058517 | 0.055954 | 0.048747 | 0.038297 | 0.025685 | 0.015142 | 0.007403 | 0.0031821 | 0.0011758 | 0.00037353 | 8.259e-05 | 1.3782e-05 | 1.6787e-06 | 0.62487 | 0.52237 | 0.46931 | 0
Retro5Med | Retro | GroceryRefrigeration | Commercial | Refrigeration | 0.018691 | 0.018145 | 165.6838 | 0.00011281 | 133.3133 | 130-170 | Grocery | Evap_Fan_Contr_WIC-Retro | 0.022668 | 0.028077 | 0.034657 | 0.040594 | 0.04676 | 0.05525 | 0.061283 | 0.063213 | 0.060444 | 0.052659 | 0.04137 | 0.027747 | 0.016358 | 0.007997 | 0.0034375 | 0.0012701 | 0.0004035 | 8.9217e-05 | 1.4888e-05 | 1.8134e-06 | 0.67501 | 0.56429 | 0.50697 | 0
Retro5Med | Retro | GroceryRefrigeration | Commercial | Refrigeration | 0.0149 | 0.014465 | 132.0825 | 0.00011281 | 172.2188 | >170 | Grocery | Evap_Fan_Contr_WIF-Retro | 0.0088075 | 0.010909 | 0.013466 | 0.015773 | 0.018168 | 0.021467 | 0.023811 | 0.024561 | 0.023485 | 0.02046 | 0.016074 | 0.010781 | 0.0063557 | 0.0031072 | 0.0013356 | 0.0004935 | 0.00015678 | 3.4665e-05 | 5.7845e-06 | 7.0458e-07 | 0.26227 | 0.21925 | 0.19698 | 0
Retro5Med | Retro | GroceryRefrigeration | Commercial | Refrigeration | 0.15039 | 0.146 | 1333.0948 | 0.00011281 | 350.5879 | >170 | Grocery | Air_Curtain_WIC-Retro | 0.18238 | 0.22591 | 0.27885 | 0.32662 | 0.37623 | 0.44454 | 0.49308 | 0.50861 | 0.48633 | 0.42369 | 0.33287 | 0.22325 | 0.13161 | 0.064344 | 0.027658 | 0.010219 | 0.0032466 | 0.00071784 | 0.00011979 | 1.459e-05 | 5.4312 | 4.5403 | 4.0791 | 0
LO5Med | NR | GroceryRefrigeration | Commercial | Refrigeration | 0.018625 | 0.018081 | 165.098 | 0.00011281 | -5.2199 | <0 | Grocery | Evap_Fan_Motor_LT-NR | 0.0020869 | 0.0046901 | 0.0079215 | 0.01173 | 0.016151 | 0.021409 | 0.027289 | 0.033373 | 0.039427 | 0.044808 | 0.0493 | 0.052609 | 0.055024 | 0.056633 | 0.057539 | 0.058466 | 0.059464 | 0.060324 | 0.06124 | 0.062144 | 0.93216 | 0.78163 | 0.25819 | 1
LO5Med | NR | GroceryRefrigeration | Commercial | Refrigeration | 0.059388 | 0.057654 | 526.4375 | 0.00011281 | -5.8103 | <0 | Grocery | VS_Scroll_Compr-NR | 0.026259 | 0.059015 | 0.099674 | 0.1476 | 0.20322 | 0.26939 | 0.34337 | 0.41993 | 0.49611 | 0.56381 | 0.62033 | 0.66197 | 0.69235 | 0.7126 | 0.724 | 0.73566 | 0.74823 | 0.75904 | 0.77058 | 0.78194 | 11.7292 | 9.8351 | 3.2487 | 1
LO5Med | NR | GroceryRefrigeration | Commercial | Refrigeration | 0.013452 | 0.013059 | 119.241 | 0.00011281 | 0.31788 | 0-10 | Grocery | Evap_Fan_Motor_MT-NR | 0.00224 | 0.0050343 | 0.0085027 | 0.012591 | 0.017336 | 0.02298 | 0.029291 | 0.035822 | 0.04232 | 0.048096 | 0.052917 | 0.056469 | 0.059061 | 0.060788 | 0.061761 | 0.062756 | 0.063827 | 0.06475 | 0.065734 | 0.066703 | 1.0006 | 0.83898 | 0.27713 | 1
LO5Med | NR | GroceryRefrigeration | Commercial | Refrigeration | 0.01284 | 0.012453 | 113.8252 | 0.0001128 | 19.3657 | 10-20 | Grocery | LED_LT-NR | 0.0040392 | 0.009078 | 0.015332 | 0.022704 | 0.031261 | 0.041438 | 0.052819 | 0.064596 | 0.076313 | 0.086728 | 0.095422 | 0.10183 | 0.1065 | 0.076562 | 0 | 0 | 0 | 0 | 0 | 0 | 0.78462 | 0.78462 | 0.49973 | 1
LO5Med | NR | GroceryRefrigeration | Commercial | Refrigeration | 0.010522 | 0.010203 | 93.2789 | 0.0001128 | 28.0363 | 20-30 | Grocery | LED_MT-NR | 0.004029 | 0.0090551 | 0.015294 | 0.022647 | 0.031182 | 0.041334 | 0.052686 | 0.064433 | 0.076121 | 0.086509 | 0.095181 | 0.10157 | 0.10623 | 0.07637 | 0 | 0 | 0 | 0 | 0 | 0 | 0.78264 | 0.78264 | 0.49847 | 1
LO5Med | NR | GroceryRefrigeration | Commercial | Refrigeration | 0.0027683 | 0.0026875 | 24.5393 | 0.00011281 | 36.3933 | 30-40 | Grocery | Compr_Fan_Motor-NR | 0.002253 | 0.0050635 | 0.0085521 | 0.012664 | 0.017437 | 0.023114 | 0.029462 | 0.03603 | 0.042566 | 0.048375 | 0.053225 | 0.056797 | 0.059404 | 0.061142 | 0.06212 | 0.063121 | 0.064198 | 0.065127 | 0.066116 | 0.067091 | 1.0064 | 0.84386 | 0.27874 | 0
LO5Med | NR | GroceryRefrigeration | Commercial | Refrigeration | 0.41252 | 0.40048 | 3656.7497 | 0.00011281 | 15.7699 | 10-20 | Grocery | New_Case-NR | 0.18811 | 0.42278 | 0.71405 | 1.0574 | 1.4559 | 1.9299 | 2.4599 | 3.0083 | 3.554 | 4.0391 | 4.4439 | 4.7422 | 4.9599 | 5.105 | 5.1867 | 5.2702 | 5.3602 | 5.4377 | 5.5203 | 2.3655 | 67.2209 | 67.2209 | 23.2733 | 1
LO5Med | NR | GroceryRefrigeration | Commercial | Refrigeration | 0.10888 | 0.1057 | 965.1355 | 0.00011281 | 422.6177 | >170 | Grocery | Propane_MT-NR | 0 | 0 | 0 | 0 | 0 | 0 | 0 | 0 | 0 | 0 | 0 | 0 | 0 | 0 | 0 | 0 | 0 | 0 | 0 | 0 | 0 | 0 | 0 | 0
LO5Med | NR | GroceryRefrigeration | Commercial | Refrigeration | 0.059388 | 0.057654 | 526.4375 | 0.00011281 | 791.1488 | >170 | Grocery | Propane_LT-NR | 0 | 0 | 0 | 0 | 0 | 0 | 0 | 0 | 0 | 0 | 0 | 0 | 0 | 0 | 0 | 0 | 0 | 0 | 0 | 0 | 0 | 0 | 0 | 0
LO5Med | New | GroceryRefrigeration | Commercial | Refrigeration | 0.0093755 | 0.0091018 | 83.1079 | 0.00011281 | 1.3281 | 0-10 | Grocery | HE_Cond_Coil-New | 0.00061059 | 0.0013782 | 0.0022745 | 0.0034677 | 0.0051787 | 0.0073203 | 0.009632 | 0.01019 | 0.017926 | 0.018527 | 0.022644 | 0.020951 | 0.024675 | 0.025128 | 0.026136 | 0.026311 | 0.027896 | 0.023616 | 0.024819 | 0.024102 | 0.32278 | 0.32278 | 0.099149 | 1
LO5Med | New | GroceryRefrigeration | Commercial | Refrigeration | 0.4341 | 0.42142 | 3847.9859 | 0.00011281 | -10.7648 | <0 | Grocery | Heat_Reclaim_ER-New | 0.0015266 | 0.003446 | 0.0056867 | 0.0086703 | 0.012948 | 0.018303 | 0.024083 | 0.025478 | 0.04482 | 0.046322 | 0.056616 | 0.052382 | 0.061694 | 0.062825 | 0.065347 | 0.065783 | 0.069746 | 0.059047 | 0.062055 | 0.060261 | 0.80704 | 0.80704 | 0.2479 | 1
LO5Med | New | GroceryRefrigeration | Commercial | Refrigeration | 0.059388 | 0.057654 | 526.4375 | 0.00011281 | -5.8103 | <0 | Grocery | VS_Scroll_Compr-New | 0.0038677 | 0.0087303 | 0.014407 | 0.021966 | 0.032804 | 0.046369 | 0.061013 | 0.064547 | 0.11355 | 0.11736 | 0.14344 | 0.13271 | 0.1563 | 0.15917 | 0.16556 | 0.16666 | 0.1767 | 0.1496 | 0.15722 | 0.15267 | 2.0446 | 2.0446 | 0.62805 | 1
LO5Med | New | GroceryRefrigeration | Commercial | Refrigeration | 0.14792 | 0.14361 | 1311.261 | 0.00011281 | 6.3656 | 0-10 | Grocery | Heat_Reclaim_HP-New | 0.0010308 | 0.0023268 | 0.0038398 | 0.0058543 | 0.0087429 | 0.012358 | 0.016261 | 0.017203 | 0.030264 | 0.031278 | 0.038228 | 0.03537 | 0.041657 | 0.042421 | 0.044124 | 0.044418 | 0.047094 | 0.03987 | 0.041901 | 0.04069 | 0.54493 | 0.54493 | 0.16739 | 1
LO5Med | New | GroceryRefrigeration | Commercial | Refrigeration | 0.036977 | 0.035898 | 327.7819 | 0.00011281 | 3.7872 | 0-10 | Grocery | Commissioning-New | 0.0039238 | 0.0088568 | 0.014616 | 0.022284 | 0.033279 | 0.047041 | 0.061897 | 0.065482 | 0.1152 | 0.11906 | 0.14551 | 0.13463 | 0.15857 | 0.16147 | 0.16795 | 0.16908 | 0.17926 | 0.15176 | 0.15949 | 0.15488 | 2.0743 | 2.0743 | 0.63715 | 1
LO5Med | New | GroceryRefrigeration | Commercial | Refrigeration | 0.76555 | 0.74321 | 6786.1572 | 0.00011281 | 2.3234 | 0-10 | Grocery | LSHX_WIF-New | 0.004396 | 0.0099228 | 0.016375 | 0.024966 | 0.037285 | 0.052703 | 0.069347 | 0.073364 | 0.12906 | 0.13339 | 0.16303 | 0.15084 | 0.17765 | 0.18091 | 0.18817 | 0.18943 | 0.20084 | 0.17003 | 0.17869 | 0.17353 | 2.3239 | 2.3239 | 0.71384 | 1
LO5Med | New | GroceryRefrigeration | Commercial | Refrigeration | 0.0087535 | 0.008498 | 77.5943 | 0.00011281 | 7.7298 | 0-10 | Grocery | LSHX_LT-New | 0.0014471 | 0.0032665 | 0.0053906 | 0.0082187 | 0.012274 | 0.017349 | 0.022828 | 0.024151 | 0.042486 | 0.04391 | 0.053668 | 0.049654 | 0.058482 | 0.059554 | 0.061944 | 0.062358 | 0.066114 | 0.055972 | 0.058823 | 0.057123 | 0.76501 | 0.76501 | 0.23499 | 1
LO5Med | New | GroceryRefrigeration | Commercial | Refrigeration | 0.043981 | 0.042697 | 389.8629 | 0.00011281 | 107.1608 | 100-130 | Grocery | LSHX_WIC-New | 0.00051817 | 0.0011696 | 0.0019302 | 0.0029428 | 0.0043948 | 0.0062122 | 0.008174 | 0.0086475 | 0.015213 | 0.015723 | 0.019216 | 0.017779 | 0.02094 | 0.021324 | 0.02218 | 0.022328 | 0.023673 | 0.020042 | 0.021062 | 0.020454 | 0.27392 | 0.27392 | 0.084141 | 0
LO5Med | New | GroceryRefrigeration | Commercial | Refrigeration | 0.0013342 | 0.0012952 | 11.8264 | 0.00011281 | 150.191 | 130-170 | Grocery | LSHX_MT-New | 0.00034976 | 0.00078949 | 0.0013029 | 0.0019864 | 0.0029665 | 0.0041932 | 0.0055175 | 0.0058371 | 0.010269 | 0.010613 | 0.012971 | 0.012001 | 0.014135 | 0.014394 | 0.014971 | 0.015071 | 0.015979 | 0.013528 | 0.014217 | 0.013806 | 0.1849 | 0.1849 | 0.056795 | 0
LO50Fast | NR | Servers & Power Supplies | Commercial | Electronics | 0.089354 | 0.06899 | 1109.0074 | 8.0571e-05 | -6.1546 | <0 | Embedded DC | ENERGY STAR Servers | 3.0309 | 4.4453 | 5.3883 | 5.9944 | 6.3955 | 6.596 | 2.3458 | 0 | 0 | 0 | 0 | 0 | 0 | 0 | 0 | 0 | 0 | 0 | 0 | 0 | 34.1962 | 34.1962 | 34.1962 | 1
LO50Fast | NR | Servers & Power Supplies | Commercial | Electronics | 0.0013408 | 0.0010352 | 16.6414 | 8.0571e-05 | 41.8572 | 40-50 | Embedded DC | ENERGY STAR Power Supplies for Servers | 0.097231 | 0.14261 | 0.17286 | 0.1923 | 0.17127 | 0 | 0 | 0 | 0 | 0 | 0 | 0 | 0 | 0 | 0 | 0 | 0 | 0 | 0 | 0 | 0.77627 | 0.77627 | 0.77627 | 0
Retro12Med | Retro | Showerheads | Commercial | Water Heating | 0.017714 | 0.011725 | 158.8277 | 0.00011153 | -351.9973 | <0 | Lodging | Com Showerhead 1_50 GPM Hospitality | 0.29878 | 0.30259 | 0.30634 | 0.31005 | 0.31372 | 0.28561 | 0.23107 | 0.1869 | 0.15114 | 0.12219 | 0.098765 | 0.079815 | 0.064489 | 0.052097 | 0.042081 | 0.033985 | 0.00023398 | 8.4338e-05 | 2.8309e-05 | 9.3034e-06 | 3.2504 | 2.88 | 2.6072 | 1
Retro12Med | Retro | Showerheads | Commercial | Water Heating | 0.010607 | 0.0091762 | 107.4043 | 9.8758e-05 | -367.1069 | <0 | Hospital | Com Showerhead 1_50 GPM Health Care | 0.03213 | 0.032539 | 0.032943 | 0.033342 | 0.033736 | 0.030713 | 0.024848 | 0.020098 | 0.016253 | 0.01314 | 0.010621 | 0.008583 | 0.0069349 | 0.0056023 | 0.0045252 | 0.0036546 | 2.5161e-05 | 9.0694e-06 | 3.0443e-06 | 1.0005e-06 | 0.34954 | 0.3097 | 0.28036 | 1
Retro12Med | Retro | Showerheads | Commercial | Water Heating | 0.0089815 | 0.0068341 | 91.9659 | 9.7661e-05 | -206.3116 | <0 | Large Office | Com Showerhead 1_50 GPM Commercial - Employee Shower | 0.048775 | 0.049396 | 0.050009 | 0.050614 | 0.051213 | 0.046624 | 0.037721 | 0.03051 | 0.024672 | 0.019947 | 0.016123 | 0.013029 | 0.010527 | 0.0085046 | 0.0068694 | 0.0055478 | 3.8196e-05 | 1.3768e-05 | 4.6213e-06 | 1.5187e-06 | 0.53061 | 0.47014 | 0.4256 | 1
Retro12Med | Retro | Showerheads | Commercial | Water Heating | 0.006518 | 0.0049684 | 114.6609 | 5.6846e-05 | -273.6951 | <0 | School K-12 | Com Showerhead 1_50 GPM School | 0.0027638 | 0.002799 | 0.0028337 | 0.0028681 | 0.002902 | 0.0026419 | 0.0021374 | 0.0017288 | 0.001398 | 0.0011303 | 0.0009136 | 0.0007383 | 0.00059653 | 0.00048191 | 0.00038925 | 0.00031437 | 2.1643e-06 | 7.8015e-07 | 2.6187e-07 | 8.6058e-08 | 0.030067 | 0.02664 | 0.024117 | 1
Retro12Med | Retro | Showerheads | Commercial | Water Heating | 0.25289 | 0.19243 | 2589.4501 | 9.7661e-05 | -363.9264 | <0 | Other | Com Showerhead 1_50 GPM Fitness Center | 0.25988 | 0.26319 | 0.26645 | 0.26968 | 0.27287 | 0.24842 | 0.20098 | 0.16256 | 0.13146 | 0.10628 | 0.085905 | 0.069422 | 0.056092 | 0.045314 | 0.036601 | 0.02956 | 0.00020351 | 7.3357e-05 | 2.4623e-05 | 8.092e-06 | 2.8272 | 2.505 | 2.2677 | 1
LO80Fast | New | Street and Roadway Lighting | Commercial | Lighting | 0.077953 | 0.083092 | 357.8068 | 0.00021786 | -134.2636 | <0 | All Btype | Streetlight - HPS 100W - New | 0 | 0 | 0 | 0 | 0 | 0 | 0 | 0 | 0 | 0 | 0 | 0 | 0 | 0 | 0 | 0 | 0 | 0 | 0 | 0 | 0 | 0 | 0 | 1
LO80Fast | New | Street and Roadway Lighting | Commercial | Lighting | 0.13526 | 0.14417 | 620.8303 | 0.00021786 | -76.794 | <0 | All Btype | Streetlight - HPS 250W - New | 0 | 0 | 0 | 0 | 0 | 0 | 0 | 0 | 0 | 0 | 0 | 0 | 0 | 0 | 0 | 0 | 0 | 0 | 0 | 0 | 0 | 0 | 0 | 1
LO80Fast | New | Street and Roadway Lighting | Commercial | Lighting | 0.10944 | 0.11666 | 502.3513 | 0.00021786 | -135.7684 | <0 | All Btype | Streetlight - MH 200W - New | 0 | 0 | 0 | 0 | 0 | 0 | 0 | 0 | 0 | 0 | 0 | 0 | 0 | 0 | 0 | 0 | 0 | 0 | 0 | 0 | 0 | 0 | 0 | 1
LO80Fast | New | Street and Roadway Lighting | Commercial | Lighting | 0.26741 | 0.28505 | 1227.4432 | 0.00021786 | -81.9282 | <0 | All Btype | Streetlight - MH 400W - New | 0 | 0 | 0 | 0 | 0 | 0 | 0 | 0 | 0 | 0 | 0 | 0 | 0 | 0 | 0 | 0 | 0 | 0 | 0 | 0 | 0 | 0 | 0 | 1
LO80Fast | New | Street and Roadway Lighting | Commercial | Lighting | 0.70519 | 0.75168 | 3236.8482 | 0.00021786 | -72.3697 | <0 | All Btype | Streetlight - MH 1000W - New | 0.012133 | 0.012819 | 0.013479 | 0.013949 | 0.014205 | 0.014325 | 0.014349 | 0.014306 | 0.01422 | 0.014133 | 0.013983 | 0.013849 | 0.013733 | 0.013643 | 0.013569 | 0.013496 | 0.013438 | 0.013389 | 0.013389 | 0.013389 | 0.2738 | 0.2738 | 0.1519 | 1
LO50Fast | Retro | Street and Roadway Lighting | Commercial | Lighting | 0.077953 | 0.083092 | 357.8068 | 0.00021786 | -64.3579 | <0 | All Btype | Streetlight - HPS 100W - Retro | 5.1145 | 2.3868 | 1.5912 | 1.0229 | 0.6767 | 0.33836 | 0.15038 | 0.060152 | 0.021873 | 0.0033968 | 0 | 0 | 0 | 0 | 0 | 0 | 0 | 0 | 0 | 0 | 11.3661 | 11.3661 | 11.3661 | 1
LO50Fast | Retro | Street and Roadway Lighting | Commercial | Lighting | 0.10944 | 0.11666 | 502.3513 | 0.00021786 | -7.8808 | <0 | All Btype | Streetlight - MH 200W - Retro | 1.742 | 0.81291 | 0.54194 | 0.34839 | 0.23048 | 0.11524 | 0.051219 | 0.020487 | 0.0074499 | 0.0011569 | 0 | 0 | 0 | 0 | 0 | 0 | 0 | 0 | 0 | 0 | 3.8712 | 3.8712 | 3.8712 | 1
LO50Fast | Retro | Street and Roadway Lighting | Commercial | Lighting | 0.13526 | 0.14417 | 620.8303 | 0.00021786 | 11.0965 | 10-20 | All Btype | Streetlight - HPS 250W - Retro | 2.3007 | 1.0737 | 0.71577 | 0.46014 | 0.30441 | 0.15221 | 0.067647 | 0.027059 | 0.0098396 | 0.001528 | 0 | 0 | 0 | 0 | 0 | 0 | 0 | 0 | 0 | 0 | 5.113 | 5.113 | 5.113 | 1
LO50Fast | Retro | Street and Roadway Lighting | Commercial | Lighting | 0.26741 | 0.28505 | 1227.4432 | 0.00021786 | 1.1579 | 0-10 | All Btype | Streetlight - MH 400W - Retro | 5.6859 | 2.6534 | 1.7689 | 1.1372 | 0.75231 | 0.37616 | 0.16718 | 0.066873 | 0.024317 | 0.0037763 | 0 | 0 | 0 | 0 | 0 | 0 | 0 | 0 | 0 | 0 | 12.636 | 12.636 | 12.636 | 1
LO50Fast | Retro | Street and Roadway Lighting | Commercial | Lighting | 0.70519 | 0.75168 | 3236.8482 | 0.00021786 | 2.6814 | 0-10 | All Btype | Streetlight - MH 1000W - Retro | 1.1995 | 0.55978 | 0.37318 | 0.2399 | 0.15871 | 0.079357 | 0.03527 | 0.014108 | 0.0051301 | 0.00079666 | 0 | 0 | 0 | 0 | 0 | 0 | 0 | 0 | 0 | 0 | 2.6658 | 2.6658 | 2.6658 | 1
LO5Med | NR | UnitaryAC | Commercial | HVAC | 5.0146e-05 | 1.3905e-05 | 0.3995 | 0.00012552 | 11.5424 | 10-20 | Large Off | UnitaryAC-NR-Large Off | 0.010311 | 0.022903 | 0.038234 | 0.055943 | 0.076044 | 0.099442 | 0.12498 | 0.15093 | 0.1752 | 0.19587 | 0.21163 | 0.22218 | 0.22819 | 0.23061 | 0.22992 | 0.23262 | 0.2318 | 0.23049 | 0.22964 | 0.22889 | 3.4334 | 3.2258 | 1.1615 | 1
LO5Med | NR | UnitaryAC | Commercial | HVAC | 8.6666e-05 | 2.4032e-05 | 0.69045 | 0.00012552 | -4.1273 | <0 | Medium Off | UnitaryAC-NR-Medium Off | 0.014924 | 0.03315 | 0.05534 | 0.080972 | 0.11007 | 0.14393 | 0.1809 | 0.21845 | 0.25358 | 0.2835 | 0.30631 | 0.32158 | 0.33028 | 0.33379 | 0.33278 | 0.33889 | 0.33769 | 0.33532 | 0.33356 | 0.33249 | 4.9873 | 4.6775 | 1.6811 | 1
LO5Med | NR | UnitaryAC | Commercial | HVAC | 5.0906e-05 | 1.4116e-05 | 0.40556 | 0.00012552 | 43.9134 | 40-50 | Small Off | UnitaryAC-NR-Small Off | 0.0065938 | 0.014646 | 0.02445 | 0.035774 | 0.048628 | 0.063591 | 0.079924 | 0.096514 | 0.11204 | 0.12525 | 0.13533 | 0.14208 | 0.14592 | 0.14747 | 0.14703 | 0.14768 | 0.14722 | 0.14661 | 0.14608 | 0.14562 | 2.1843 | 2.0584 | 0.74274 | 0
LO5Med | NR | UnitaryAC | Commercial | HVAC | 0.00012522 | 3.4723e-05 | 0.99762 | 0.00012552 | -8.463 | <0 | XLarge Ret | UnitaryAC-NR-XLarge Ret | 0.026717 | 0.059247 | 0.098748 | 0.14425 | 0.19577 | 0.25559 | 0.32073 | 0.38668 | 0.44815 | 0.50021 | 0.5396 | 0.56559 | 0.57995 | 0.58517 | 0.58248 | 0.58479 | 0.58197 | 0.58041 | 0.58011 | 0.57654 | 8.648 | 8.1927 | 2.9757 | 1
LO5Med | NR | UnitaryAC | Commercial | HVAC | 0.00012522 | 3.4723e-05 | 0.99762 | 0.00012552 | -9.5766 | <0 | Large Ret | UnitaryAC-NR-Large Ret | 0.035048 | 0.077723 | 0.12954 | 0.18924 | 0.25682 | 0.3353 | 0.42075 | 0.50727 | 0.58791 | 0.6562 | 0.70787 | 0.74197 | 0.76081 | 0.76766 | 0.76413 | 0.76462 | 0.76106 | 0.75785 | 0.75512 | 0.7513 | 11.2696 | 10.7282 | 3.9037 | 1
LO5Med | NR | UnitaryAC | Commercial | HVAC | 5.0868e-05 | 1.4105e-05 | 0.40526 | 0.00012552 | 8.3274 | 0-10 | Medium Ret | UnitaryAC-NR-Medium Ret | 0.0049275 | 0.010927 | 0.018212 | 0.026605 | 0.036106 | 0.04714 | 0.059153 | 0.071317 | 0.082654 | 0.092256 | 0.09952 | 0.10431 | 0.10696 | 0.10793 | 0.10743 | 0.10859 | 0.10807 | 0.10797 | 0.10844 | 0.10761 | 1.6142 | 1.5161 | 0.54882 | 1
LO5Med | NR | UnitaryAC | Commercial | HVAC | 5.0868e-05 | 1.4105e-05 | 0.40526 | 0.00012552 | 43.9625 | 40-50 | Small Ret | UnitaryAC-NR-Small Ret | 0.0020693 | 0.0045888 | 0.0076483 | 0.011173 | 0.015163 | 0.019796 | 0.024841 | 0.029949 | 0.034711 | 0.038743 | 0.041793 | 0.043807 | 0.044919 | 0.045323 | 0.045115 | 0.045212 | 0.045001 | 0.044844 | 0.044749 | 0.044514 | 0.66771 | 0.63396 | 0.23048 | 0
LO5Med | NR | UnitaryAC | Commercial | HVAC | 6.9694e-06 | 1.9326e-06 | 0.055524 | 0.00012552 | 198.2545 | >170 | School K-12 | UnitaryAC-NR-School K-12 | 0.00072647 | 0.0016151 | 0.0026986 | 0.0039521 | 0.0053769 | 0.0070377 | 0.0088533 | 0.010701 | 0.012433 | 0.013912 | 0.015045 | 0.01581 | 0.016252 | 0.016439 | 0.016405 | 0.016486 | 0.016451 | 0.016415 | 0.01638 | 0.016344 | 0.24516 | 0.22933 | 0.082351 | 0
LO5Med | NR | UnitaryAC | Commercial | HVAC | 2.1454e-05 | 5.9492e-06 | 0.17092 | 0.00012552 | 49.6663 | 40-50 | University | UnitaryAC-NR-University | 0.0010962 | 0.0024364 | 0.0040698 | 0.0059583 | 0.0081041 | 0.010604 | 0.013336 | 0.016114 | 0.018716 | 0.020937 | 0.022635 | 0.023778 | 0.024436 | 0.02471 | 0.024651 | 0.024732 | 0.024666 | 0.024626 | 0.024561 | 0.024514 | 0.36771 | 0.34468 | 0.12401 | 0
LO5Med | NR | UnitaryAC | Commercial | HVAC | 1.1579e-05 | 3.2109e-06 | 0.092251 | 0.00012552 | 110.6354 | 100-130 | Warehouse | UnitaryAC-NR-Warehouse | 0.0013786 | 0.0030567 | 0.0050941 | 0.0074407 | 0.010097 | 0.013181 | 0.016538 | 0.019936 | 0.023102 | 0.025783 | 0.02781 | 0.029146 | 0.029882 | 0.030147 | 0.030005 | 0.030063 | 0.029975 | 0.029822 | 0.029684 | 0.029488 | 0.44232 | 0.42163 | 0.15342 | 0
LO5Med | NR | UnitaryAC | Commercial | HVAC | 2.6922e-05 | 7.4652e-06 | 0.21448 | 0.00012552 | 35.148 | 30-40 | Supermarket | UnitaryAC-NR-Supermarket | 0.0016615 | 0.0036841 | 0.0061397 | 0.0089678 | 0.012169 | 0.015886 | 0.019932 | 0.024027 | 0.027844 | 0.031074 | 0.033517 | 0.035128 | 0.036015 | 0.036335 | 0.036163 | 0.036323 | 0.03615 | 0.035967 | 0.0358 | 0.035649 | 0.53474 | 0.50843 | 0.1849 | 0
LO5Med | NR | UnitaryAC | Commercial | HVAC | 2.6922e-05 | 7.4652e-06 | 0.21448 | 0.00012552 | 102.4802 | 100-130 | MiniMart | UnitaryAC-NR-MiniMart | 0.00058109 | 0.0012915 | 0.0021573 | 0.0031584 | 0.0042958 | 0.0056209 | 0.0070689 | 0.0085413 | 0.009921 | 0.011098 | 0.011998 | 0.012604 | 0.012953 | 0.013098 | 0.013067 | 0.013103 | 0.01307 | 0.013038 | 0.013004 | 0.013058 | 0.19588 | 0.18273 | 0.065732 | 0
LO5Med | NR | UnitaryAC | Commercial | HVAC | 0.00020964 | 5.8133e-05 | 1.6702 | 0.00012552 | -14.5091 | <0 | Restaurant | UnitaryAC-NR-Restaurant | 0.014501 | 0.032015 | 0.053124 | 0.077261 | 0.10439 | 0.13569 | 0.16951 | 0.20347 | 0.23477 | 0.26088 | 0.28018 | 0.29238 | 0.29848 | 0.29983 | 0.29713 | 0.30003 | 0.29666 | 0.29359 | 0.29087 | 0.28833 | 4.325 | 4.2231 | 1.5658 | 1
LO5Med | NR | UnitaryAC | Commercial | HVAC | 0.00015594 | 4.3241e-05 | 1.2423 | 0.00012552 | -11.0952 | <0 | Lodging | UnitaryAC-NR-Lodging | 0.0079696 | 0.017689 | 0.02951 | 0.043147 | 0.058609 | 0.076589 | 0.096193 | 0.11608 | 0.13465 | 0.15043 | 0.16242 | 0.1704 | 0.17489 | 0.17662 | 0.17597 | 0.17702 | 0.17605 | 0.17521 | 0.17455 | 0.17403 | 2.6104 | 2.468 | 0.89329 | 1
LO5Med | NR | UnitaryAC | Commercial | HVAC | 0.00015755 | 4.3687e-05 | 1.2551 | 0.00012552 | -11.2047 | <0 | Hospital | UnitaryAC-NR-Hospital | 0.0089786 | 0.019921 | 0.033219 | 0.048552 | 0.065924 | 0.086113 | 0.10811 | 0.13041 | 0.15122 | 0.16887 | 0.18225 | 0.19113 | 0.19608 | 0.19794 | 0.19713 | 0.20253 | 0.20317 | 0.20299 | 0.20161 | 0.20191 | 3.0286 | 2.7981 | 1.0036 | 1
LO5Med | NR | UnitaryAC | Commercial | HVAC | 0.00010612 | 2.9427e-05 | 0.84545 | 0.00012552 | -7.3719 | <0 | Residential Care | UnitaryAC-NR-Residential Care | 0.0074241 | 0.016472 | 0.027468 | 0.040146 | 0.05451 | 0.071204 | 0.089394 | 0.10783 | 0.12504 | 0.13963 | 0.1507 | 0.15804 | 0.16213 | 0.16367 | 0.163 | 0.16595 | 0.16548 | 0.16497 | 0.1647 | 0.16429 | 2.4643 | 2.302 | 0.82981 | 1
LO5Med | NR | UnitaryAC | Commercial | HVAC | 3.3121e-07 | 9.1844e-08 | 0.0026387 | 0.00012552 | 4609.0789 | >170 | Assembly | UnitaryAC-NR-Assembly | 0.00010073 | 0.0002234 | 0.00037239 | 0.00054406 | 0.00073844 | 0.00096421 | 0.0012101 | 0.0014591 | 0.0016912 | 0.0018879 | 0.0020367 | 0.0021351 | 0.0021896 | 0.0022095 | 0.0021996 | 0.0022168 | 0.0022245 | 0.0021977 | 0.0021872 | 0.002181 | 0.032715 | 0.030969 | 0.011228 | 0
LO5Med | NR | UnitaryAC | Commercial | HVAC | 2.0471e-05 | 5.6764e-06 | 0.16309 | 0.00012552 | 53.1024 | 50-60 | Other | UnitaryAC-NR-Other | 0.0051675 | 0.011409 | 0.018931 | 0.027533 | 0.0372 | 0.048354 | 0.060407 | 0.072507 | 0.083663 | 0.092968 | 0.099845 | 0.10419 | 0.10637 | 0.10685 | 0.10589 | 0.10689 | 0.10648 | 0.10515 | 0.10413 | 0.10406 | 1.5609 | 1.508 | 0.55798 | 0
LO5Med | New | UnitaryAC | Commercial | HVAC | 4.742e-05 | 1.3149e-05 | 0.37779 | 0.00012552 | 13.4601 | 10-20 | Large Off | UnitaryAC-New-Large Off | 0.0017991 | 0.0038873 | 0.0053112 | 0.0073929 | 0.0099617 | 0.015202 | 0.020958 | 0.028157 | 0.035188 | 0.03857 | 0.043824 | 0.047492 | 0.044622 | 0.050495 | 0.050486 | 0.054567 | 0.055099 | 0.061787 | 0.051492 | 0.054778 | 0.68107 | 0.68107 | 0.21025 | 1
LO5Med | New | UnitaryAC | Commercial | HVAC | 4.3961e-05 | 1.219e-05 | 0.35023 | 0.00012552 | 13.0652 | 10-20 | Medium Off | UnitaryAC-New-Medium Off | 0.002032 | 0.0044619 | 0.0060752 | 0.0078312 | 0.010741 | 0.017569 | 0.023617 | 0.03165 | 0.03959 | 0.041359 | 0.049344 | 0.053777 | 0.049254 | 0.057892 | 0.054174 | 0.060655 | 0.060714 | 0.067738 | 0.055125 | 0.058891 | 0.75249 | 0.75249 | 0.23427 | 1
LO5Med | New | UnitaryAC | Commercial | HVAC | 1.5067e-05 | 4.1779e-06 | 0.12003 | 0.00012552 | 200.288 | >170 | Small Off | UnitaryAC-New-Small Off | 0.00018205 | 0.00040408 | 0.00057191 | 0.00076374 | 0.001033 | 0.00163 | 0.0021519 | 0.0028558 | 0.0036914 | 0.0039474 | 0.0045999 | 0.0049973 | 0.0047137 | 0.0053503 | 0.005073 | 0.0055493 | 0.0055943 | 0.0060756 | 0.0052399 | 0.0054889 | 0.069914 | 0.069914 | 0.021831 | 0
LO5Med | New | UnitaryAC | Commercial | HVAC | 8.8648e-05 | 2.4582e-05 | 0.70625 | 0.00012552 | -2.9503 | <0 | XLarge Ret | UnitaryAC-New-XLarge Ret | 0.0020112 | 0.0044501 | 0.0094313 | 0.020038 | 0.0253 | 0.043419 | 0.055585 | 0.05402 | 0.097023 | 0.10044 | 0.11859 | 0.11591 | 0.12888 | 0.12674 | 0.12929 | 0.12858 | 0.1342 | 0.12014 | 0.12124 | 0.11874 | 1.654 | 1.654 | 0.53031 | 1
LO5Med | New | UnitaryAC | Commercial | HVAC | 8.8648e-05 | 2.4582e-05 | 0.70625 | 0.00012552 | -4.5232 | <0 | Large Ret | UnitaryAC-New-Large Ret | 0.0016094 | 0.0036082 | 0.0066389 | 0.011821 | 0.015512 | 0.024022 | 0.030423 | 0.032399 | 0.05508 | 0.05852 | 0.067542 | 0.0676 | 0.072897 | 0.073087 | 0.073397 | 0.073742 | 0.075417 | 0.070613 | 0.072134 | 0.071317 | 0.95738 | 0.95738 | 0.30717 | 1
LO5Med | New | UnitaryAC | Commercial | HVAC | 4.0587e-05 | 1.1255e-05 | 0.32335 | 0.00012552 | 15.9651 | 10-20 | Medium Ret | UnitaryAC-New-Medium Ret | 0.00074456 | 0.0016633 | 0.0035192 | 0.007794 | 0.0096471 | 0.017172 | 0.021839 | 0.021015 | 0.038094 | 0.039092 | 0.046771 | 0.04546 | 0.050444 | 0.049453 | 0.050203 | 0.050016 | 0.052274 | 0.046193 | 0.045964 | 0.044152 | 0.64151 | 0.64151 | 0.20735 | 1
LO5Med | New | UnitaryAC | Commercial | HVAC | 4.0587e-05 | 1.1255e-05 | 0.32335 | 0.00012552 | 60.6266 | 60-70 | Small Ret | UnitaryAC-New-Small Ret | 0.00013632 | 0.00030088 | 0.00058991 | 0.0011473 | 0.0014718 | 0.0024514 | 0.0031258 | 0.0031468 | 0.005572 | 0.0058518 | 0.0068559 | 0.006844 | 0.0074567 | 0.007374 | 0.0074573 | 0.0074364 | 0.0077249 | 0.0070048 | 0.0070703 | 0.0068358 | 0.095854 | 0.095854 | 0.03065 | 0
LO5Med | New | UnitaryAC | Commercial | HVAC | 5.8078e-06 | 1.6105e-06 | 0.04627 | 0.00012552 | 242.2705 | >170 | School K-12 | UnitaryAC-New-School K-12 | 5.4252e-05 | 0.00012021 | 0.00020143 | 0.00029522 | 0.00040097 | 0.00051764 | 0.00066263 | 0.00080841 | 0.0011463 | 0.001292 | 0.0013959 | 0.0015259 | 0.0015347 | 0.0015434 | 0.001538 | 0.0015814 | 0.0015492 | 0.0015891 | 0.0016189 | 0.0016715 | 0.021047 | 0.021047 | 0.0068949 | 0
LO5Med | New | UnitaryAC | Commercial | HVAC | 1.7879e-05 | 4.9577e-06 | 0.14244 | 0.00012552 | 63.9646 | 60-70 | University | UnitaryAC-New-University | 6.5587e-05 | 0.00013992 | 0.00026883 | 0.00038222 | 0.00056789 | 0.00075633 | 0.00096443 | 0.001141 | 0.0014434 | 0.0017124 | 0.0017763 | 0.0018647 | 0.0017749 | 0.0018729 | 0.0020029 | 0.002161 | 0.0021021 | 0.0022303 | 0.0021013 | 0.00232 | 0.027648 | 0.027648 | 0.0092183 | 0
LO5Med | New | UnitaryAC | Commercial | HVAC | 6.4914e-06 | 1.8e-06 | 0.051716 | 0.00012552 | 214.4574 | >170 | Warehouse | UnitaryAC-New-Warehouse | 6.2586e-05 | 0.00017702 | 0.00028264 | 0.00042035 | 0.00044053 | 0.00067355 | 0.00085486 | 0.00082456 | 0.0012264 | 0.0013911 | 0.0015016 | 0.0015022 | 0.0014914 | 0.0017666 | 0.0017524 | 0.002033 | 0.0017757 | 0.001825 | 0.0018104 | 0.001784 | 0.023596 | 0.023596 | 0.0078552 | 0
LO5Med | New | UnitaryAC | Commercial | HVAC | 1.1752e-05 | 3.2589e-06 | 0.09363 | 0.00012552 | 108.6856 | 100-130 | Supermarket | UnitaryAC-New-Supermarket | 8.1811e-05 | 0.00018379 | 0.00030188 | 0.00045808 | 0.00068088 | 0.00095789 | 0.0012544 | 0.0013208 | 0.0023127 | 0.0023789 | 0.0028938 | 0.0026648 | 0.0031237 | 0.0031659 | 0.0032775 | 0.0032838 | 0.0034651 | 0.0029197 | 0.003054 | 0.0029517 | 0.040731 | 0.040731 | 0.012825 | 0
LO5Med | New | UnitaryAC | Commercial | HVAC | 1.1752e-05 | 3.2589e-06 | 0.09363 | 0.00012552 | 262.9258 | >170 | MiniMart | UnitaryAC-New-MiniMart | 1.6737e-05 | 3.6758e-05 | 6.2069e-05 | 8.9411e-05 | 0.00029481 | 0.00042492 | 0.00052465 | 0.00055665 | 0.00093553 | 0.00097064 | 0.0011 | 0.0011198 | 0.0011935 | 0.0012329 | 0.0012364 | 0.0012163 | 0.0012789 | 0.0011456 | 0.0011839 | 0.0012377 | 0.015857 | 0.015857 | 0.0050122 | 0
LO5Med | New | UnitaryAC | Commercial | HVAC | 7.8997e-05 | 2.1906e-05 | 0.62936 | 0.00012552 | -2.4094 | <0 | Restaurant | UnitaryAC-New-Restaurant | 0.001191 | 0.0023641 | 0.0036943 | 0.0054538 | 0.0078052 | 0.011507 | 0.014383 | 0.01411 | 0.026327 | 0.027257 | 0.034732 | 0.032101 | 0.039225 | 0.035861 | 0.039863 | 0.039309 | 0.04381 | 0.039176 | 0.042627 | 0.037067 | 0.49786 | 0.49786 | 0.14882 | 1
LO5Med | New | UnitaryAC | Commercial | HVAC | 0.00014431 | 4.0016e-05 | 1.1497 | 0.00012552 | -10.2304 | <0 | Lodging | UnitaryAC-New-Lodging | 0.00088357 | 0.0016055 | 0.0023222 | 0.0033961 | 0.005127 | 0.0079117 | 0.010183 | 0.009713 | 0.020144 | 0.019606 | 0.026614 | 0.023055 | 0.031367 | 0.025061 | 0.032468 | 0.031267 | 0.033136 | 0.031525 | 0.036798 | 0.029829 | 0.38201 | 0.38201 | 0.10751 | 1
LO5Med | New | UnitaryAC | Commercial | HVAC | 0.00013129 | 3.6406e-05 | 1.046 | 0.00012552 | -9.0805 | <0 | Hospital | UnitaryAC-New-Hospital | 0.0029049 | 0.008039 | 0.0147 | 0.020291 | 0.032045 | 0.048159 | 0.056104 | 0.056598 | 0.070508 | 0.085117 | 0.087494 | 0.086859 | 0.081815 | 0.081934 | 0.084528 | 0.095758 | 0.096484 | 0.096335 | 0.10037 | 0.1038 | 1.3098 | 1.3098 | 0.48196 | 1
LO5Med | New | UnitaryAC | Commercial | HVAC | 6.102e-05 | 1.6921e-05 | 0.48614 | 0.00012552 | 3.3107 | 0-10 | Residential Care | UnitaryAC-New-Residential Care | 0.0011686 | 0.0027605 | 0.0048582 | 0.0079324 | 0.011573 | 0.017329 | 0.019027 | 0.019532 | 0.023506 | 0.028643 | 0.029256 | 0.02865 | 0.025687 | 0.026801 | 0.026783 | 0.031501 | 0.029952 | 0.031629 | 0.032184 | 0.03444 | 0.43321 | 0.43321 | 0.16559 | 1
LO5Med | New | UnitaryAC | Commercial | HVAC | 6.102e-05 | 1.6921e-05 | 0.48614 | 0.00012552 | 3.3107 | 0-10 | Assembly | UnitaryAC-New-Assembly | 0.0028106 | 0.010458 | 0.01099 | 0.015998 | 0.025253 | 0.041471 | 0.058407 | 0.077341 | 0.1037 | 0.11584 | 0.11959 | 0.11932 | 0.13885 | 0.14192 | 0.1447 | 0.15164 | 0.157 | 0.16035 | 0.14751 | 0.14991 | 1.8931 | 1.8931 | 0.58186 | 1
LO5Med | New | UnitaryAC | Commercial | HVAC | 6.102e-05 | 1.6921e-05 | 0.48614 | 0.00012552 | 3.3107 | 0-10 | Other | UnitaryAC-New-Other | 0.0032865 | 0.0094228 | 0.013455 | 0.019158 | 0.037905 | 0.051844 | 0.056972 | 0.063551 | 0.093854 | 0.10504 | 0.11565 | 0.10676 | 0.10662 | 0.10694 | 0.11439 | 0.10775 | 0.12401 | 0.13869 | 0.11858 | 0.12164 | 1.6155 | 1.6155 | 0.57014 | 1
LO3Slow | NR | VHE-DOAS | Commercial | HVAC | 0.00064837 | 0.00048004 | 7.3548 | 8.8155e-05 | 39.6881 | 30-40 | Large Off | VHE-DOAS-NR-Large Off | 0 | 0 | 0 | 0 | 0 | 0 | 0 | 0 | 0 | 0 | 0 | 0 | 0 | 0 | 0 | 0 | 0 | 0 | 0 | 0 | 0 | 0 | 0 | 0
LO3Slow | NR | VHE-DOAS | Commercial | HVAC | 0.00064841 | 0.00048007 | 7.3554 | 8.8155e-05 | 39.6842 | 30-40 | Medium Off | VHE-DOAS-NR-Medium Off | 0.0024313 | 0.0062342 | 0.013813 | 0.027028 | 0.047505 | 0.076058 | 0.11224 | 0.15426 | 0.19927 | 0.24401 | 0.28547 | 0.32141 | 0.35067 | 0.37305 | 0.38914 | 0.39999 | 0.40678 | 0.41062 | 0.41246 | 0.41344 | 6.2265 | 4.6459 | 1.1683 | 0
LO3Slow | NR | VHE-DOAS | Commercial | HVAC | 0.0006401 | 0.00047392 | 7.2611 | 8.8155e-05 | 40.4052 | 40-50 | Small Off | VHE-DOAS-NR-Small Off | 0.0059638 | 0.015292 | 0.033883 | 0.066298 | 0.11653 | 0.18657 | 0.27532 | 0.37839 | 0.4888 | 0.59855 | 0.70024 | 0.78842 | 0.86017 | 0.91507 | 0.95455 | 0.98116 | 0.9978 | 1.0072 | 1.0118 | 1.0141 | 15.2733 | 11.3962 | 2.8658 | 0
LO3Slow | NR | VHE-DOAS | Commercial | HVAC | 0.0005686 | 0.00042098 | 6.4499 | 8.8155e-05 | 59.6732 | 50-60 | XLarge Ret | VHE-DOAS-NR-XLarge Ret | 0 | 0 | 0 | 0 | 0 | 0 | 0 | 0 | 0 | 0 | 0 | 0 | 0 | 0 | 0 | 0 | 0 | 0 | 0 | 0 | 0 | 0 | 0 | 0
LO3Slow | NR | VHE-DOAS | Commercial | HVAC | 0.0005686 | 0.00042098 | 6.4499 | 8.8155e-05 | 59.6732 | 50-60 | Large Ret | VHE-DOAS-NR-Large Ret | 0 | 0 | 0 | 0 | 0 | 0 | 0 | 0 | 0 | 0 | 0 | 0 | 0 | 0 | 0 | 0 | 0 | 0 | 0 | 0 | 0 | 0 | 0 | 0
LO3Slow | NR | VHE-DOAS | Commercial | HVAC | 0.00056822 | 0.0004207 | 6.4456 | 8.8155e-05 | 59.7237 | 50-60 | Medium Ret | VHE-DOAS-NR-Medium Ret | 0.0014111 | 0.0036126 | 0.0079915 | 0.015612 | 0.027396 | 0.043791 | 0.064521 | 0.088531 | 0.11418 | 0.13959 | 0.16305 | 0.18328 | 0.19964 | 0.21205 | 0.22084 | 0.22663 | 0.23011 | 0.23191 | 0.23258 | 0.23275 | 3.5053 | 2.6395 | 0.66969 | 0
LO3Slow | NR | VHE-DOAS | Commercial | HVAC | 0.00056822 | 0.0004207 | 6.4456 | 8.8155e-05 | 59.7237 | 50-60 | Small Ret | VHE-DOAS-NR-Small Ret | 0.0009684 | 0.0024792 | 0.0054843 | 0.010714 | 0.018801 | 0.030053 | 0.044279 | 0.060756 | 0.078358 | 0.095797 | 0.11189 | 0.12578 | 0.13701 | 0.14552 | 0.15155 | 0.15553 | 0.15791 | 0.15915 | 0.15961 | 0.15973 | 2.4055 | 1.8114 | 0.45958 | 0
LO3Slow | NR | VHE-DOAS | Commercial | HVAC | 0.00083151 | 0.00061564 | 9.4323 | 8.8155e-05 | 49.4709 | 40-50 | School K-12 | VHE-DOAS-NR-School K-12 | 0.0027297 | 0.0070057 | 0.015537 | 0.030427 | 0.053529 | 0.08578 | 0.1267 | 0.17429 | 0.22535 | 0.27619 | 0.32341 | 0.36446 | 0.398 | 0.42378 | 0.44246 | 0.45521 | 0.46335 | 0.46815 | 0.47067 | 0.47221 | 7.1116 | 5.2792 | 1.321 | 0
LO3Slow | NR | VHE-DOAS | Commercial | HVAC | 0.00082879 | 0.00061362 | 9.4014 | 8.8155e-05 | 49.6852 | 40-50 | University | VHE-DOAS-NR-University | 0.0010397 | 0.0026675 | 0.005914 | 0.011579 | 0.020364 | 0.032623 | 0.048172 | 0.066244 | 0.085625 | 0.10491 | 0.12281 | 0.13836 | 0.15104 | 0.16078 | 0.16782 | 0.1726 | 0.17563 | 0.1774 | 0.1783 | 0.17883 | 2.6933 | 2.0027 | 0.50195 | 0
LO3Slow | NR | VHE-DOAS | Commercial | HVAC | 0.00030333 | 0.00022458 | 3.4408 | 8.8155e-05 | 125.7076 | 100-130 | Warehouse | VHE-DOAS-NR-Warehouse | 0 | 0 | 0 | 0 | 0 | 0 | 0 | 0 | 0 | 0 | 0 | 0 | 0 | 0 | 0 | 0 | 0 | 0 | 0 | 0 | 0 | 0 | 0 | 0
LO3Slow | NR | VHE-DOAS | Commercial | HVAC | 0.00030319 | 0.00022448 | 3.4393 | 8.8155e-05 | 125.7707 | 100-130 | Supermarket | VHE-DOAS-NR-Supermarket | 0 | 0 | 0 | 0 | 0 | 0 | 0 | 0 | 0 | 0 | 0 | 0 | 0 | 0 | 0 | 0 | 0 | 0 | 0 | 0 | 0 | 0 | 0 | 0
LO3Slow | NR | VHE-DOAS | Commercial | HVAC | 0.00030319 | 0.00022448 | 3.4393 | 8.8155e-05 | 125.7707 | 100-130 | MiniMart | VHE-DOAS-NR-MiniMart | 0 | 0 | 0 | 0 | 0 | 0 | 0 | 0 | 0 | 0 | 0 | 0 | 0 | 0 | 0 | 0 | 0 | 0 | 0 | 0 | 0 | 0 | 0 | 0
LO3Slow | NR | VHE-DOAS | Commercial | HVAC | 0.00065629 | 0.00048591 | 7.4447 | 8.8155e-05 | 39.0178 | 30-40 | Restaurant | VHE-DOAS-NR-Restaurant | 0 | 0 | 0 | 0 | 0 | 0 | 0 | 0 | 0 | 0 | 0 | 0 | 0 | 0 | 0 | 0 | 0 | 0 | 0 | 0 | 0 | 0 | 0 | 0
LO3Slow | NR | VHE-DOAS | Commercial | HVAC | 0.00065334 | 0.00048372 | 7.4112 | 8.8155e-05 | 39.2659 | 30-40 | Lodging | VHE-DOAS-NR-Lodging | 0.000805 | 0.0020627 | 0.0045672 | 0.0089301 | 0.015685 | 0.025095 | 0.037008 | 0.050825 | 0.06561 | 0.080284 | 0.093858 | 0.1056 | 0.11513 | 0.1224 | 0.12759 | 0.13105 | 0.13318 | 0.13435 | 0.13485 | 0.13508 | 2.0343 | 1.524 | 0.38473 | 0
LO3Slow | NR | VHE-DOAS | Commercial | HVAC | 0.00065526 | 0.00048514 | 7.433 | 8.8155e-05 | 39.1046 | 30-40 | Hospital | VHE-DOAS-NR-Hospital | 0 | 0 | 0 | 0 | 0 | 0 | 0 | 0 | 0 | 0 | 0 | 0 | 0 | 0 | 0 | 0 | 0 | 0 | 0 | 0 | 0 | 0 | 0 | 0
LO3Slow | NR | VHE-DOAS | Commercial | HVAC | 0.00064653 | 0.00047868 | 7.334 | 8.8155e-05 | 39.8457 | 30-40 | Residential Care | VHE-DOAS-NR-Residential Care | 0.0022534 | 0.0057717 | 0.012774 | 0.024967 | 0.043835 | 0.070105 | 0.10334 | 0.14187 | 0.18307 | 0.22392 | 0.26168 | 0.2943 | 0.32074 | 0.34083 | 0.35514 | 0.36464 | 0.37041 | 0.3735 | 0.37477 | 0.37524 | 5.6512 | 4.2432 | 1.0736 | 0
LO3Slow | NR | VHE-DOAS | Commercial | HVAC | 0.0005736 | 0.00042468 | 6.5067 | 8.8155e-05 | 59.0148 | 50-60 | Assembly | VHE-DOAS-NR-Assembly | 0.0034284 | 0.0087779 | 0.01942 | 0.037942 | 0.066589 | 0.10645 | 0.15686 | 0.21526 | 0.27766 | 0.33949 | 0.39658 | 0.44586 | 0.48571 | 0.51594 | 0.5374 | 0.55155 | 0.56007 | 0.56452 | 0.56621 | 0.5667 | 8.5347 | 6.4224 | 1.6285 | 0
LO3Slow | NR | VHE-DOAS | Commercial | HVAC | 0.0005736 | 0.00042468 | 6.5067 | 8.8155e-05 | 59.0148 | 50-60 | Other | VHE-DOAS-NR-Other | 0.0043067 | 0.010977 | 0.024175 | 0.047017 | 0.082143 | 0.13072 | 0.19175 | 0.26195 | 0.33635 | 0.40938 | 0.47605 | 0.53278 | 0.57777 | 0.61094 | 0.63347 | 0.64721 | 0.65422 | 0.65644 | 0.65541 | 0.65301 | 9.8345 | 7.5961 | 1.9748 | 0
LO3Slow | New | VHE-DOAS | Commercial | HVAC | 0.00022168 | 0.00016413 | 2.5147 | 8.8155e-05 | 74.4476 | 70-80 | Large Off | VHE-DOAS-New-Large Off | 0 | 0 | 0 | 0 | 0 | 0 | 0 | 0 | 0 | 0 | 0 | 0 | 0 | 0 | 0 | 0 | 0 | 0 | 0 | 0 | 0 | 0 | 0 | 0
LO3Slow | New | VHE-DOAS | Commercial | HVAC | 0.00022169 | 0.00016414 | 2.5148 | 8.8155e-05 | 74.4421 | 70-80 | Medium Off | VHE-DOAS-New-Medium Off | 0.00050506 | 0.0012803 | 0.0023137 | 0.0039884 | 0.0070734 | 0.014166 | 0.022358 | 0.034101 | 0.047468 | 0.054317 | 0.070166 | 0.082009 | 0.079791 | 0.098723 | 0.096658 | 0.11157 | 0.11392 | 0.12868 | 0.10551 | 0.11332 | 1.1879 | 1.1879 | 0.25774 | 0
LO3Slow | New | VHE-DOAS | Commercial | HVAC | 0.00021922 | 0.0001623 | 2.4867 | 8.8155e-05 | 75.4623 | 70-80 | Small Off | VHE-DOAS-New-Small Off | 0.00031093 | 0.0007967 | 0.0014966 | 0.0026727 | 0.0046743 | 0.0090301 | 0.013998 | 0.021142 | 0.030411 | 0.03562 | 0.044943 | 0.052364 | 0.052469 | 0.06269 | 0.062192 | 0.070138 | 0.072122 | 0.079307 | 0.068912 | 0.072575 | 0.75786 | 0.75786 | 0.1651 | 0
LO3Slow | New | VHE-DOAS | Commercial | HVAC | 0.0003056 | 0.00022626 | 3.4667 | 8.8155e-05 | 59.0967 | 50-60 | XLarge Ret | VHE-DOAS-New-XLarge Ret | 0 | 0 | 0 | 0 | 0 | 0 | 0 | 0 | 0 | 0 | 0 | 0 | 0 | 0 | 0 | 0 | 0 | 0 | 0 | 0 | 0 | 0 | 0 | 0
LO3Slow | New | VHE-DOAS | Commercial | HVAC | 0.0003056 | 0.00022626 | 3.4667 | 8.8155e-05 | 59.0967 | 50-60 | Large Ret | VHE-DOAS-New-Large Ret | 0 | 0 | 0 | 0 | 0 | 0 | 0 | 0 | 0 | 0 | 0 | 0 | 0 | 0 | 0 | 0 | 0 | 0 | 0 | 0 | 0 | 0 | 0 | 0
LO3Slow | New | VHE-DOAS | Commercial | HVAC | 0.00030541 | 0.00022612 | 3.4644 | 8.8155e-05 | 59.1449 | 50-60 | Medium Ret | VHE-DOAS-New-Medium Ret | 0.0002344 | 0.0006045 | 0.0016975 | 0.0050276 | 0.0080465 | 0.017536 | 0.026186 | 0.028678 | 0.057851 | 0.065023 | 0.084235 | 0.087808 | 0.1035 | 0.10681 | 0.11345 | 0.11653 | 0.12423 | 0.11115 | 0.11143 | 0.10761 | 1.2776 | 1.2776 | 0.29512 | 0
LO3Slow | New | VHE-DOAS | Commercial | HVAC | 0.00030541 | 0.00022612 | 3.4644 | 8.8155e-05 | 59.1449 | 50-60 | Small Ret | VHE-DOAS-New-Small Ret | 7.0619e-05 | 0.00017994 | 0.00046824 | 0.0012179 | 0.0020202 | 0.0041194 | 0.0061675 | 0.0070665 | 0.013924 | 0.016017 | 0.020318 | 0.021753 | 0.025177 | 0.026208 | 0.027731 | 0.028509 | 0.030208 | 0.027735 | 0.028204 | 0.027415 | 0.31451 | 0.31451 | 0.07157 | 0
LO3Slow | New | VHE-DOAS | Commercial | HVAC | 0.00033056 | 0.00024474 | 3.7497 | 8.8155e-05 | 31.4699 | 30-40 | School K-12 | VHE-DOAS-New-School K-12 | 0.0001587 | 0.00040594 | 0.00090282 | 0.0017695 | 0.0031076 | 0.0049118 | 0.0073827 | 0.010251 | 0.016174 | 0.019969 | 0.023359 | 0.027385 | 0.029259 | 0.030974 | 0.032295 | 0.034233 | 0.034207 | 0.035528 | 0.036466 | 0.037853 | 0.38659 | 0.38659 | 0.088392 | 0
LO3Slow | New | VHE-DOAS | Commercial | HVAC | 0.0003299 | 0.00024425 | 3.7422 | 8.8155e-05 | 31.5649 | 30-40 | University | VHE-DOAS-New-University | 4.8487e-05 | 0.00011941 | 0.00030451 | 0.00057898 | 0.0011123 | 0.0018137 | 0.0027156 | 0.0036565 | 0.0051475 | 0.0066886 | 0.0075123 | 0.0084577 | 0.0085519 | 0.0094993 | 0.010629 | 0.011823 | 0.011731 | 0.012602 | 0.011962 | 0.013278 | 0.12823 | 0.12823 | 0.029698 | 0
LO3Slow | New | VHE-DOAS | Commercial | HVAC | 0.00030555 | 0.00022622 | 3.466 | 8.8155e-05 | 59.1105 | 50-60 | Warehouse | VHE-DOAS-New-Warehouse | 0 | 0 | 0 | 0 | 0 | 0 | 0 | 0 | 0 | 0 | 0 | 0 | 0 | 0 | 0 | 0 | 0 | 0 | 0 | 0 | 0 | 0 | 0 | 0
LO3Slow | New | VHE-DOAS | Commercial | HVAC | 0.00030542 | 0.00022613 | 3.4645 | 8.8155e-05 | 59.1426 | 50-60 | Supermarket | VHE-DOAS-New-Supermarket | 0 | 0 | 0 | 0 | 0 | 0 | 0 | 0 | 0 | 0 | 0 | 0 | 0 | 0 | 0 | 0 | 0 | 0 | 0 | 0 | 0 | 0 | 0 | 0
LO3Slow | New | VHE-DOAS | Commercial | HVAC | 0.00030542 | 0.00022613 | 3.4645 | 8.8155e-05 | 59.1426 | 50-60 | MiniMart | VHE-DOAS-New-MiniMart | 0 | 0 | 0 | 0 | 0 | 0 | 0 | 0 | 0 | 0 | 0 | 0 | 0 | 0 | 0 | 0 | 0 | 0 | 0 | 0 | 0 | 0 | 0 | 0
LO3Slow | New | VHE-DOAS | Commercial | HVAC | 0.00022404 | 0.00016588 | 2.5414 | 8.8155e-05 | 73.496 | 70-80 | Restaurant | VHE-DOAS-New-Restaurant | 0 | 0 | 0 | 0 | 0 | 0 | 0 | 0 | 0 | 0 | 0 | 0 | 0 | 0 | 0 | 0 | 0 | 0 | 0 | 0 | 0 | 0 | 0 | 0
LO3Slow | New | VHE-DOAS | Commercial | HVAC | 0.00031004 | 0.00022955 | 3.5169 | 8.8155e-05 | 58.0255 | 50-60 | Lodging | VHE-DOAS-New-Lodging | 0.00011381 | 0.00023873 | 0.0004583 | 0.00089629 | 0.0017496 | 0.0033056 | 0.0049956 | 0.0054231 | 0.012516 | 0.013343 | 0.019611 | 0.018219 | 0.026332 | 0.022146 | 0.030019 | 0.029805 | 0.032218 | 0.031035 | 0.036498 | 0.029745 | 0.31867 | 0.31867 | 0.062651 | 0
LO3Slow | New | VHE-DOAS | Commercial | HVAC | 0.00031077 | 0.00023009 | 3.5252 | 8.8155e-05 | 57.8521 | 50-60 | Hospital | VHE-DOAS-New-Hospital | 0 | 0 | 0 | 0 | 0 | 0 | 0 | 0 | 0 | 0 | 0 | 0 | 0 | 0 | 0 | 0 | 0 | 0 | 0 | 0 | 0 | 0 | 0 | 0
LO3Slow | New | VHE-DOAS | Commercial | HVAC | 0.00030745 | 0.00022763 | 3.4876 | 8.8155e-05 | 58.6472 | 50-60 | Residential Care | VHE-DOAS-New-Residential Care | 0.00052315 | 0.0014266 | 0.0033323 | 0.0072761 | 0.013727 | 0.025164 | 0.032442 | 0.037901 | 0.050759 | 0.067749 | 0.074924 | 0.078688 | 0.074947 | 0.082313 | 0.086066 | 0.10436 | 0.10122 | 0.10822 | 0.11094 | 0.11936 | 1.1813 | 1.1813 | 0.31522 | 0
LO3Slow | New | VHE-DOAS | Commercial | HVAC | 0.00030819 | 0.00022818 | 3.496 | 8.8155e-05 | 58.4684 | 50-60 | Assembly | VHE-DOAS-New-Assembly | 0.00047721 | 0.0020499 | 0.0028592 | 0.0055658 | 0.01136 | 0.022841 | 0.037772 | 0.056923 | 0.084933 | 0.10392 | 0.11617 | 0.1243 | 0.15365 | 0.16532 | 0.17637 | 0.19055 | 0.20122 | 0.20809 | 0.19286 | 0.19705 | 2.0543 | 2.0543 | 0.44487 | 0
LO3Slow | New | VHE-DOAS | Commercial | HVAC | 0.00030819 | 0.00022818 | 3.496 | 8.8155e-05 | 58.4684 | 50-60 | Other | VHE-DOAS-New-Other | 0.00090265 | 0.0029877 | 0.0056624 | 0.010782 | 0.027583 | 0.046189 | 0.059599 | 0.075661 | 0.12434 | 0.15243 | 0.18172 | 0.1799 | 0.19087 | 0.2015 | 0.22552 | 0.219 | 0.25711 | 0.29114 | 0.2508 | 0.25865 | 2.7624 | 2.7624 | 0.68787 | 0
LO50Fast | New | VRF-DOAS | Commercial | HVAC | 0.00038402 | 0.00028432 | 4.3562 | 8.8155e-05 | 134.6627 | 130-170 | Large Off | VRF-DOAS-New-Large Off | 0 | 0 | 0 | 0 | 0 | 0 | 0 | 0 | 0 | 0 | 0 | 0 | 0 | 0 | 0 | 0 | 0 | 0 | 0 | 0 | 0 | 0 | 0 | 0
LO50Fast | New | VRF-DOAS | Commercial | HVAC | 0.00038405 | 0.00028434 | 4.3565 | 8.8155e-05 | 134.6515 | 130-170 | Medium Off | VRF-DOAS-New-Medium Off | 0.0040543 | 0.0058609 | 0.0057769 | 0.0056449 | 0.0060586 | 0.0077924 | 0.0084216 | 0.0093677 | 0.010083 | 0.0093966 | 0.010345 | 0.010706 | 0.009519 | 0.011038 | 0.010329 | 0.011564 | 0.011576 | 0.012915 | 0.01051 | 0.011228 | 0.18219 | 0.18219 | 0.082802 | 0
LO50Fast | New | VRF-DOAS | Commercial | HVAC | 0.0003788 | 0.00028045 | 4.2969 | 8.8155e-05 | 136.7377 | 130-170 | Small Off | VRF-DOAS-New-Small Off | 0.0017948 | 0.0026226 | 0.002687 | 0.0027201 | 0.002879 | 0.003572 | 0.0037914 | 0.0041763 | 0.0046454 | 0.0044312 | 0.0047647 | 0.0049157 | 0.0045011 | 0.0050401 | 0.0047789 | 0.0052276 | 0.00527 | 0.0057234 | 0.0049362 | 0.0051707 | 0.083648 | 0.083648 | 0.038084 | 0
LO50Fast | New | VRF-DOAS | Commercial | HVAC | 0.00023669 | 0.00017524 | 2.6849 | 8.8155e-05 | 270.9014 | >170 | XLarge Ret | VRF-DOAS-New-XLarge Ret | 0 | 0 | 0 | 0 | 0 | 0 | 0 | 0 | 0 | 0 | 0 | 0 | 0 | 0 | 0 | 0 | 0 | 0 | 0 | 0 | 0 | 0 | 0 | 0
LO50Fast | New | VRF-DOAS | Commercial | HVAC | 0.00023669 | 0.00017524 | 2.6849 | 8.8155e-05 | 270.9014 | >170 | Large Ret | VRF-DOAS-New-Large Ret | 0 | 0 | 0 | 0 | 0 | 0 | 0 | 0 | 0 | 0 | 0 | 0 | 0 | 0 | 0 | 0 | 0 | 0 | 0 | 0 | 0 | 0 | 0 | 0
LO50Fast | New | VRF-DOAS | Commercial | HVAC | 0.00023653 | 0.00017512 | 2.6831 | 8.8155e-05 | 271.102 | >170 | Medium Ret | VRF-DOAS-New-Medium Ret | 0.00060643 | 0.00089185 | 0.001366 | 0.0022933 | 0.0022213 | 0.0031091 | 0.0031789 | 0.002539 | 0.0039606 | 0.0036254 | 0.0040025 | 0.0036945 | 0.0039796 | 0.0038488 | 0.0039072 | 0.0038927 | 0.0040683 | 0.0035951 | 0.0035773 | 0.0034362 | 0.061794 | 0.061794 | 0.027794 | 0
LO50Fast | New | VRF-DOAS | Commercial | HVAC | 0.00023653 | 0.00017512 | 2.6831 | 8.8155e-05 | 271.102 | >170 | Small Ret | VRF-DOAS-New-Small Ret | 0.00018397 | 0.00026732 | 0.00037941 | 0.0005594 | 0.00056155 | 0.00073542 | 0.00075391 | 0.00062999 | 0.00095991 | 0.00089925 | 0.00097216 | 0.00092162 | 0.00097475 | 0.00095094 | 0.00096169 | 0.00095899 | 0.00099619 | 0.00090333 | 0.00091178 | 0.00088154 | 0.015363 | 0.015363 | 0.0069023 | 0
LO50Fast | New | VRF-DOAS | Commercial | HVAC | 0.00045085 | 0.0003338 | 5.1143 | 8.8155e-05 | 141.2667 | 130-170 | School K-12 | VRF-DOAS-New-School K-12 | 0.00072306 | 0.0010547 | 0.0012794 | 0.0014215 | 0.0015108 | 0.0015336 | 0.0015784 | 0.0015983 | 0.0019501 | 0.0019608 | 0.0019547 | 0.0020292 | 0.0019812 | 0.0019656 | 0.0019587 | 0.002014 | 0.0019729 | 0.0020238 | 0.0020618 | 0.0021287 | 0.034701 | 0.034701 | 0.016565 | 0
LO50Fast | New | VRF-DOAS | Commercial | HVAC | 0.000449 | 0.00033243 | 5.0933 | 8.8155e-05 | 141.9147 | 130-170 | University | VRF-DOAS-New-University | 0.00027557 | 0.00038702 | 0.00053829 | 0.00058016 | 0.00067452 | 0.00070639 | 0.00072417 | 0.00071114 | 0.00077415 | 0.00081923 | 0.00078413 | 0.00078172 | 0.00072231 | 0.00075193 | 0.00080413 | 0.0008676 | 0.00084396 | 0.0008954 | 0.00084362 | 0.00093141 | 0.014417 | 0.014417 | 0.0069748 | 0
LO50Fast | New | VRF-DOAS | Commercial | HVAC | 0.00023664 | 0.00017521 | 2.6844 | 8.8155e-05 | 270.9589 | >170 | Warehouse | VRF-DOAS-New-Warehouse | 0 | 0 | 0 | 0 | 0 | 0 | 0 | 0 | 0 | 0 | 0 | 0 | 0 | 0 | 0 | 0 | 0 | 0 | 0 | 0 | 0 | 0 | 0 | 0
LO50Fast | New | VRF-DOAS | Commercial | HVAC | 0.00023653 | 0.00017513 | 2.6832 | 8.8155e-05 | 271.0924 | >170 | Supermarket | VRF-DOAS-New-Supermarket | 0 | 0 | 0 | 0 | 0 | 0 | 0 | 0 | 0 | 0 | 0 | 0 | 0 | 0 | 0 | 0 | 0 | 0 | 0 | 0 | 0 | 0 | 0 | 0
LO50Fast | New | VRF-DOAS | Commercial | HVAC | 0.00023653 | 0.00017513 | 2.6832 | 8.8155e-05 | 271.0924 | >170 | MiniMart | VRF-DOAS-New-MiniMart | 0 | 0 | 0 | 0 | 0 | 0 | 0 | 0 | 0 | 0 | 0 | 0 | 0 | 0 | 0 | 0 | 0 | 0 | 0 | 0 | 0 | 0 | 0 | 0
LO50Fast | New | VRF-DOAS | Commercial | HVAC | 0.00038903 | 0.00028803 | 4.4129 | 8.8155e-05 | 132.7262 | 130-170 | Restaurant | VRF-DOAS-New-Restaurant | 0 | 0 | 0 | 0 | 0 | 0 | 0 | 0 | 0 | 0 | 0 | 0 | 0 | 0 | 0 | 0 | 0 | 0 | 0 | 0 | 0 | 0 | 0 | 0
LO50Fast | New | VRF-DOAS | Commercial | HVAC | 0.00024042 | 0.00017801 | 2.7273 | 8.8155e-05 | 266.4508 | >170 | Lodging | VRF-DOAS-New-Lodging | 0.00044925 | 0.0005374 | 0.0005627 | 0.00062381 | 0.00073695 | 0.00089422 | 0.00092531 | 0.00073259 | 0.0013074 | 0.0011351 | 0.0014218 | 0.0011696 | 0.0015448 | 0.0012176 | 0.0015775 | 0.0015191 | 0.0016099 | 0.0015317 | 0.0017879 | 0.0014493 | 0.022734 | 0.022734 | 0.0093265 | 0
LO50Fast | New | VRF-DOAS | Commercial | HVAC | 0.00024104 | 0.00017846 | 2.7342 | 8.8155e-05 | 265.7312 | >170 | Hospital | VRF-DOAS-New-Hospital | 0.00068071 | 0.0012402 | 0.0016416 | 0.0017177 | 0.0021228 | 0.0025086 | 0.0023496 | 0.0019674 | 0.002109 | 0.0022711 | 0.0021542 | 0.0020309 | 0.001857 | 0.0018346 | 0.0018927 | 0.0021441 | 0.0021604 | 0.0021571 | 0.0022474 | 0.0023243 | 0.039411 | 0.039411 | 0.020763 | 0
LO50Fast | New | VRF-DOAS | Commercial | HVAC | 0.00023824 | 0.00017639 | 2.7026 | 8.8155e-05 | 269.0327 | >170 | Residential Care | VRF-DOAS-New-Residential Care | 0.00148 | 0.0023016 | 0.0029321 | 0.0036292 | 0.0041435 | 0.0048783 | 0.0043064 | 0.0036692 | 0.0037999 | 0.0041305 | 0.0038928 | 0.0036202 | 0.003151 | 0.0032433 | 0.0032412 | 0.003812 | 0.0036246 | 0.0038276 | 0.0038947 | 0.0041677 | 0.071746 | 0.071746 | 0.039163 | 0
LO50Fast | New | VRF-DOAS | Commercial | HVAC | 0.00023887 | 0.00017685 | 2.7096 | 8.8155e-05 | 268.2899 | >170 | Assembly | VRF-DOAS-New-Assembly | 0.0012951 | 0.0031725 | 0.0024135 | 0.0026633 | 0.0032897 | 0.0042481 | 0.0048102 | 0.0052868 | 0.0060998 | 0.0060782 | 0.0057903 | 0.0054863 | 0.0061975 | 0.0062492 | 0.0063718 | 0.0066774 | 0.006913 | 0.0070609 | 0.0064953 | 0.0066008 | 0.1032 | 0.1032 | 0.045148 | 0
LO50Fast | New | VRF-DOAS | Commercial | HVAC | 0.00023887 | 0.00017685 | 2.7096 | 8.8155e-05 | 268.2899 | >170 | Other | VRF-DOAS-New-Other | 0.0026184 | 0.0049424 | 0.0051089 | 0.0055143 | 0.0085376 | 0.0091819 | 0.0081122 | 0.0075108 | 0.0095451 | 0.0095293 | 0.0096816 | 0.0084867 | 0.0082284 | 0.0081411 | 0.0087087 | 0.0082029 | 0.0094412 | 0.010559 | 0.0090279 | 0.0092607 | 0.16034 | 0.16034 | 0.080282 | 0
LO50Fast | NR | VRF-DOAS | Commercial | HVAC | 0.00042669 | 0.00031591 | 4.8402 | 8.8155e-05 | 119.6129 | 100-130 | Large Off | VRF-DOAS-NR-Large Off | 0 | 0 | 0 | 0 | 0 | 0 | 0 | 0 | 0 | 0 | 0 | 0 | 0 | 0 | 0 | 0 | 0 | 0 | 0 | 0 | 0 | 0 | 0 | 0
LO50Fast | NR | VRF-DOAS | Commercial | HVAC | 0.00042672 | 0.00031594 | 4.8405 | 8.8155e-05 | 119.6028 | 100-130 | Medium Off | VRF-DOAS-NR-Medium Off | 0.060729 | 0.088802 | 0.10732 | 0.11903 | 0.12661 | 0.13019 | 0.13155 | 0.13186 | 0.13172 | 0.13135 | 0.13096 | 0.13057 | 0.13018 | 0.12978 | 0.1294 | 0.13073 | 0.12983 | 0.12895 | 0.12833 | 0.12785 | 2.5493 | 2.4557 | 1.2901 | 0
LO50Fast | NR | VRF-DOAS | Commercial | HVAC | 0.00042089 | 0.00031162 | 4.7744 | 8.8155e-05 | 121.4804 | 100-130 | Small Off | VRF-DOAS-NR-Small Off | 0.077352 | 0.11311 | 0.13669 | 0.15161 | 0.16127 | 0.16583 | 0.16756 | 0.16795 | 0.16777 | 0.16731 | 0.16681 | 0.16631 | 0.16581 | 0.16531 | 0.16481 | 0.16508 | 0.16437 | 0.16367 | 0.16308 | 0.16254 | 3.2471 | 3.1242 | 1.6433 | 0
LO50Fast | NR | VRF-DOAS | Commercial | HVAC | 0.00026299 | 0.00019471 | 2.9833 | 8.8155e-05 | 242.2278 | >170 | XLarge Ret | VRF-DOAS-NR-XLarge Ret | 0 | 0 | 0 | 0 | 0 | 0 | 0 | 0 | 0 | 0 | 0 | 0 | 0 | 0 | 0 | 0 | 0 | 0 | 0 | 0 | 0 | 0 | 0 | 0
LO50Fast | NR | VRF-DOAS | Commercial | HVAC | 0.00026299 | 0.00019471 | 2.9833 | 8.8155e-05 | 242.2278 | >170 | Large Ret | VRF-DOAS-NR-Large Ret | 0 | 0 | 0 | 0 | 0 | 0 | 0 | 0 | 0 | 0 | 0 | 0 | 0 | 0 | 0 | 0 | 0 | 0 | 0 | 0 | 0 | 0 | 0 | 0
LO50Fast | NR | VRF-DOAS | Commercial | HVAC | 0.00026281 | 0.00019458 | 2.9812 | 8.8155e-05 | 242.4083 | >170 | Medium Ret | VRF-DOAS-NR-Medium Ret | 0.012874 | 0.018795 | 0.022678 | 0.025113 | 0.02667 | 0.027379 | 0.027621 | 0.027641 | 0.027567 | 0.027447 | 0.02732 | 0.027195 | 0.02707 | 0.026945 | 0.026821 | 0.026956 | 0.026759 | 0.026622 | 0.026525 | 0.02635 | 0.5242 | 0.51235 | 0.27111 | 0
LO50Fast | NR | VRF-DOAS | Commercial | HVAC | 0.00026281 | 0.00019458 | 2.9812 | 8.8155e-05 | 242.4083 | >170 | Small Ret | VRF-DOAS-NR-Small Ret | 0.0089586 | 0.013079 | 0.01578 | 0.017475 | 0.018558 | 0.019052 | 0.01922 | 0.019234 | 0.019182 | 0.019099 | 0.019011 | 0.018924 | 0.018836 | 0.01875 | 0.018664 | 0.018656 | 0.018547 | 0.018454 | 0.01837 | 0.018274 | 0.36476 | 0.35612 | 0.18865 | 0
LO50Fast | NR | VRF-DOAS | Commercial | HVAC | 0.00050095 | 0.00037089 | 5.6826 | 8.8155e-05 | 125.5565 | 100-130 | School K-12 | VRF-DOAS-NR-School K-12 | 0.03244 | 0.047478 | 0.057428 | 0.063755 | 0.067877 | 0.069858 | 0.070653 | 0.070881 | 0.070869 | 0.070737 | 0.070588 | 0.07044 | 0.070292 | 0.070145 | 0.069997 | 0.070158 | 0.069921 | 0.069716 | 0.069532 | 0.06936 | 1.3853 | 1.3221 | 0.69256 | 0
LO50Fast | NR | VRF-DOAS | Commercial | HVAC | 0.00049889 | 0.00036937 | 5.6592 | 8.8155e-05 | 126.1397 | 100-130 | University | VRF-DOAS-NR-University | 0.015432 | 0.022579 | 0.027302 | 0.030301 | 0.032251 | 0.033182 | 0.033549 | 0.033647 | 0.033631 | 0.033559 | 0.033478 | 0.033398 | 0.033318 | 0.033238 | 0.033158 | 0.033196 | 0.033079 | 0.032987 | 0.03289 | 0.032804 | 0.65524 | 0.62698 | 0.32891 | 0
LO50Fast | NR | VRF-DOAS | Commercial | HVAC | 0.0001403 | 0.00010387 | 1.5915 | 8.8155e-05 | 467.9159 | >170 | Warehouse | VRF-DOAS-NR-Warehouse | 0 | 0 | 0 | 0 | 0 | 0 | 0 | 0 | 0 | 0 | 0 | 0 | 0 | 0 | 0 | 0 | 0 | 0 | 0 | 0 | 0 | 0 | 0 | 0
LO50Fast | NR | VRF-DOAS | Commercial | HVAC | 0.00014023 | 0.00010382 | 1.5907 | 8.8155e-05 | 468.1411 | >170 | Supermarket | VRF-DOAS-NR-Supermarket | 0 | 0 | 0 | 0 | 0 | 0 | 0 | 0 | 0 | 0 | 0 | 0 | 0 | 0 | 0 | 0 | 0 | 0 | 0 | 0 | 0 | 0 | 0 | 0
LO50Fast | NR | VRF-DOAS | Commercial | HVAC | 0.00014023 | 0.00010382 | 1.5907 | 8.8155e-05 | 468.1411 | >170 | MiniMart | VRF-DOAS-NR-MiniMart | 0 | 0 | 0 | 0 | 0 | 0 | 0 | 0 | 0 | 0 | 0 | 0 | 0 | 0 | 0 | 0 | 0 | 0 | 0 | 0 | 0 | 0 | 0 | 0
LO50Fast | NR | VRF-DOAS | Commercial | HVAC | 0.00043225 | 0.00032003 | 4.9033 | 8.8155e-05 | 117.87 | 100-130 | Restaurant | VRF-DOAS-NR-Restaurant | 0 | 0 | 0 | 0 | 0 | 0 | 0 | 0 | 0 | 0 | 0 | 0 | 0 | 0 | 0 | 0 | 0 | 0 | 0 | 0 | 0 | 0 | 0 | 0
LO50Fast | NR | VRF-DOAS | Commercial | HVAC | 0.00043018 | 0.00031849 | 4.8797 | 8.8155e-05 | 118.5148 | 100-130 | Lodging | VRF-DOAS-NR-Lodging | 0.024278 | 0.035476 | 0.042842 | 0.047485 | 0.050474 | 0.051864 | 0.052371 | 0.052455 | 0.052362 | 0.052181 | 0.051987 | 0.051795 | 0.051603 | 0.051413 | 0.051222 | 0.05134 | 0.051022 | 0.050768 | 0.050554 | 0.050356 | 1.0056 | 0.97385 | 0.51377 | 0
LO50Fast | NR | VRF-DOAS | Commercial | HVAC | 0.00043152 | 0.00031949 | 4.895 | 8.8155e-05 | 118.0956 | 100-130 | Hospital | VRF-DOAS-NR-Hospital | 0.011358 | 0.01659 | 0.020026 | 0.022188 | 0.023575 | 0.024215 | 0.024441 | 0.024471 | 0.024417 | 0.024323 | 0.024223 | 0.024124 | 0.024025 | 0.023927 | 0.023829 | 0.024197 | 0.024045 | 0.023865 | 0.023675 | 0.023559 | 0.46688 | 0.45507 | 0.23983 | 0
LO50Fast | NR | VRF-DOAS | Commercial | HVAC | 0.0004254 | 0.00031496 | 4.8256 | 8.8155e-05 | 120.0231 | 100-130 | Residential Care | VRF-DOAS-NR-Residential Care | 0.03493 | 0.05102 | 0.061589 | 0.068237 | 0.072503 | 0.07447 | 0.075166 | 0.075257 | 0.075093 | 0.074804 | 0.074497 | 0.074191 | 0.073887 | 0.073584 | 0.073283 | 0.073993 | 0.073445 | 0.072969 | 0.072583 | 0.072212 | 1.4359 | 1.3977 | 0.73757 | 0
LO50Fast | NR | VRF-DOAS | Commercial | HVAC | 0.00026541 | 0.0001965 | 3.0107 | 8.8155e-05 | 239.8774 | >170 | Assembly | VRF-DOAS-NR-Assembly | 0.034381 | 0.0502 | 0.060575 | 0.067088 | 0.071255 | 0.073159 | 0.073815 | 0.073875 | 0.073686 | 0.073373 | 0.073044 | 0.072716 | 0.07239 | 0.072065 | 0.071742 | 0.07197 | 0.071753 | 0.071079 | 0.070688 | 0.070354 | 1.4029 | 1.3692 | 0.72445 | 0
LO50Fast | NR | VRF-DOAS | Commercial | HVAC | 0.00026541 | 0.0001965 | 3.0107 | 8.8155e-05 | 239.8774 | >170 | Other | VRF-DOAS-NR-Other | 0.049341 | 0.071716 | 0.086146 | 0.094975 | 0.10042 | 0.10263 | 0.10308 | 0.1027 | 0.10197 | 0.10108 | 0.10017 | 0.099268 | 0.098374 | 0.097489 | 0.096611 | 0.096855 | 0.095899 | 0.09466 | 0.093648 | 0.059796 | 1.8468 | 1.8468 | 1.0142 | 0
LO5Med | NR | Washer | Commercial | Water Heating | 0.081171 | 0.061552 | 831.3535 | 9.7637e-05 | -144.0411 | <0 | Multifamily Common Areas | Washer_Multi-family_MEF 2.20 or greater | 0.015641 | 0.035289 | 0.059822 | 0.088857 | 0.12258 | 0.16264 | 0.20734 | 0.25391 | 0.29883 | 0.33863 | 0.37079 | 0.39442 | 0.41035 | 0.42004 | 0.4241 | 0.42814 | 0.43215 | 0.42716 | 0 | 0 | 4.8907 | 4.8907 | 1.9543 | 1
LO5Med | NR | Washer | Commercial | Water Heating | 0.11097 | 0.08415 | 1136.5628 | 9.7637e-05 | -128.5133 | <0 | Laundromat | Washer_Laundromat_MEF 2.20 or greater | 0.0079563 | 0.017951 | 0.030431 | 0.0452 | 0.062354 | 0.08273 | 0.10547 | 0.12916 | 0.15201 | 0.17226 | 0.18861 | 0.20063 | 0.20874 | 0.15963 | 0 | 0 | 0 | 0 | 0 | 0 | 1.5631 | 1.5631 | 0.99414 | 1
LO5Med | NR | Water Cooler Controls | Commercial | Refrigeration | 0.015462 | 0.01523 | 137.8912 | 0.00011214 | 41.8905 | 40-50 | All Buildings | Market Average to ES 2.0 Upgrade | 0.019308 | 0.043976 | 0.07528 | 0.11295 | 0.15743 | 0.2111 | 0.27206 | 0.33688 | 0.401 | 0.45969 | 0.49818 | 0.37837 | 0 | 0 | 0 | 0 | 0 | 0 | 0 | 0 | 2.9662 | 2.9662 | 2.5878 | 0
LO5Med | NR | Water Cooler Controls | Commercial | Refrigeration | 0.028822 | 0.038231 | 167.9673 | 0.00017159 | 7.7624 | 0-10 | All Buildings | Timer on ES 2.0 Hot & Cold Water Cooler | 0.087251 | 0.19872 | 0.34018 | 0.51038 | 0.7114 | 0.95392 | 1.2294 | 1.5223 | 1.812 | 2.0773 | 2.2512 | 1.7098 | 0 | 0 | 0 | 0 | 0 | 0 | 0 | 0 | 13.4038 | 13.4038 | 11.694 | 1
LO5Med | NR | Water Cooler Controls | Commercial | Refrigeration | 0.0066258 | 0.0087887 | 38.6132 | 0.00017159 | 133.0363 | 130-170 | All Buildings | Timer on ES 2.0 Cold Only Water Cooler | 0.0050144 | 0.011421 | 0.01955 | 0.029332 | 0.040885 | 0.054823 | 0.070655 | 0.087489 | 0.10414 | 0.11938 | 0.12938 | 0.098265 | 0 | 0 | 0 | 0 | 0 | 0 | 0 | 0 | 0.77034 | 0.77034 | 0.67207 | 0
Retro1Slow | Retro | Secondary Glazing Systems | Commercial | HVAC | 0.0026763 | 0.0013427 | 21.5412 | 0.00012424 | 110.4742 | 100-130 | SGS HZ1CZ1 | SGS_Lrg Office_Electric Reheat_HZ1CZ1 | 0.0053828 | 0.010713 | 0.018937 | 0.030668 | 0.046345 | 0.066085 | 0.0895 | 0.11552 | 0.14225 | 0.16701 | 0.18656 | 0.19759 | 0.19755 | 0.18542 | 0.16231 | 0.019893 | 0 | 0 | 0 | 0 | 1.6417 | 1.6417 | 0.87896 | 0
Retro1Slow | Retro | Secondary Glazing Systems | Commercial | HVAC | 0.0026057 | 0.0012948 | 21.0476 | 0.0001238 | 113.6136 | 100-130 | SGS HZ1CZ2 | SGS_Lrg Office_Electric Reheat_HZ1CZ2 | 0.0014387 | 0.0028632 | 0.0050613 | 0.0081967 | 0.012387 | 0.017663 | 0.023921 | 0.030874 | 0.038019 | 0.044637 | 0.049861 | 0.052812 | 0.052801 | 0.049556 | 0.043381 | 0.0053168 | 0 | 0 | 0 | 0 | 0.43879 | 0.43879 | 0.23492 | 0
Retro1Slow | Retro | Secondary Glazing Systems | Commercial | HVAC | 0.0034112 | 0.001695 | 27.6709 | 0.00012328 | 81.4369 | 80-90 | SGS HZ1CZ3 | SGS_Lrg Office_Electric Reheat_HZ1CZ3 | 0.0016143 | 0.0032128 | 0.0056793 | 0.0091976 | 0.013899 | 0.019819 | 0.026842 | 0.034644 | 0.042661 | 0.050088 | 0.05595 | 0.05926 | 0.059248 | 0.055607 | 0.048678 | 0.005966 | 0 | 0 | 0 | 0 | 0.49237 | 0.49237 | 0.26361 | 0
Retro1Slow | Retro | Secondary Glazing Systems | Commercial | HVAC | 0.0032828 | 0.0016562 | 26.5346 | 0.00012372 | 85.7782 | 80-90 | SGS HZ2CZ1 | SGS_Lrg Office_Electric Reheat_HZ2CZ1 | 0.0007768 | 0.0015459 | 0.0027328 | 0.0044257 | 0.0066881 | 0.0095368 | 0.012916 | 0.01667 | 0.020528 | 0.024101 | 0.026922 | 0.028515 | 0.028509 | 0.026757 | 0.023423 | 0.0028707 | 0 | 0 | 0 | 0 | 0.23692 | 0.23692 | 0.12684 | 0
Retro1Slow | Retro | Secondary Glazing Systems | Commercial | HVAC | 0.0031958 | 0.0016049 | 25.8895 | 0.00012344 | 88.476 | 80-90 | SGS HZ2CZ2 | SGS_Lrg Office_Electric Reheat_HZ2CZ2 | 0.0012603 | 0.0025082 | 0.0044339 | 0.0071806 | 0.010851 | 0.015473 | 0.020955 | 0.027047 | 0.033306 | 0.039104 | 0.04368 | 0.046265 | 0.046255 | 0.043413 | 0.038003 | 0.0046577 | 0 | 0 | 0 | 0 | 0.38439 | 0.38439 | 0.2058 | 0
Retro1Slow | Retro | Secondary Glazing Systems | Commercial | HVAC | 0.0035527 | 0.0017795 | 28.7855 | 0.00012342 | 77.4565 | 70-80 | SGS HZ2CZ3 | SGS_Lrg Office_Electric Reheat_HZ2CZ3 | 0.00014011 | 0.00027883 | 0.0004929 | 0.00079825 | 0.0012063 | 0.0017201 | 0.0023296 | 0.0030067 | 0.0037026 | 0.0043471 | 0.0048558 | 0.0051431 | 0.0051421 | 0.0048261 | 0.0042248 | 0.00051778 | 0 | 0 | 0 | 0 | 0.042732 | 0.042732 | 0.022878 | 0
Retro1Slow | Retro | Secondary Glazing Systems | Commercial | HVAC | 0.0038956 | 0.0019752 | 31.4093 | 0.00012403 | 69.1541 | 60-70 | SGS HZ3CZ1 | SGS_Lrg Office_Electric Reheat_HZ3CZ1 | 0.00076815 | 0.0015287 | 0.0027024 | 0.0043765 | 0.0066137 | 0.0094307 | 0.012772 | 0.016485 | 0.020299 | 0.023833 | 0.026622 | 0.028198 | 0.028192 | 0.02646 | 0.023163 | 0.0028388 | 0 | 0 | 0 | 0 | 0.23428 | 0.23428 | 0.12543 | 0
Retro1Slow | Retro | Secondary Glazing Systems | Commercial | HVAC | 0.0042435 | 0.0021354 | 34.2097 | 0.00012404 | 61.7536 | 60-70 | SGS HZ3CZ2 | SGS_Lrg Office_Electric Reheat_HZ3CZ2 | 0.00016735 | 0.00033305 | 0.00058875 | 0.00095348 | 0.0014409 | 0.0020546 | 0.0027826 | 0.0035914 | 0.0044225 | 0.0051924 | 0.0058001 | 0.0061432 | 0.006142 | 0.0057646 | 0.0050463 | 0.00061847 | 0 | 0 | 0 | 0 | 0.051042 | 0.051042 | 0.027327 | 0
Retro1Slow | Retro | Secondary Glazing Systems | Commercial | HVAC | 0.0041154 | 0.002061 | 33.1735 | 0.00012406 | 64.3366 | 60-70 | SGS HZ3CZ3 | SGS_Lrg Office_Electric Reheat_HZ3CZ3 | 0 | 0 | 0 | 0 | 0 | 0 | 0 | 0 | 0 | 0 | 0 | 0 | 0 | 0 | 0 | 0 | 0 | 0 | 0 | 0 | 0 | 0 | 0 | 0
Retro1Slow | Retro | Secondary Glazing Systems | Commercial | HVAC | 0.0015116 | 0.00075722 | 12.428 | 0.00012163 | 207.3686 | >170 | SGS HZ1CZ1 | SGS_Lrg Office_Electric HeatPump_HZ1CZ1 | 0.0027025 | 0.0053783 | 0.0095075 | 0.015397 | 0.023268 | 0.033179 | 0.044934 | 0.057996 | 0.071417 | 0.08385 | 0.093663 | 0.099204 | 0.099184 | 0.09309 | 0.08149 | 0.0099873 | 0 | 0 | 0 | 0 | 0.82425 | 0.82425 | 0.44129 | 0
Retro1Slow | Retro | Secondary Glazing Systems | Commercial | HVAC | 0.001518 | 0.00074804 | 12.5365 | 0.00012109 | 205.4548 | >170 | SGS HZ1CZ2 | SGS_Lrg Office_Electric HeatPump_HZ1CZ2 | 0.000745 | 0.0014826 | 0.0026209 | 0.0042445 | 0.0064143 | 0.0091464 | 0.012387 | 0.015988 | 0.019688 | 0.023115 | 0.02582 | 0.027348 | 0.027342 | 0.025662 | 0.022464 | 0.0027532 | 0 | 0 | 0 | 0 | 0.22722 | 0.22722 | 0.12165 | 0
Retro1Slow | Retro | Secondary Glazing Systems | Commercial | HVAC | 0.0020202 | 0.00099576 | 16.7864 | 0.00012034 | 148.2894 | 130-170 | SGS HZ1CZ3 | SGS_Lrg Office_Electric HeatPump_HZ1CZ3 | 0.00084981 | 0.0016912 | 0.0029896 | 0.0048417 | 0.0073168 | 0.010433 | 0.01413 | 0.018237 | 0.022457 | 0.026367 | 0.029452 | 0.031195 | 0.031189 | 0.029272 | 0.025625 | 0.0031405 | 0 | 0 | 0 | 0 | 0.25919 | 0.25919 | 0.13877 | 0
Retro1Slow | Retro | Secondary Glazing Systems | Commercial | HVAC | 0.0018666 | 0.00094426 | 15.4528 | 0.00012079 | 162.8294 | 130-170 | SGS HZ2CZ1 | SGS_Lrg Office_Electric HeatPump_HZ2CZ1 | 0.0003926 | 0.00078133 | 0.0013812 | 0.0022368 | 0.0033802 | 0.00482 | 0.0065278 | 0.0084253 | 0.010375 | 0.012181 | 0.013607 | 0.014412 | 0.014409 | 0.013523 | 0.011838 | 0.0014509 | 0 | 0 | 0 | 0 | 0.11974 | 0.11974 | 0.064108 | 0
Retro1Slow | Retro | Secondary Glazing Systems | Commercial | HVAC | 0.0018486 | 0.00092766 | 15.3484 | 0.00012044 | 164.1192 | 130-170 | SGS HZ2CZ2 | SGS_Lrg Office_Electric HeatPump_HZ2CZ2 | 0.00064804 | 0.0012897 | 0.0022798 | 0.0036921 | 0.0055795 | 0.007956 | 0.010775 | 0.013907 | 0.017125 | 0.020106 | 0.02246 | 0.023788 | 0.023784 | 0.022322 | 0.019541 | 0.0023949 | 0 | 0 | 0 | 0 | 0.19765 | 0.19765 | 0.10582 | 0
Retro1Slow | Retro | Secondary Glazing Systems | Commercial | HVAC | 0.0020658 | 0.001032 | 17.1508 | 0.00012045 | 144.698 | 130-170 | SGS HZ2CZ3 | SGS_Lrg Office_Electric HeatPump_HZ2CZ3 | 7.2416e-05 | 0.00014412 | 0.00025476 | 0.00041258 | 0.00062349 | 0.00088906 | 0.0012041 | 0.0015541 | 0.0019137 | 0.0022468 | 0.0025098 | 0.0026583 | 0.0026577 | 0.0024944 | 0.0021836 | 0.00026762 | 0 | 0 | 0 | 0 | 0.022087 | 0.022087 | 0.011825 | 0
Retro1Slow | Retro | Secondary Glazing Systems | Commercial | HVAC | 0.0021731 | 0.0011093 | 17.9316 | 0.00012119 | 137.4149 | 130-170 | SGS HZ3CZ1 | SGS_Lrg Office_Electric HeatPump_HZ3CZ1 | 0.00038089 | 0.00075803 | 0.00134 | 0.0021701 | 0.0032795 | 0.0046763 | 0.0063331 | 0.0081741 | 0.010066 | 0.011818 | 0.013201 | 0.013982 | 0.013979 | 0.01312 | 0.011485 | 0.0014076 | 0 | 0 | 0 | 0 | 0.11617 | 0.11617 | 0.062196 | 0
Retro1Slow | Retro | Secondary Glazing Systems | Commercial | HVAC | 0.0023989 | 0.0012081 | 19.7762 | 0.0001213 | 122.6351 | 100-130 | SGS HZ3CZ2 | SGS_Lrg Office_Electric HeatPump_HZ3CZ2 | 8.4095e-05 | 0.00016736 | 0.00029585 | 0.00047912 | 0.00072405 | 0.0010324 | 0.0013982 | 0.0018047 | 0.0022223 | 0.0026092 | 0.0029145 | 0.003087 | 0.0030863 | 0.0028967 | 0.0025358 | 0.00031078 | 0 | 0 | 0 | 0 | 0.025648 | 0.025648 | 0.013732 | 0
Retro1Slow | Retro | Secondary Glazing Systems | Commercial | HVAC | 0.0023458 | 0.0011714 | 19.3271 | 0.00012137 | 125.9495 | 100-130 | SGS HZ3CZ3 | SGS_Lrg Office_Electric HeatPump_HZ3CZ3 | 0 | 0 | 0 | 0 | 0 | 0 | 0 | 0 | 0 | 0 | 0 | 0 | 0 | 0 | 0 | 0 | 0 | 0 | 0 | 0 | 0 | 0 | 0 | 0
Retro1Slow | Retro | Secondary Glazing Systems | Commercial | HVAC | 0.00034694 | 0.00017174 | 3.3148 | 0.00010466 | 715.461 | >170 | SGS HZ1CZ1 | SGS_Lrg Office_Gas Reheat_HZ1CZ1 | 0.0064353 | 0.012807 | 0.02264 | 0.036665 | 0.055407 | 0.079007 | 0.107 | 0.1381 | 0.17006 | 0.19967 | 0.22303 | 0.23623 | 0.23618 | 0.22167 | 0.19405 | 0.023782 | 0 | 0 | 0 | 0 | 1.9627 | 1.9627 | 1.0508 | 0
Retro1Slow | Retro | Secondary Glazing Systems | Commercial | HVAC | 0.00043027 | 0.00020125 | 4.0254 | 0.00010689 | 592.1699 | >170 | SGS HZ1CZ2 | SGS_Lrg Office_Gas Reheat_HZ1CZ2 | 0.0021909 | 0.0043601 | 0.0077075 | 0.012482 | 0.018863 | 0.026897 | 0.036428 | 0.047016 | 0.057897 | 0.067975 | 0.075931 | 0.080423 | 0.080406 | 0.075466 | 0.066063 | 0.0080966 | 0 | 0 | 0 | 0 | 0.6682 | 0.6682 | 0.35775 | 0
Retro1Slow | Retro | Secondary Glazing Systems | Commercial | HVAC | 0.0006291 | 0.00029648 | 5.9018 | 0.0001066 | 380.1755 | >170 | SGS HZ1CZ3 | SGS_Lrg Office_Gas Reheat_HZ1CZ3 | 0.0027457 | 0.0054642 | 0.0096593 | 0.015643 | 0.02364 | 0.033709 | 0.045652 | 0.058922 | 0.072558 | 0.085189 | 0.095159 | 0.10079 | 0.10077 | 0.094577 | 0.082792 | 0.010147 | 0 | 0 | 0 | 0 | 0.83741 | 0.83741 | 0.44834 | 0
Retro1Slow | Retro | Secondary Glazing Systems | Commercial | HVAC | 0.00045031 | 0.00023231 | 4.371 | 0.00010302 | 518.4634 | >170 | SGS HZ2CZ1 | SGS_Lrg Office_Gas Reheat_HZ2CZ1 | 0.00098267 | 0.0019556 | 0.0034571 | 0.0055987 | 0.0084607 | 0.012064 | 0.016339 | 0.021088 | 0.025968 | 0.030489 | 0.034057 | 0.036072 | 0.036065 | 0.033849 | 0.029631 | 0.0036316 | 0 | 0 | 0 | 0 | 0.29971 | 0.29971 | 0.16046 | 0
Retro1Slow | Retro | Secondary Glazing Systems | Commercial | HVAC | 0.00050146 | 0.00025044 | 4.8073 | 0.00010431 | 474.5301 | >170 | SGS HZ2CZ2 | SGS_Lrg Office_Gas Reheat_HZ2CZ2 | 0.0018238 | 0.0036296 | 0.0064162 | 0.010391 | 0.015703 | 0.022391 | 0.030324 | 0.039139 | 0.048196 | 0.056586 | 0.063209 | 0.066949 | 0.066935 | 0.062822 | 0.054994 | 0.00674 | 0 | 0 | 0 | 0 | 0.55625 | 0.55625 | 0.29781 | 0
Retro1Slow | Retro | Secondary Glazing Systems | Commercial | HVAC | 0.00057884 | 0.00028456 | 5.516 | 0.00010494 | 402.3257 | >170 | SGS HZ2CZ3 | SGS_Lrg Office_Gas Reheat_HZ2CZ3 | 0.00021052 | 0.00041897 | 0.00074063 | 0.0011994 | 0.0018126 | 0.0025846 | 0.0035004 | 0.0045179 | 0.0055634 | 0.0065318 | 0.0072963 | 0.0077279 | 0.0077263 | 0.0072516 | 0.006348 | 0.00077801 | 0 | 0 | 0 | 0 | 0.064208 | 0.064208 | 0.034376 | 0
Retro1Slow | Retro | Secondary Glazing Systems | Commercial | HVAC | 0.00045064 | 0.0002434 | 4.4539 | 0.00010118 | 484.9835 | >170 | SGS HZ3CZ1 | SGS_Lrg Office_Gas Reheat_HZ3CZ1 | 0.0008195 | 0.0016309 | 0.002883 | 0.004669 | 0.0070558 | 0.010061 | 0.013626 | 0.017587 | 0.021656 | 0.025426 | 0.028402 | 0.030082 | 0.030076 | 0.028228 | 0.024711 | 0.0030285 | 0 | 0 | 0 | 0 | 0.24994 | 0.24994 | 0.13382 | 0
Retro1Slow | Retro | Secondary Glazing Systems | Commercial | HVAC | 0.00055432 | 0.00028079 | 5.3428 | 0.00010375 | 392.9946 | >170 | SGS HZ3CZ2 | SGS_Lrg Office_Gas Reheat_HZ3CZ2 | 0.0002016 | 0.00040122 | 0.00070925 | 0.0011486 | 0.0017358 | 0.0024751 | 0.0033521 | 0.0043265 | 0.0053277 | 0.0062551 | 0.0069872 | 0.0074006 | 0.007399 | 0.0069444 | 0.0060791 | 0.00074505 | 0 | 0 | 0 | 0 | 0.061488 | 0.061488 | 0.03292 | 0
Retro1Slow | Retro | Secondary Glazing Systems | Commercial | HVAC | 0.00057624 | 0.00028183 | 5.4808 | 0.00010514 | 387.1573 | >170 | SGS HZ3CZ3 | SGS_Lrg Office_Gas Reheat_HZ3CZ3 | 0 | 0 | 0 | 0 | 0 | 0 | 0 | 0 | 0 | 0 | 0 | 0 | 0 | 0 | 0 | 0 | 0 | 0 | 0 | 0 | 0 | 0 | 0 | 0
Retro1Slow | Retro | Secondary Glazing Systems | Commercial | HVAC | 0.0015221 | 0.00075729 | 12.7175 | 0.00011969 | 202.4387 | >170 | SGS HZ1CZ1 | SGS_Med Office_Electric HeatPump_HZ1CZ1 | 0.0083063 | 0.016531 | 0.029222 | 0.047325 | 0.071517 | 0.10198 | 0.13811 | 0.17826 | 0.21951 | 0.25772 | 0.28788 | 0.30491 | 0.30485 | 0.28612 | 0.25047 | 0.030697 | 0 | 0 | 0 | 0 | 2.5334 | 2.5334 | 1.3563 | 0
Retro1Slow | Retro | Secondary Glazing Systems | Commercial | HVAC | 0.001559 | 0.00076009 | 13.0696 | 0.00011929 | 196.4698 | >170 | SGS HZ1CZ2 | SGS_Med Office_Electric HeatPump_HZ1CZ2 | 0.0023355 | 0.0046479 | 0.0082163 | 0.013306 | 0.020108 | 0.028673 | 0.038832 | 0.05012 | 0.061718 | 0.072462 | 0.080942 | 0.085731 | 0.085714 | 0.080447 | 0.070423 | 0.008631 | 0 | 0 | 0 | 0 | 0.71231 | 0.71231 | 0.38136 | 0
Retro1Slow | Retro | Secondary Glazing Systems | Commercial | HVAC | 0.002044 | 0.0010039 | 17.2508 | 0.00011849 | 143.9969 | 130-170 | SGS HZ1CZ3 | SGS_Med Office_Electric HeatPump_HZ1CZ3 | 0.0026246 | 0.0052233 | 0.0092333 | 0.014953 | 0.022597 | 0.032222 | 0.043639 | 0.056324 | 0.069358 | 0.081432 | 0.090962 | 0.096344 | 0.096324 | 0.090406 | 0.079141 | 0.0096994 | 0 | 0 | 0 | 0 | 0.80048 | 0.80048 | 0.42857 | 0
Retro1Slow | Retro | Secondary Glazing Systems | Commercial | HVAC | 0.0018697 | 0.00094572 | 15.7497 | 0.00011871 | 159.6587 | 130-170 | SGS HZ2CZ1 | SGS_Med Office_Electric HeatPump_HZ2CZ1 | 0.0012004 | 0.0023889 | 0.004223 | 0.0068391 | 0.010335 | 0.014737 | 0.019959 | 0.025761 | 0.031722 | 0.037244 | 0.041603 | 0.044065 | 0.044055 | 0.041349 | 0.036196 | 0.0044362 | 0 | 0 | 0 | 0 | 0.36611 | 0.36611 | 0.19601 | 0
Retro1Slow | Retro | Secondary Glazing Systems | Commercial | HVAC | 0.0018402 | 0.00091863 | 15.528 | 0.00011851 | 162.247 | 130-170 | SGS HZ2CZ2 | SGS_Med Office_Electric HeatPump_HZ2CZ2 | 0.001969 | 0.0039186 | 0.0069271 | 0.011218 | 0.016953 | 0.024174 | 0.032739 | 0.042256 | 0.052034 | 0.061092 | 0.068242 | 0.07228 | 0.072265 | 0.067825 | 0.059374 | 0.0072767 | 0 | 0 | 0 | 0 | 0.60054 | 0.60054 | 0.32152 | 0
Retro1Slow | Retro | Secondary Glazing Systems | Commercial | HVAC | 0.0020733 | 0.0010341 | 17.5081 | 0.00011842 | 141.6046 | 130-170 | SGS HZ2CZ3 | SGS_Med Office_Electric HeatPump_HZ2CZ3 | 0.00022185 | 0.0004415 | 0.00078046 | 0.0012639 | 0.0019101 | 0.0027236 | 0.0036886 | 0.0047609 | 0.0058626 | 0.0068831 | 0.0076887 | 0.0081436 | 0.0081419 | 0.0076417 | 0.0066895 | 0.00081985 | 0 | 0 | 0 | 0 | 0.067662 | 0.067662 | 0.036225 | 0
Retro1Slow | Retro | Secondary Glazing Systems | Commercial | HVAC | 0.0022248 | 0.0011387 | 18.7183 | 0.00011886 | 131.0945 | 130-170 | SGS HZ3CZ1 | SGS_Med Office_Electric HeatPump_HZ3CZ1 | 0.0011903 | 0.0023688 | 0.0041875 | 0.0067816 | 0.010248 | 0.014613 | 0.019791 | 0.025544 | 0.031455 | 0.036931 | 0.041253 | 0.043694 | 0.043685 | 0.041001 | 0.035892 | 0.0043989 | 0 | 0 | 0 | 0 | 0.36303 | 0.36303 | 0.19436 | 0
Retro1Slow | Retro | Secondary Glazing Systems | Commercial | HVAC | 0.002501 | 0.0012621 | 20.9877 | 0.00011917 | 114.6569 | 100-130 | SGS HZ3CZ2 | SGS_Med Office_Electric HeatPump_HZ3CZ2 | 0.00026762 | 0.0005326 | 0.00094149 | 0.0015247 | 0.0023042 | 0.0032856 | 0.0044497 | 0.0057431 | 0.0070722 | 0.0083033 | 0.0092751 | 0.0098238 | 0.0098218 | 0.0092183 | 0.0080697 | 0.00098901 | 0 | 0 | 0 | 0 | 0.081622 | 0.081622 | 0.0437 | 0
Retro1Slow | Retro | Secondary Glazing Systems | Commercial | HVAC | 0.0023818 | 0.0011925 | 19.9764 | 0.00011923 | 121.4811 | 100-130 | SGS HZ3CZ3 | SGS_Med Office_Electric HeatPump_HZ3CZ3 | 0 | 0 | 0 | 0 | 0 | 0 | 0 | 0 | 0 | 0 | 0 | 0 | 0 | 0 | 0 | 0 | 0 | 0 | 0 | 0 | 0 | 0 | 0 | 0
Retro1Slow | Retro | Secondary Glazing Systems | Commercial | HVAC | 0.0025599 | 0.001279 | 20.8379 | 0.00012285 | 115.107 | 100-130 | SGS HZ1CZ1 | SGS_Med Office_Electric Reheat_HZ1CZ1 | 0.015716 | 0.031277 | 0.055289 | 0.08954 | 0.13531 | 0.19295 | 0.26131 | 0.33727 | 0.41532 | 0.48761 | 0.54468 | 0.57691 | 0.57679 | 0.54135 | 0.47389 | 0.05808 | 0 | 0 | 0 | 0 | 4.7933 | 4.7933 | 2.5663 | 0
Retro1Slow | Retro | Secondary Glazing Systems | Commercial | HVAC | 0.002534 | 0.0012502 | 20.6982 | 0.00012242 | 116.0733 | 100-130 | SGS HZ1CZ2 | SGS_Med Office_Electric Reheat_HZ1CZ2 | 0.0042705 | 0.0084988 | 0.015024 | 0.024331 | 0.036768 | 0.052429 | 0.071005 | 0.091645 | 0.11285 | 0.1325 | 0.148 | 0.15676 | 0.15673 | 0.1471 | 0.12877 | 0.015782 | 0 | 0 | 0 | 0 | 1.3025 | 1.3025 | 0.69733 | 0
Retro1Slow | Retro | Secondary Glazing Systems | Commercial | HVAC | 0.0032875 | 0.001629 | 26.9809 | 0.00012185 | 84.2547 | 80-90 | SGS HZ1CZ3 | SGS_Med Office_Electric Reheat_HZ1CZ3 | 0.0047489 | 0.009451 | 0.016707 | 0.027057 | 0.040888 | 0.058303 | 0.078961 | 0.10191 | 0.1255 | 0.14734 | 0.16459 | 0.17433 | 0.17429 | 0.16358 | 0.1432 | 0.01755 | 0 | 0 | 0 | 0 | 1.4484 | 1.4484 | 0.77546 | 0
Retro1Slow | Retro | Secondary Glazing Systems | Commercial | HVAC | 0.0031362 | 0.0015824 | 25.6594 | 0.00012222 | 89.6316 | 80-90 | SGS HZ2CZ1 | SGS_Med Office_Electric Reheat_HZ2CZ1 | 0.0022652 | 0.004508 | 0.0079689 | 0.012906 | 0.019503 | 0.02781 | 0.037663 | 0.048611 | 0.05986 | 0.070281 | 0.078506 | 0.083151 | 0.083134 | 0.078026 | 0.068303 | 0.0083712 | 0 | 0 | 0 | 0 | 0.69087 | 0.69087 | 0.36988 | 0
Retro1Slow | Retro | Secondary Glazing Systems | Commercial | HVAC | 0.0030218 | 0.0015126 | 24.7737 | 0.00012198 | 93.61 | 90-100 | SGS HZ2CZ2 | SGS_Med Office_Electric Reheat_HZ2CZ2 | 0.0036376 | 0.0072392 | 0.012797 | 0.020725 | 0.031319 | 0.044659 | 0.060482 | 0.078063 | 0.096127 | 0.11286 | 0.12607 | 0.13353 | 0.1335 | 0.1253 | 0.10969 | 0.013443 | 0 | 0 | 0 | 0 | 1.1094 | 1.1094 | 0.59398 | 0
Retro1Slow | Retro | Secondary Glazing Systems | Commercial | HVAC | 0.0033935 | 0.0016978 | 27.8385 | 0.0001219 | 81.0179 | 80-90 | SGS HZ2CZ3 | SGS_Med Office_Electric Reheat_HZ2CZ3 | 0.0004085 | 0.00081298 | 0.0014371 | 0.0023274 | 0.0035172 | 0.0050152 | 0.0067922 | 0.0087666 | 0.010795 | 0.012675 | 0.014158 | 0.014996 | 0.014992 | 0.014071 | 0.012318 | 0.0015097 | 0 | 0 | 0 | 0 | 0.12459 | 0.12459 | 0.066705 | 0
Retro1Slow | Retro | Secondary Glazing Systems | Commercial | HVAC | 0.0037991 | 0.0019301 | 31.0365 | 0.00012241 | 70.4654 | 70-80 | SGS HZ3CZ1 | SGS_Med Office_Electric Reheat_HZ3CZ1 | 0.0022866 | 0.0045507 | 0.0080444 | 0.013028 | 0.019688 | 0.028073 | 0.03802 | 0.049071 | 0.060427 | 0.070946 | 0.079249 | 0.083938 | 0.083921 | 0.078765 | 0.06895 | 0.0084504 | 0 | 0 | 0 | 0 | 0.69741 | 0.69741 | 0.37338 | 0
Retro1Slow | Retro | Secondary Glazing Systems | Commercial | HVAC | 0.0042279 | 0.0021302 | 34.4999 | 0.00012255 | 61.2656 | 60-70 | SGS HZ3CZ2 | SGS_Med Office_Electric Reheat_HZ3CZ2 | 0.00050895 | 0.0010129 | 0.0017905 | 0.0028997 | 0.004382 | 0.0062484 | 0.0084623 | 0.010922 | 0.01345 | 0.015791 | 0.017639 | 0.018683 | 0.018679 | 0.017531 | 0.015347 | 0.0018809 | 0 | 0 | 0 | 0 | 0.15523 | 0.15523 | 0.083106 | 0
Retro1Slow | Retro | Secondary Glazing Systems | Commercial | HVAC | 0.003994 | 0.002003 | 32.5913 | 0.00012255 | 66.0748 | 60-70 | SGS HZ3CZ3 | SGS_Med Office_Electric Reheat_HZ3CZ3 | 0 | 0 | 0 | 0 | 0 | 0 | 0 | 0 | 0 | 0 | 0 | 0 | 0 | 0 | 0 | 0 | 0 | 0 | 0 | 0 | 0 | 0 | 0 | 0
Retro1Slow | Retro | Secondary Glazing Systems | Commercial | HVAC | 0.00048431 | 0.0002356 | 4.5971 | 0.00010535 | 520.1876 | >170 | SGS HZ1CZ1 | SGS_Med Office_Gas Reheat_HZ1CZ1 | 0.027421 | 0.054571 | 0.096467 | 0.15623 | 0.23609 | 0.33665 | 0.45592 | 0.58845 | 0.72463 | 0.85077 | 0.95034 | 1.0066 | 1.0064 | 0.94453 | 0.82684 | 0.10134 | 0 | 0 | 0 | 0 | 8.3632 | 8.3632 | 4.4775 | 0
Retro1Slow | Retro | Secondary Glazing Systems | Commercial | HVAC | 0.00058408 | 0.00026998 | 5.4409 | 0.00010735 | 440.3098 | >170 | SGS HZ1CZ2 | SGS_Med Office_Gas Reheat_HZ1CZ2 | 0.0090778 | 0.018066 | 0.031936 | 0.05172 | 0.078159 | 0.11145 | 0.15094 | 0.19481 | 0.23989 | 0.28166 | 0.31462 | 0.33323 | 0.33316 | 0.31269 | 0.27373 | 0.033548 | 0 | 0 | 0 | 0 | 2.7687 | 2.7687 | 1.4823 | 0
Retro1Slow | Retro | Secondary Glazing Systems | Commercial | HVAC | 0.0008005 | 0.00037876 | 7.5207 | 0.00010644 | 301.1133 | >170 | SGS HZ1CZ3 | SGS_Med Office_Gas Reheat_HZ1CZ3 | 0.010664 | 0.021223 | 0.037517 | 0.060758 | 0.091817 | 0.13092 | 0.17731 | 0.22885 | 0.28181 | 0.33087 | 0.3696 | 0.39146 | 0.39138 | 0.36734 | 0.32156 | 0.03941 | 0 | 0 | 0 | 0 | 3.2525 | 3.2525 | 1.7414 | 0
Retro1Slow | Retro | Secondary Glazing Systems | Commercial | HVAC | 0.00060326 | 0.00030907 | 5.84 | 0.0001033 | 392.3012 | >170 | SGS HZ2CZ1 | SGS_Med Office_Gas Reheat_HZ2CZ1 | 0.0040183 | 0.0079969 | 0.014136 | 0.022894 | 0.034597 | 0.049333 | 0.066812 | 0.086233 | 0.10619 | 0.12467 | 0.13927 | 0.14751 | 0.14747 | 0.13841 | 0.12117 | 0.01485 | 0 | 0 | 0 | 0 | 1.2256 | 1.2256 | 0.65615 | 0
Retro1Slow | Retro | Secondary Glazing Systems | Commercial | HVAC | 0.00065856 | 0.00032464 | 6.2823 | 0.00010483 | 367.8329 | >170 | SGS HZ2CZ2 | SGS_Med Office_Gas Reheat_HZ2CZ2 | 0.007311 | 0.01455 | 0.02572 | 0.041654 | 0.062947 | 0.089758 | 0.12156 | 0.1569 | 0.1932 | 0.22684 | 0.25338 | 0.26838 | 0.26832 | 0.25183 | 0.22045 | 0.027019 | 0 | 0 | 0 | 0 | 2.2298 | 2.2298 | 1.1938 | 0
Retro1Slow | Retro | Secondary Glazing Systems | Commercial | HVAC | 0.00075304 | 0.0003704 | 7.1776 | 0.00010491 | 312.9463 | >170 | SGS HZ2CZ3 | SGS_Med Office_Gas Reheat_HZ2CZ3 | 0.00083599 | 0.0016637 | 0.002941 | 0.004763 | 0.0071978 | 0.010263 | 0.0139 | 0.01794 | 0.022092 | 0.025938 | 0.028973 | 0.030688 | 0.030681 | 0.028796 | 0.025208 | 0.0030895 | 0 | 0 | 0 | 0 | 0.25497 | 0.25497 | 0.13651 | 0
Retro1Slow | Retro | Secondary Glazing Systems | Commercial | HVAC | 0.00065052 | 0.00034735 | 6.4001 | 0.00010164 | 339.9978 | >170 | SGS HZ3CZ1 | SGS_Med Office_Gas Reheat_HZ3CZ1 | 0.0036109 | 0.0071861 | 0.012703 | 0.020573 | 0.031089 | 0.044331 | 0.060038 | 0.07749 | 0.095422 | 0.11203 | 0.12514 | 0.13255 | 0.13252 | 0.12438 | 0.10888 | 0.013344 | 0 | 0 | 0 | 0 | 1.1013 | 1.1013 | 0.58962 | 0
Retro1Slow | Retro | Secondary Glazing Systems | Commercial | HVAC | 0.00077418 | 0.00039403 | 7.4755 | 0.00010356 | 281.1307 | >170 | SGS HZ3CZ2 | SGS_Med Office_Gas Reheat_HZ3CZ2 | 0.00085945 | 0.0017104 | 0.0030236 | 0.0048967 | 0.0073998 | 0.010552 | 0.01429 | 0.018444 | 0.022712 | 0.026666 | 0.029787 | 0.031549 | 0.031543 | 0.029605 | 0.025916 | 0.0031762 | 0 | 0 | 0 | 0 | 0.26213 | 0.26213 | 0.14034 | 0
Retro1Slow | Retro | Secondary Glazing Systems | Commercial | HVAC | 0.00076965 | 0.00038208 | 7.3615 | 0.00010455 | 291.001 | >170 | SGS HZ3CZ3 | SGS_Med Office_Gas Reheat_HZ3CZ3 | 0 | 0 | 0 | 0 | 0 | 0 | 0 | 0 | 0 | 0 | 0 | 0 | 0 | 0 | 0 | 0 | 0 | 0 | 0 | 0 | 0 | 0 | 0 | 0
Retro1Slow | Retro | Secondary Glazing Systems | Commercial | HVAC | 0.00039805 | 0.00019828 | 3.1014 | 0.00012835 | 244.7509 | >170 | Applied Film HZ1CZ1 | Applied Film_Lrg Office_Electric Reheat_HZ1CZ1 | 0.0057341 | 0.011412 | 0.020173 | 0.032669 | 0.04937 | 0.070398 | 0.09534 | 0.12305 | 0.15153 | 0.17791 | 0.19873 | 0.21049 | 0.21044 | 0.19751 | 0.1729 | 0.021191 | 0 | 0 | 0 | 0 | 1.7489 | 1.7489 | 0.93632 | 0
Retro1Slow | Retro | Secondary Glazing Systems | Commercial | HVAC | 0.00034775 | 0.00017084 | 2.7087 | 0.00012838 | 283.3963 | >170 | Applied Film HZ1CZ2 | Applied Film_Lrg Office_Electric Reheat_HZ1CZ2 | 0.0013751 | 0.0027367 | 0.0048377 | 0.0078346 | 0.01184 | 0.016882 | 0.022864 | 0.02951 | 0.036339 | 0.042665 | 0.047659 | 0.050478 | 0.050468 | 0.047367 | 0.041465 | 0.0050819 | 0 | 0 | 0 | 0 | 0.4194 | 0.4194 | 0.22454 | 0
Retro1Slow | Retro | Secondary Glazing Systems | Commercial | HVAC | 0.00069192 | 0.00034018 | 5.5039 | 0.00012571 | 128.7261 | 100-130 | Applied Film HZ1CZ3 | Applied Film_Lrg Office_Electric Reheat_HZ1CZ3 | 0.0023452 | 0.0046673 | 0.0082506 | 0.013362 | 0.020192 | 0.028793 | 0.038994 | 0.050329 | 0.061976 | 0.072765 | 0.081281 | 0.08609 | 0.086072 | 0.080784 | 0.070717 | 0.008667 | 0 | 0 | 0 | 0 | 0.71528 | 0.71528 | 0.38295 | 0
Retro1Slow | Retro | Secondary Glazing Systems | Commercial | HVAC | 0.00064173 | 0.00032134 | 5.0915 | 0.00012604 | 140.8651 | 130-170 | Applied Film HZ2CZ1 | Applied Film_Lrg Office_Electric Reheat_HZ2CZ1 | 0.0010876 | 0.0021644 | 0.0038261 | 0.0061963 | 0.0093638 | 0.013352 | 0.018083 | 0.023339 | 0.02874 | 0.033743 | 0.037692 | 0.039923 | 0.039914 | 0.037462 | 0.032794 | 0.0040192 | 0 | 0 | 0 | 0 | 0.3317 | 0.3317 | 0.17759 | 0
Retro1Slow | Retro | Secondary Glazing Systems | Commercial | HVAC | 0.0005401 | 0.00026888 | 4.2364 | 0.00012749 | 173.4399 | >170 | Applied Film HZ2CZ2 | Applied Film_Lrg Office_Electric Reheat_HZ2CZ2 | 0.0015255 | 0.003036 | 0.0053669 | 0.0086916 | 0.013135 | 0.018729 | 0.025365 | 0.032738 | 0.040314 | 0.047332 | 0.052872 | 0.056 | 0.055989 | 0.052549 | 0.046001 | 0.0056378 | 0 | 0 | 0 | 0 | 0.46528 | 0.46528 | 0.24911 | 0
Retro1Slow | Retro | Secondary Glazing Systems | Commercial | HVAC | 0.00070314 | 0.00034798 | 5.575 | 0.00012612 | 126.7575 | 100-130 | Applied Film HZ2CZ3 | Applied Film_Lrg Office_Electric Reheat_HZ2CZ3 | 0.0001986 | 0.00039525 | 0.0006987 | 0.0011315 | 0.00171 | 0.0024383 | 0.0033022 | 0.0042621 | 0.0052484 | 0.006162 | 0.0068832 | 0.0072905 | 0.0072889 | 0.0068411 | 0.0059887 | 0.00073396 | 0 | 0 | 0 | 0 | 0.060573 | 0.060573 | 0.03243 | 0
Retro1Slow | Retro | Secondary Glazing Systems | Commercial | HVAC | 0.00082316 | 0.00041264 | 6.5013 | 0.00012661 | 105.5634 | 100-130 | Applied Film HZ3CZ1 | Applied Film_Lrg Office_Electric Reheat_HZ3CZ1 | 0.0011625 | 0.0023136 | 0.0040898 | 0.0066234 | 0.010009 | 0.014273 | 0.019329 | 0.024948 | 0.030721 | 0.036069 | 0.040291 | 0.042675 | 0.042666 | 0.040044 | 0.035055 | 0.0042962 | 0 | 0 | 0 | 0 | 0.35457 | 0.35457 | 0.18983 | 0
Retro1Slow | Retro | Secondary Glazing Systems | Commercial | HVAC | 0.00087153 | 0.00043375 | 6.8955 | 0.00012639 | 98.3187 | 90-100 | Applied Film HZ3CZ2 | Applied Film_Lrg Office_Electric Reheat_HZ3CZ2 | 0.00024617 | 0.00048991 | 0.00086603 | 0.0014025 | 0.0021195 | 0.0030222 | 0.0040931 | 0.0052828 | 0.0065054 | 0.0076378 | 0.0085317 | 0.0090365 | 0.0090346 | 0.0084795 | 0.0074229 | 0.00090974 | 0 | 0 | 0 | 0 | 0.07508 | 0.07508 | 0.040197 | 0
Retro1Slow | Retro | Secondary Glazing Systems | Commercial | HVAC | 0.00077732 | 0.00038484 | 6.1267 | 0.00012687 | 113.2956 | 100-130 | Applied Film HZ3CZ3 | Applied Film_Lrg Office_Electric Reheat_HZ3CZ3 | 0 | 0 | 0 | 0 | 0 | 0 | 0 | 0 | 0 | 0 | 0 | 0 | 0 | 0 | 0 | 0 | 0 | 0 | 0 | 0 | 0 | 0 | 0 | 0
Retro1Slow | Retro | Secondary Glazing Systems | Commercial | HVAC | 0.00019905 | 9.8238e-05 | 1.5443 | 0.00012889 | 513.5197 | >170 | Applied Film HZ1CZ1 | Applied Film_Lrg Office_Electric HeatPump_HZ1CZ1 | 0.0027212 | 0.0054156 | 0.0095734 | 0.015504 | 0.023429 | 0.033409 | 0.045246 | 0.058398 | 0.071912 | 0.084431 | 0.094312 | 0.099892 | 0.099871 | 0.093735 | 0.082055 | 0.010057 | 0 | 0 | 0 | 0 | 0.82996 | 0.82996 | 0.44435 | 0
Retro1Slow | Retro | Secondary Glazing Systems | Commercial | HVAC | 0.00017853 | 8.5775e-05 | 1.3846 | 0.00012894 | 575.2358 | >170 | Applied Film HZ1CZ2 | Applied Film_Lrg Office_Electric HeatPump_HZ1CZ2 | 0.00067 | 0.0013334 | 0.0023571 | 0.0038173 | 0.0057687 | 0.0082257 | 0.01114 | 0.014378 | 0.017706 | 0.020788 | 0.023221 | 0.024595 | 0.02459 | 0.023079 | 0.020203 | 0.0024761 | 0 | 0 | 0 | 0 | 0.20435 | 0.20435 | 0.10941 | 0
Retro1Slow | Retro | Secondary Glazing Systems | Commercial | HVAC | 0.00038675 | 0.00018677 | 3.1161 | 0.00012411 | 244.0754 | >170 | Applied Film HZ1CZ3 | Applied Film_Lrg Office_Electric HeatPump_HZ1CZ3 | 0.0012441 | 0.0024758 | 0.0043766 | 0.0070879 | 0.010711 | 0.015273 | 0.020685 | 0.026698 | 0.032876 | 0.038599 | 0.043116 | 0.045667 | 0.045658 | 0.042853 | 0.037513 | 0.0045975 | 0 | 0 | 0 | 0 | 0.37943 | 0.37943 | 0.20314 | 0
Retro1Slow | Retro | Secondary Glazing Systems | Commercial | HVAC | 0.00034307 | 0.00017121 | 2.7546 | 0.00012455 | 278.8644 | >170 | Applied Film HZ2CZ1 | Applied Film_Lrg Office_Electric HeatPump_HZ2CZ1 | 0.00055178 | 0.0010981 | 0.0019412 | 0.0031437 | 0.0047508 | 0.0067743 | 0.0091745 | 0.011841 | 0.014582 | 0.01712 | 0.019124 | 0.020255 | 0.020251 | 0.019007 | 0.016638 | 0.0020392 | 0 | 0 | 0 | 0 | 0.16829 | 0.16829 | 0.090101 | 0
Retro1Slow | Retro | Secondary Glazing Systems | Commercial | HVAC | 0.0002783 | 0.00013727 | 2.1879 | 0.0001272 | 356.2393 | >170 | Applied Film HZ2CZ2 | Applied Film_Lrg Office_Electric HeatPump_HZ2CZ2 | 0.00074601 | 0.0014847 | 0.0026245 | 0.0042503 | 0.0064231 | 0.0091588 | 0.012404 | 0.01601 | 0.019714 | 0.023146 | 0.025855 | 0.027385 | 0.027379 | 0.025697 | 0.022495 | 0.002757 | 0 | 0 | 0 | 0 | 0.22753 | 0.22753 | 0.12182 | 0
Retro1Slow | Retro | Secondary Glazing Systems | Commercial | HVAC | 0.00038327 | 0.00018718 | 3.0722 | 0.00012476 | 247.7862 | >170 | Applied Film HZ2CZ3 | Applied Film_Lrg Office_Electric HeatPump_HZ2CZ3 | 0.00010274 | 0.00020446 | 0.00036144 | 0.00058534 | 0.00088457 | 0.0012613 | 0.0017082 | 0.0022048 | 0.002715 | 0.0031876 | 0.0035607 | 0.0037714 | 0.0037706 | 0.0035389 | 0.003098 | 0.00037968 | 0 | 0 | 0 | 0 | 0.031335 | 0.031335 | 0.016776 | 0
Retro1Slow | Retro | Secondary Glazing Systems | Commercial | HVAC | 0.00043086 | 0.00021543 | 3.4317 | 0.00012555 | 219.4898 | >170 | Applied Film HZ3CZ1 | Applied Film_Lrg Office_Electric HeatPump_HZ3CZ1 | 0.00057748 | 0.0011493 | 0.0020316 | 0.0032901 | 0.004972 | 0.0070898 | 0.0096017 | 0.012393 | 0.015261 | 0.017917 | 0.020014 | 0.021198 | 0.021194 | 0.019892 | 0.017413 | 0.0021341 | 0 | 0 | 0 | 0 | 0.17613 | 0.17613 | 0.094297 | 0
Retro1Slow | Retro | Secondary Glazing Systems | Commercial | HVAC | 0.00046597 | 0.00022987 | 3.7221 | 0.00012519 | 200.7292 | >170 | Applied Film HZ3CZ2 | Applied Film_Lrg Office_Electric HeatPump_HZ3CZ2 | 0.00012491 | 0.00024858 | 0.00043943 | 0.00071166 | 0.0010755 | 0.0015335 | 0.0020769 | 0.0026806 | 0.0033009 | 0.0038755 | 0.0043291 | 0.0045852 | 0.0045842 | 0.0043026 | 0.0037665 | 0.00046161 | 0 | 0 | 0 | 0 | 0.038096 | 0.038096 | 0.020396 | 0
Retro1Slow | Retro | Secondary Glazing Systems | Commercial | HVAC | 0.00041318 | 0.00020179 | 3.2775 | 0.00012607 | 230.7403 | >170 | Applied Film HZ3CZ3 | Applied Film_Lrg Office_Electric HeatPump_HZ3CZ3 | 0 | 0 | 0 | 0 | 0 | 0 | 0 | 0 | 0 | 0 | 0 | 0 | 0 | 0 | 0 | 0 | 0 | 0 | 0 | 0 | 0 | 0 | 0 | 0
Retro1Slow | Retro | Secondary Glazing Systems | Commercial | HVAC | 8.1577e-05 | 3.3357e-05 | 0.7282 | 0.00011203 | 975.2112 | >170 | Applied Film HZ1CZ3 | Applied Film_Lrg Office_Gas Reheat_HZ1CZ3 | 0.00087038 | 0.0017322 | 0.003062 | 0.0049589 | 0.0074938 | 0.010686 | 0.014472 | 0.018678 | 0.023001 | 0.027005 | 0.030165 | 0.03195 | 0.031943 | 0.029981 | 0.026245 | 0.0032166 | 0 | 0 | 0 | 0 | 0.26546 | 0.26546 | 0.14212 | 0
Retro1Slow | Retro | Secondary Glazing Systems | Commercial | HVAC | 4.4416e-05 | 2.1071e-05 | 0.4177 | 0.00010634 | 1720.9369 | >170 | Applied Film HZ2CZ1 | Applied Film_Lrg Office_Gas Reheat_HZ2CZ1 | 0.00023695 | 0.00047155 | 0.00083358 | 0.00135 | 0.0020401 | 0.002909 | 0.0039397 | 0.0050849 | 0.0062616 | 0.0073516 | 0.008212 | 0.0086979 | 0.0086961 | 0.0081618 | 0.0071448 | 0.00087566 | 0 | 0 | 0 | 0 | 0.072267 | 0.072267 | 0.038691 | 0
Retro1Slow | Retro | Secondary Glazing Systems | Commercial | HVAC | 1.6502e-05 | 5.6648e-06 | 0.13941 | 0.00011837 | 5280.6397 | >170 | Applied Film HZ2CZ2 | Applied Film_Lrg Office_Gas Reheat_HZ2CZ2 | 0.00014672 | 0.000292 | 0.00051618 | 0.00083594 | 0.0012633 | 0.0018013 | 0.0024396 | 0.0031487 | 0.0038774 | 0.0045523 | 0.0050851 | 0.005386 | 0.0053849 | 0.005054 | 0.0044242 | 0.00054223 | 0 | 0 | 0 | 0 | 0.04475 | 0.04475 | 0.023959 | 0
Retro1Slow | Retro | Secondary Glazing Systems | Commercial | HVAC | 6.3402e-05 | 2.6383e-05 | 0.56929 | 0.00011137 | 1244.3536 | >170 | Applied Film HZ2CZ3 | Applied Film_Lrg Office_Gas Reheat_HZ2CZ3 | 5.6371e-05 | 0.00011219 | 0.00019832 | 0.00032117 | 0.00048535 | 0.00069208 | 0.00093729 | 0.0012097 | 0.0014897 | 0.001749 | 0.0019537 | 0.0020693 | 0.0020689 | 0.0019418 | 0.0016998 | 0.00020833 | 0 | 0 | 0 | 0 | 0.017193 | 0.017193 | 0.0092049 | 0
Retro1Slow | Retro | Secondary Glazing Systems | Commercial | HVAC | 3.8556e-05 | 1.8217e-05 | 0.36205 | 0.00010649 | 1901.4589 | >170 | Applied Film HZ3CZ1 | Applied Film_Lrg Office_Gas Reheat_HZ3CZ1 | 0.00017141 | 0.00034112 | 0.00060301 | 0.00097657 | 0.0014758 | 0.0021044 | 0.00285 | 0.0036784 | 0.0045296 | 0.0053181 | 0.0059405 | 0.006292 | 0.0062907 | 0.0059042 | 0.0051685 | 0.00063345 | 0 | 0 | 0 | 0 | 0.052278 | 0.052278 | 0.027989 | 0
Retro1Slow | Retro | Secondary Glazing Systems | Commercial | HVAC | 6.0415e-05 | 2.5996e-05 | 0.54872 | 0.0001101 | 1239.5104 | >170 | Applied Film HZ3CZ2 | Applied Film_Lrg Office_Gas Reheat_HZ3CZ2 | 5.3716e-05 | 0.0001069 | 0.00018897 | 0.00030604 | 0.00046249 | 0.00065947 | 0.00089313 | 0.0011528 | 0.0014195 | 0.0016666 | 0.0018617 | 0.0019718 | 0.0019714 | 0.0018503 | 0.0016197 | 0.00019851 | 0 | 0 | 0 | 0 | 0.016383 | 0.016383 | 0.0087713 | 0
Retro1Slow | Retro | Secondary Glazing Systems | Commercial | HVAC | 4.9049e-05 | 1.8736e-05 | 0.42821 | 0.00011454 | 1625.5782 | >170 | Applied Film HZ3CZ3 | Applied Film_Lrg Office_Gas Reheat_HZ3CZ3 | 0 | 0 | 0 | 0 | 0 | 0 | 0 | 0 | 0 | 0 | 0 | 0 | 0 | 0 | 0 | 0 | 0 | 0 | 0 | 0 | 0 | 0 | 0 | 0
Retro1Slow | Retro | Secondary Glazing Systems | Commercial | HVAC | 0.00029787 | 0.00014628 | 2.4422 | 0.00012197 | 328.5438 | >170 | Applied Film HZ1CZ1 | Applied Film_Med Office_Electric HeatPump_HZ1CZ1 | 0.01243 | 0.024737 | 0.043729 | 0.070819 | 0.10702 | 0.15261 | 0.20667 | 0.26675 | 0.32848 | 0.38566 | 0.4308 | 0.45629 | 0.45619 | 0.42816 | 0.37481 | 0.045937 | 0 | 0 | 0 | 0 | 3.7911 | 3.7911 | 2.0297 | 0
Retro1Slow | Retro | Secondary Glazing Systems | Commercial | HVAC | 0.00029089 | 0.00013882 | 2.3797 | 0.00012224 | 337.6609 | >170 | Applied Film HZ1CZ2 | Applied Film_Med Office_Electric HeatPump_HZ1CZ2 | 0.0033322 | 0.0066316 | 0.011723 | 0.018985 | 0.02869 | 0.04091 | 0.055405 | 0.07151 | 0.088059 | 0.10339 | 0.11549 | 0.12232 | 0.1223 | 0.11478 | 0.10048 | 0.012315 | 0 | 0 | 0 | 0 | 1.0163 | 1.0163 | 0.54412 | 0
Retro1Slow | Retro | Secondary Glazing Systems | Commercial | HVAC | 0.00037404 | 0.00017908 | 3.0762 | 0.00012159 | 256.5372 | >170 | Applied Film HZ1CZ3 | Applied Film_Med Office_Electric HeatPump_HZ1CZ3 | 0.0036726 | 0.007309 | 0.01292 | 0.020924 | 0.031621 | 0.045089 | 0.061064 | 0.078815 | 0.097053 | 0.11395 | 0.12728 | 0.13481 | 0.13479 | 0.12651 | 0.11074 | 0.013572 | 0 | 0 | 0 | 0 | 1.1201 | 1.1201 | 0.5997 | 0
Retro1Slow | Retro | Secondary Glazing Systems | Commercial | HVAC | 0.00035692 | 0.00017787 | 2.9364 | 0.00012155 | 269.7792 | >170 | Applied Film HZ2CZ1 | Applied Film_Med Office_Electric HeatPump_HZ2CZ1 | 0.0017522 | 0.0034872 | 0.0061644 | 0.0099832 | 0.015087 | 0.021512 | 0.029135 | 0.037603 | 0.046305 | 0.054366 | 0.060729 | 0.064322 | 0.064309 | 0.060357 | 0.052837 | 0.0064756 | 0 | 0 | 0 | 0 | 0.53443 | 0.53443 | 0.28612 | 0
Retro1Slow | Retro | Secondary Glazing Systems | Commercial | HVAC | 0.00036591 | 0.00017939 | 3.0067 | 0.0001217 | 262.95 | >170 | Applied Film HZ2CZ2 | Applied Film_Med Office_Electric HeatPump_HZ2CZ2 | 0.0029939 | 0.0059584 | 0.010533 | 0.017058 | 0.025778 | 0.036757 | 0.04978 | 0.064251 | 0.079119 | 0.092892 | 0.10376 | 0.1099 | 0.10988 | 0.10313 | 0.090279 | 0.011064 | 0 | 0 | 0 | 0 | 0.91314 | 0.91314 | 0.48888 | 0
Retro1Slow | Retro | Secondary Glazing Systems | Commercial | HVAC | 0.00038153 | 0.00018693 | 3.1387 | 0.00012156 | 251.0344 | >170 | Applied Film HZ2CZ3 | Applied Film_Med Office_Electric HeatPump_HZ2CZ3 | 0.00031218 | 0.00062127 | 0.0010982 | 0.0017786 | 0.0026878 | 0.0038326 | 0.0051905 | 0.0066993 | 0.0082497 | 0.0096858 | 0.010819 | 0.011459 | 0.011457 | 0.010753 | 0.0094132 | 0.0011537 | 0 | 0 | 0 | 0 | 0.095212 | 0.095212 | 0.050975 | 0
Retro1Slow | Retro | Secondary Glazing Systems | Commercial | HVAC | 0.0004497 | 0.00022635 | 3.689 | 0.0001219 | 210.4329 | >170 | Applied Film HZ3CZ1 | Applied Film_Med Office_Electric HeatPump_HZ3CZ1 | 0.0018398 | 0.0036614 | 0.0064723 | 0.010482 | 0.01584 | 0.022587 | 0.03059 | 0.039482 | 0.048618 | 0.057082 | 0.063762 | 0.067535 | 0.067521 | 0.063372 | 0.055476 | 0.006799 | 0 | 0 | 0 | 0 | 0.56112 | 0.56112 | 0.30042 | 0
Retro1Slow | Retro | Secondary Glazing Systems | Commercial | HVAC | 0.00049871 | 0.00024754 | 4.088 | 0.00012199 | 187.8236 | >170 | Applied Film HZ3CZ2 | Applied Film_Med Office_Electric HeatPump_HZ3CZ2 | 0.00040806 | 0.00081209 | 0.0014356 | 0.0023249 | 0.0035133 | 0.0050097 | 0.0067848 | 0.008757 | 0.010783 | 0.012661 | 0.014142 | 0.014979 | 0.014976 | 0.014056 | 0.012304 | 0.001508 | 0 | 0 | 0 | 0 | 0.12446 | 0.12446 | 0.066632 | 0
Retro1Slow | Retro | Secondary Glazing Systems | Commercial | HVAC | 0.00050209 | 0.00024783 | 4.1325 | 0.0001215 | 185.6419 | >170 | Applied Film HZ3CZ3 | Applied Film_Med Office_Electric HeatPump_HZ3CZ3 | 0 | 0 | 0 | 0 | 0 | 0 | 0 | 0 | 0 | 0 | 0 | 0 | 0 | 0 | 0 | 0 | 0 | 0 | 0 | 0 | 0 | 0 | 0 | 0
Retro1Slow | Retro | Secondary Glazing Systems | Commercial | HVAC | 0.00051924 | 0.00025756 | 4.1743 | 0.00012439 | 176.7791 | >170 | Applied Film HZ1CZ1 | Applied Film_Med Office_Electric Reheat_HZ1CZ1 | 0.022831 | 0.045437 | 0.08032 | 0.13008 | 0.19657 | 0.2803 | 0.37961 | 0.48996 | 0.60334 | 0.70837 | 0.79127 | 0.83809 | 0.83792 | 0.78644 | 0.68844 | 0.084375 | 0 | 0 | 0 | 0 | 6.9634 | 6.9634 | 3.7281 | 0
Retro1Slow | Retro | Secondary Glazing Systems | Commercial | HVAC | 0.00049353 | 0.00024068 | 3.9652 | 0.00012446 | 187.2001 | >170 | Applied Film HZ1CZ2 | Applied Film_Med Office_Electric Reheat_HZ1CZ2 | 0.005957 | 0.011855 | 0.020957 | 0.03394 | 0.051289 | 0.073135 | 0.099047 | 0.12784 | 0.15742 | 0.18483 | 0.20646 | 0.21867 | 0.21863 | 0.20519 | 0.17963 | 0.022015 | 0 | 0 | 0 | 0 | 1.8169 | 1.8169 | 0.97272 | 0
Retro1Slow | Retro | Secondary Glazing Systems | Commercial | HVAC | 0.00062786 | 0.00030668 | 5.0623 | 0.00012403 | 142.0678 | 130-170 | Applied Film HZ1CZ3 | Applied Film_Med Office_Electric Reheat_HZ1CZ3 | 0.0064959 | 0.012928 | 0.022853 | 0.03701 | 0.055929 | 0.07975 | 0.10801 | 0.1394 | 0.17166 | 0.20154 | 0.22513 | 0.23845 | 0.2384 | 0.22376 | 0.19587 | 0.024006 | 0 | 0 | 0 | 0 | 1.9812 | 1.9812 | 1.0607 | 0
Retro1Slow | Retro | Secondary Glazing Systems | Commercial | HVAC | 0.00062706 | 0.00031367 | 5.0502 | 0.00012417 | 142.4573 | 130-170 | Applied Film HZ2CZ1 | Applied Film_Med Office_Electric Reheat_HZ2CZ1 | 0.0032438 | 0.0064555 | 0.011412 | 0.018481 | 0.027928 | 0.039824 | 0.053934 | 0.069612 | 0.085721 | 0.10064 | 0.11242 | 0.11907 | 0.11905 | 0.11173 | 0.097811 | 0.011988 | 0 | 0 | 0 | 0 | 0.98933 | 0.98933 | 0.52968 | 0
Retro1Slow | Retro | Secondary Glazing Systems | Commercial | HVAC | 0.00063283 | 0.00031358 | 5.0953 | 0.0001242 | 140.9948 | 130-170 | Applied Film HZ2CZ2 | Applied Film_Med Office_Electric Reheat_HZ2CZ2 | 0.005456 | 0.010858 | 0.019195 | 0.031085 | 0.046976 | 0.066984 | 0.090718 | 0.11709 | 0.14418 | 0.16928 | 0.18909 | 0.20028 | 0.20024 | 0.18794 | 0.16452 | 0.020163 | 0 | 0 | 0 | 0 | 1.6641 | 1.6641 | 0.89092 | 0
Retro1Slow | Retro | Secondary Glazing Systems | Commercial | HVAC | 0.00065733 | 0.00032558 | 5.2968 | 0.0001241 | 134.8354 | 130-170 | Applied Film HZ2CZ3 | Applied Film_Med Office_Electric Reheat_HZ2CZ3 | 0.00056673 | 0.0011279 | 0.0019938 | 0.0032289 | 0.0048795 | 0.0069578 | 0.009423 | 0.012162 | 0.014977 | 0.017584 | 0.019642 | 0.020804 | 0.020799 | 0.019522 | 0.017089 | 0.0020944 | 0 | 0 | 0 | 0 | 0.17285 | 0.17285 | 0.092542 | 0
Retro1Slow | Retro | Secondary Glazing Systems | Commercial | HVAC | 0.00080523 | 0.00040507 | 6.4709 | 0.00012444 | 106.471 | 100-130 | Applied Film HZ3CZ1 | Applied Film_Med Office_Electric Reheat_HZ3CZ1 | 0.0034712 | 0.0069081 | 0.012212 | 0.019777 | 0.029887 | 0.042616 | 0.057716 | 0.074493 | 0.091731 | 0.1077 | 0.1203 | 0.12742 | 0.1274 | 0.11957 | 0.10467 | 0.012828 | 0 | 0 | 0 | 0 | 1.0587 | 1.0587 | 0.56681 | 0
Retro1Slow | Retro | Secondary Glazing Systems | Commercial | HVAC | 0.0008805 | 0.00043947 | 7.0754 | 0.00012445 | 95.5451 | 90-100 | Applied Film HZ3CZ2 | Applied Film_Med Office_Electric Reheat_HZ3CZ2 | 0.00075914 | 0.0015108 | 0.0026707 | 0.0043251 | 0.0065361 | 0.00932 | 0.012622 | 0.016291 | 0.020061 | 0.023554 | 0.02631 | 0.027867 | 0.027861 | 0.026149 | 0.022891 | 0.0028055 | 0 | 0 | 0 | 0 | 0.23153 | 0.23153 | 0.12396 | 0
Retro1Slow | Retro | Secondary Glazing Systems | Commercial | HVAC | 0.0008714 | 0.00043348 | 7.0222 | 0.00012409 | 96.4783 | 90-100 | Applied Film HZ3CZ3 | Applied Film_Med Office_Electric Reheat_HZ3CZ3 | 0 | 0 | 0 | 0 | 0 | 0 | 0 | 0 | 0 | 0 | 0 | 0 | 0 | 0 | 0 | 0 | 0 | 0 | 0 | 0 | 0 | 0 | 0 | 0
Retro1Slow | Retro | Secondary Glazing Systems | Commercial | HVAC | 7.651e-05 | 3.5002e-05 | 0.71007 | 0.00010775 | 1040.9119 | >170 | Applied Film HZ1CZ1 | Applied Film_Med Office_Gas Reheat_HZ1CZ1 | 0.01059 | 0.021075 | 0.037255 | 0.060334 | 0.091177 | 0.13001 | 0.17608 | 0.22726 | 0.27985 | 0.32857 | 0.36702 | 0.38873 | 0.38865 | 0.36477 | 0.31932 | 0.039136 | 0 | 0 | 0 | 0 | 3.2298 | 3.2298 | 1.7292 | 0
Retro1Slow | Retro | Secondary Glazing Systems | Commercial | HVAC | 8.8263e-05 | 3.6954e-05 | 0.79417 | 0.00011114 | 936.0511 | >170 | Applied Film HZ1CZ2 | Applied Film_Med Office_Gas Reheat_HZ1CZ2 | 0.0033535 | 0.006674 | 0.011798 | 0.019106 | 0.028874 | 0.041172 | 0.055759 | 0.071967 | 0.088622 | 0.10405 | 0.11623 | 0.1231 | 0.12308 | 0.11552 | 0.10112 | 0.012393 | 0 | 0 | 0 | 0 | 1.0228 | 1.0228 | 0.5476 | 0
Retro1Slow | Retro | Secondary Glazing Systems | Commercial | HVAC | 0.00012022 | 5.1484e-05 | 1.0901 | 0.00011028 | 660.9894 | >170 | Applied Film HZ1CZ3 | Applied Film_Med Office_Gas Reheat_HZ1CZ3 | 0.0039153 | 0.0077919 | 0.013774 | 0.022307 | 0.03371 | 0.048068 | 0.065099 | 0.084022 | 0.10347 | 0.12148 | 0.13569 | 0.14372 | 0.14369 | 0.13486 | 0.11806 | 0.014469 | 0 | 0 | 0 | 0 | 1.1941 | 1.1941 | 0.63933 | 0
Retro1Slow | Retro | Secondary Glazing Systems | Commercial | HVAC | 8.6784e-05 | 4.2072e-05 | 0.8227 | 0.00010549 | 876.2514 | >170 | Applied Film HZ2CZ1 | Applied Film_Med Office_Gas Reheat_HZ2CZ1 | 0.0014132 | 0.0028124 | 0.0049715 | 0.0080513 | 0.012167 | 0.017349 | 0.023497 | 0.030327 | 0.037345 | 0.043846 | 0.048977 | 0.051875 | 0.051864 | 0.048677 | 0.042612 | 0.0052225 | 0 | 0 | 0 | 0 | 0.43101 | 0.43101 | 0.23076 | 0
Retro1Slow | Retro | Secondary Glazing Systems | Commercial | HVAC | 9.8987e-05 | 4.5213e-05 | 0.91815 | 0.00010781 | 784.0291 | >170 | Applied Film HZ2CZ2 | Applied Film_Med Office_Gas Reheat_HZ2CZ2 | 0.0026864 | 0.0053464 | 0.009451 | 0.015306 | 0.02313 | 0.032982 | 0.044667 | 0.057651 | 0.070993 | 0.083351 | 0.093106 | 0.098615 | 0.098594 | 0.092537 | 0.081006 | 0.009928 | 0 | 0 | 0 | 0 | 0.81935 | 0.81935 | 0.43867 | 0
Retro1Slow | Retro | Secondary Glazing Systems | Commercial | HVAC | 0.00010572 | 4.8282e-05 | 0.98058 | 0.00010782 | 729.8579 | >170 | Applied Film HZ2CZ3 | Applied Film_Med Office_Gas Reheat_HZ2CZ3 | 0.00028692 | 0.00057102 | 0.0010094 | 0.0016347 | 0.0024704 | 0.0035226 | 0.0047707 | 0.0061575 | 0.0075824 | 0.0089023 | 0.0099442 | 0.010533 | 0.01053 | 0.0098834 | 0.0086518 | 0.0010604 | 0 | 0 | 0 | 0 | 0.087511 | 0.087511 | 0.046852 | 0
Retro1Slow | Retro | Secondary Glazing Systems | Commercial | HVAC | 9.4168e-05 | 4.7624e-05 | 0.90708 | 0.00010381 | 761.6557 | >170 | Applied Film HZ3CZ1 | Applied Film_Med Office_Gas Reheat_HZ3CZ1 | 0.0012778 | 0.002543 | 0.0044954 | 0.0072803 | 0.011002 | 0.015688 | 0.021246 | 0.027422 | 0.033768 | 0.039647 | 0.044287 | 0.046907 | 0.046897 | 0.044016 | 0.038531 | 0.0047223 | 0 | 0 | 0 | 0 | 0.38973 | 0.38973 | 0.20866 | 0
Retro1Slow | Retro | Secondary Glazing Systems | Commercial | HVAC | 0.00011692 | 5.5614e-05 | 1.1006 | 0.00010623 | 616.1091 | >170 | Applied Film HZ3CZ2 | Applied Film_Med Office_Gas Reheat_HZ3CZ2 | 0.00031731 | 0.00063148 | 0.0011163 | 0.0018078 | 0.002732 | 0.0038956 | 0.0052759 | 0.0068095 | 0.0083853 | 0.009845 | 0.010997 | 0.011648 | 0.011645 | 0.01093 | 0.009568 | 0.0011726 | 0 | 0 | 0 | 0 | 0.096777 | 0.096777 | 0.051813 | 0
Retro1Slow | Retro | Secondary Glazing Systems | Commercial | HVAC | 0.00013278 | 6.218e-05 | 1.2428 | 0.00010684 | 546.7516 | >170 | Applied Film HZ3CZ3 | Applied Film_Med Office_Gas Reheat_HZ3CZ3 | 0 | 0 | 0 | 0 | 0 | 0 | 0 | 0 | 0 | 0 | 0 | 0 | 0 | 0 | 0 | 0 | 0 | 0 | 0 | 0 | 0 | 0 | 0 | 0
LO5Med | New | Glass | Commercial | HVAC | 0.0007258 | 0.00036505 | 6.9767 | 0.00010403 | 43.6601 | 40-50 | Large Off | ThinTriple_Large Off_GAS | 0.020398 | 0.044074 | 0.060217 | 0.083819 | 0.11294 | 0.17236 | 0.23762 | 0.31923 | 0.39895 | 0.4373 | 0.055409 | 0 | 0 | 0 | 0 | 0 | 0 | 0 | 0 | 0 | 1.9423 | 1.9423 | 1.9423 | 0
LO5Med | New | Glass | Commercial | HVAC | 0.00070907 | 0.00035664 | 6.8458 | 0.00010358 | 43.8014 | 40-50 | Large Off | ThinTriple_Large Off_HP | 0.0024021 | 0.0051901 | 0.0070911 | 0.0098704 | 0.0133 | 0.020297 | 0.027982 | 0.037593 | 0.04698 | 0.051496 | 0.0065249 | 0 | 0 | 0 | 0 | 0 | 0 | 0 | 0 | 0 | 0.22873 | 0.22873 | 0.22873 | 0
LO5Med | New | Glass | Commercial | HVAC | 0.00067441 | 0.00033921 | 6.5745 | 0.00010258 | 46.4727 | 40-50 | Large Off | ThinTriple_Large Off_ER | 0.0021981 | 0.0047494 | 0.0064889 | 0.0090323 | 0.012171 | 0.018574 | 0.025605 | 0.034401 | 0.042991 | 0.047123 | 0.0059709 | 0 | 0 | 0 | 0 | 0 | 0 | 0 | 0 | 0 | 0.2093 | 0.2093 | 0.2093 | 0
LO5Med | New | Glass | Commercial | HVAC | 0.00079981 | 0.00044336 | 7.9876 | 0.00010013 | 38.9228 | 30-40 | Medium Off | ThinTriple_Medium Off_GAS | 0.019288 | 0.042354 | 0.057669 | 0.074337 | 0.10196 | 0.16677 | 0.22419 | 0.30044 | 0.37581 | 0.39261 | 0.4684 | 0.24037 | 0 | 0 | 0 | 0 | 0 | 0 | 0 | 0 | 2.4642 | 2.4642 | 2.2238 | 0
LO5Med | New | Glass | Commercial | HVAC | 0.00074597 | 0.0004163 | 7.5664 | 9.859e-05 | 38.635 | 30-40 | Medium Off | ThinTriple_Medium Off_HP | 0.00022748 | 0.00049951 | 0.00068013 | 0.00087671 | 0.0012025 | 0.0019669 | 0.002644 | 0.0035433 | 0.0044322 | 0.0046303 | 0.0055242 | 0.0028348 | 0 | 0 | 0 | 0 | 0 | 0 | 0 | 0 | 0.029062 | 0.029062 | 0.026227 | 0
LO5Med | New | Glass | Commercial | HVAC | 0.00061176 | 0.00034883 | 6.5163 | 9.3882e-05 | 48.2361 | 40-50 | Medium Off | ThinTriple_Medium Off_ER | 0.00090542 | 0.0019882 | 0.0027071 | 0.0034895 | 0.0047861 | 0.0078286 | 0.010524 | 0.014103 | 0.017641 | 0.018429 | 0.021987 | 0.011283 | 0 | 0 | 0 | 0 | 0 | 0 | 0 | 0 | 0.11567 | 0.11567 | 0.10439 | 0
LO5Med | New | Glass | Commercial | HVAC | 0.00025631 | 0.00013912 | 2.5382 | 0.00010098 | 161.8149 | 130-170 | Small Off | ThinTriple_Small Off_GAS | 0.0014027 | 0.0031133 | 0.0044063 | 0.0058844 | 0.007959 | 0.012558 | 0.016579 | 0.022003 | 0.028441 | 0.030413 | 0.03544 | 0.038503 | 0.036317 | 0.041222 | 0.039085 | 0.042755 | 0.043102 | 0.04681 | 0.040372 | 0.04229 | 0.55875 | 0.53866 | 0.1682 | 0
LO5Med | New | Glass | Commercial | HVAC | 0.00025631 | 0.00013912 | 2.5382 | 0.00010098 | 149.6435 | 130-170 | Small Off | ThinTriple_Small Off_HP | 0.0005912 | 0.0013122 | 0.0018572 | 0.0024802 | 0.0033546 | 0.0052931 | 0.006988 | 0.0092737 | 0.011987 | 0.012819 | 0.014938 | 0.016228 | 0.015307 | 0.017374 | 0.016474 | 0.018021 | 0.018167 | 0.01973 | 0.017016 | 0.017825 | 0.2355 | 0.22703 | 0.070894 | 0
LO5Med | New | Glass | Commercial | HVAC | -1.01e-05 | 5.1963e-06 | 0.4536 | -2.2267e-05 | 933.6002 | >170 | Small Off | ThinTriple_Small Off_ER | -5.3312e-06 | -1.1833e-05 | -1.6748e-05 | -2.2365e-05 | -3.025e-05 | -4.7731e-05 | -6.3015e-05 | -8.3627e-05 | -0.0001081 | -0.0001156 | -0.0001347 | -0.00014634 | -0.00013803 | -0.00015668 | -0.00014856 | -0.0001625 | -0.00016382 | -0.00017792 | -0.00015344 | -0.00016074 | -0.0021237 | -0.0020473 | -0.0006393 | 0
LO5Med | New | Glass | Commercial | HVAC | 0.0030641 | 0.0012946 | 27.6555 | 0.00011079 | -40.8521 | <0 | Hospital | ThinTriple_Hospital_GAS | 0.019297 | 0.043263 | 0.079601 | 0.14173 | 0.18599 | 0.28803 | 0.36478 | 0.38847 | 0.66042 | 0.70166 | 0.80984 | 0.81054 | 0.87405 | 0.87633 | 0.88005 | 0.88418 | 0.90427 | 0.82095 | 0 | 0 | 9.7335 | 9.7335 | 3.6831 | 1
LO5Med | New | Glass | Commercial | HVAC | 0.0030641 | 0.0012946 | 27.6555 | 0.00011079 | -4.0575 | <0 | Hospital | ThinTriple_Hospital_HP | 0.00040203 | 0.0009013 | 0.0016584 | 0.0029528 | 0.0038749 | 0.0060006 | 0.0075995 | 0.0080931 | 0.013759 | 0.014618 | 0.016872 | 0.016886 | 0.018209 | 0.018257 | 0.018334 | 0.01842 | 0.018839 | 0.017103 | 0 | 0 | 0.20278 | 0.20278 | 0.076731 | 1
LO5Med | New | Glass | Commercial | HVAC | 0.0030641 | 0.0012946 | 27.6555 | 0.00011079 | -4.0575 | <0 | Hospital | ThinTriple_Hospital_ER | 0.00040203 | 0.0009013 | 0.0016584 | 0.0029528 | 0.0038749 | 0.0060006 | 0.0075995 | 0.0080931 | 0.013759 | 0.014618 | 0.016872 | 0.016886 | 0.018209 | 0.018257 | 0.018334 | 0.01842 | 0.018839 | 0.017103 | 0 | 0 | 0.20278 | 0.20278 | 0.076731 | 1
LO5Med | New | Glass | Commercial | HVAC | 0.0010592 | 0.00053319 | 10.1846 | 0.000104 | 23.3962 | 20-30 | Lodging | ThinTriple_Lodging_GAS | 0.00052633 | 0.0011646 | 0.0024682 | 0.005244 | 0.0066212 | 0.011363 | 0.014547 | 0.014137 | 0.025392 | 0.026286 | 0.031036 | 0.030334 | 0.033728 | 0.033169 | 0.0069997 | 0 | 0 | 0 | 0 | 0 | 0.24302 | 0.24302 | 0.13879 | 1
LO5Med | New | Glass | Commercial | HVAC | 0.0010592 | 0.00053319 | 10.1846 | 0.000104 | 23.3963 | 20-30 | Lodging | ThinTriple_Lodging_HP | 0.00047189 | 0.0010441 | 0.0022129 | 0.0047016 | 0.0059363 | 0.010187 | 0.013042 | 0.012675 | 0.022765 | 0.023567 | 0.027825 | 0.027196 | 0.030238 | 0.029738 | 0.0062756 | 0 | 0 | 0 | 0 | 0 | 0.21788 | 0.21788 | 0.12443 | 1
LO5Med | New | Glass | Commercial | HVAC | 0.00088962 | 0.00044795 | 8.8578 | 0.00010043 | 30.0371 | 30-40 | Lodging | ThinTriple_Lodging_ER | 0.00068598 | 0.0015179 | 0.0032169 | 0.0068346 | 0.0086295 | 0.014809 | 0.018959 | 0.018425 | 0.033093 | 0.03426 | 0.04045 | 0.039534 | 0.043958 | 0.04323 | 0.0091228 | 0 | 0 | 0 | 0 | 0 | 0.31673 | 0.31673 | 0.18088 | 1
LO5Med | New | Glass | Commercial | HVAC | 0.00090079 | 0.00048163 | 8.867 | 0.00010159 | 33.4043 | 30-40 | Residential Care | ThinTriple_Residential Care_GAS | 0.0043015 | 0.0096092 | 0.020331 | 0.045028 | 0.055733 | 0.099207 | 0.12617 | 0.12141 | 0.22008 | 0.22584 | 0.2702 | 0.26264 | 0.11415 | 0 | 0 | 0 | 0 | 0 | 0 | 0 | 1.5747 | 1.5747 | 1.1979 | 0
LO5Med | New | Glass | Commercial | HVAC | 0.00084767 | 0.00045493 | 8.4514 | 0.0001003 | 32.4869 | 30-40 | Residential Care | ThinTriple_Residential Care_HP | 0.00031542 | 0.00070461 | 0.0014908 | 0.0033017 | 0.0040868 | 0.0072746 | 0.0092516 | 0.0089024 | 0.016138 | 0.01656 | 0.019813 | 0.019258 | 0.0083704 | 0 | 0 | 0 | 0 | 0 | 0 | 0 | 0.11547 | 0.11547 | 0.087839 | 0
LO5Med | New | Glass | Commercial | HVAC | 0.00072722 | 0.00039438 | 7.5089 | 9.6847e-05 | 39.1928 | 30-40 | Residential Care | ThinTriple_Residential Care_ER | 0.00076669 | 0.0017127 | 0.0036238 | 0.0080256 | 0.0099338 | 0.017683 | 0.022488 | 0.021639 | 0.039227 | 0.040253 | 0.048161 | 0.046812 | 0.020346 | 0 | 0 | 0 | 0 | 0 | 0 | 0 | 0.28067 | 0.28067 | 0.21351 | 0
LO5Med | NR | Glass | Commercial | HVAC | 0.0007258 | 0.00036505 | 6.9767 | 0.00010403 | 43.6601 | 40-50 | Large Off | ThinTriple_Large Off_GAS | 0.035865 | 0.079662 | 0.13299 | 0.19458 | 0.2645 | 0.34588 | 0.43472 | 0.52496 | 0.60939 | 0.68127 | 0.73609 | 0.77279 | 0.79369 | 0.80212 | 0.79971 | 0.79731 | 0.79492 | 0.79254 | 0.79016 | 0.78779 | 97.6511 | 11.1709 | 4.0399 | 0
LO5Med | NR | Glass | Commercial | HVAC | 0.00070907 | 0.00035664 | 6.8458 | 0.00010358 | 43.8014 | 40-50 | Large Off | ThinTriple_Large Off_HP | 0.0042234 | 0.0093809 | 0.015661 | 0.022914 | 0.031147 | 0.040731 | 0.051192 | 0.061818 | 0.071761 | 0.080226 | 0.086682 | 0.091004 | 0.093464 | 0.094457 | 0.094174 | 0.093891 | 0.093609 | 0.093329 | 0.093049 | 0.092769 | 11.4993 | 1.3155 | 0.47574 | 0
LO5Med | NR | Glass | Commercial | HVAC | 0.00067441 | 0.00033921 | 6.5745 | 0.00010258 | 46.4727 | 40-50 | Large Off | ThinTriple_Large Off_ER | 0.0038648 | 0.0085843 | 0.014331 | 0.020968 | 0.028502 | 0.037272 | 0.046845 | 0.056569 | 0.065668 | 0.073413 | 0.079321 | 0.083276 | 0.085528 | 0.086436 | 0.086177 | 0.085918 | 0.085661 | 0.085404 | 0.085148 | 0.084892 | 10.5229 | 1.2038 | 0.43534 | 0
LO5Med | NR | Glass | Commercial | HVAC | 0.00079981 | 0.00044336 | 7.9876 | 0.00010013 | 38.9228 | 30-40 | Medium Off | ThinTriple_Medium Off_GAS | 0.023313 | 0.051782 | 0.086444 | 0.12648 | 0.17193 | 0.22483 | 0.28258 | 0.34123 | 0.39611 | 0.44284 | 0.47847 | 0.50233 | 0.51591 | 0.52139 | 0.51983 | 0.51827 | 0.51671 | 0.51516 | 0.51362 | 0.51208 | 123.8883 | 7.2613 | 2.626 | 0
LO5Med | NR | Glass | Commercial | HVAC | 0.00074597 | 0.0004163 | 7.5664 | 9.859e-05 | 38.635 | 30-40 | Medium Off | ThinTriple_Medium Off_HP | 0.00027495 | 0.0006107 | 0.0010195 | 0.0014917 | 0.0020277 | 0.0026516 | 0.0033326 | 0.0040244 | 0.0046716 | 0.0052227 | 0.005643 | 0.0059243 | 0.0060845 | 0.0061491 | 0.0061307 | 0.0061123 | 0.006094 | 0.0060757 | 0.0060575 | 0.0060393 | 1.4611 | 0.085638 | 0.03097 | 0
LO5Med | NR | Glass | Commercial | HVAC | 0.00061176 | 0.00034883 | 6.5163 | 9.3882e-05 | 48.2361 | 40-50 | Medium Off | ThinTriple_Medium Off_ER | 0.0010943 | 0.0024307 | 0.0040578 | 0.0059373 | 0.0080706 | 0.010554 | 0.013265 | 0.016018 | 0.018594 | 0.020787 | 0.02246 | 0.02358 | 0.024218 | 0.024475 | 0.024402 | 0.024328 | 0.024255 | 0.024183 | 0.02411 | 0.024038 | 5.8155 | 0.34086 | 0.12327 | 0
LO5Med | NR | Glass | Commercial | HVAC | 0.00025631 | 0.00013912 | 2.5382 | 0.00010098 | 161.8149 | 130-170 | Small Off | ThinTriple_Small Off_GAS | 0.0048779 | 0.010835 | 0.018087 | 0.026465 | 0.035974 | 0.047042 | 0.059125 | 0.071398 | 0.082882 | 0.092658 | 0.10011 | 0.10511 | 0.10795 | 0.10909 | 0.10877 | 0.10844 | 0.10812 | 0.10779 | 0.10747 | 0.10715 | 28.0915 | 1.5193 | 0.54946 | 0
LO5Med | NR | Glass | Commercial | HVAC | 0.00025631 | 0.00013912 | 2.5382 | 0.00010098 | 149.6435 | 130-170 | Small Off | ThinTriple_Small Off_HP | 0.002056 | 0.0045666 | 0.0076235 | 0.011154 | 0.015162 | 0.019828 | 0.02492 | 0.030093 | 0.034933 | 0.039054 | 0.042197 | 0.0443 | 0.045498 | 0.045981 | 0.045844 | 0.045706 | 0.045569 | 0.045432 | 0.045296 | 0.04516 | 11.8401 | 0.64037 | 0.23159 | 0
LO5Med | NR | Glass | Commercial | HVAC | -1.01e-05 | 5.1963e-06 | 0.4536 | -2.2267e-05 | 933.6002 | >170 | Small Off | ThinTriple_Small Off_ER | -1.854e-05 | -4.118e-05 | -6.8746e-05 | -0.00010059 | -0.00013673 | -0.0001788 | -0.00022472 | -0.00027137 | -0.00031502 | -0.00035217 | -0.00038051 | -0.00039949 | -0.00041029 | -0.00041465 | -0.0004134 | -0.00041216 | -0.00041093 | -0.00040969 | -0.00040846 | -0.00040724 | -0.10677 | -0.0057747 | -0.0020884 | 0
LO5Med | NR | Glass | Commercial | HVAC | 0.0030641 | 0.0012946 | 27.6555 | 0.00011079 | -40.8521 | <0 | Hospital | ThinTriple_Hospital_GAS | 0.096513 | 0.21403 | 0.35672 | 0.52111 | 0.70721 | 0.92332 | 1.1586 | 1.3969 | 1.6189 | 1.807 | 1.9493 | 2.0432 | 2.0951 | 2.1139 | 2.1042 | 2.0945 | 2.0849 | 2.0753 | 2.0657 | 2.0562 | 489.355 | 29.4826 | 10.7496 | 1
LO5Med | NR | Glass | Commercial | HVAC | 0.0030641 | 0.0012946 | 27.6555 | 0.00011079 | -4.0575 | <0 | Hospital | ThinTriple_Hospital_HP | 0.0020107 | 0.0044589 | 0.0074317 | 0.010856 | 0.014734 | 0.019236 | 0.024138 | 0.029101 | 0.033728 | 0.037646 | 0.04061 | 0.042566 | 0.043647 | 0.04404 | 0.043837 | 0.043636 | 0.043435 | 0.043235 | 0.043036 | 0.042838 | 10.1949 | 0.61422 | 0.22395 | 1
LO5Med | NR | Glass | Commercial | HVAC | 0.0030641 | 0.0012946 | 27.6555 | 0.00011079 | -4.0575 | <0 | Hospital | ThinTriple_Hospital_ER | 0.0020107 | 0.0044589 | 0.0074317 | 0.010856 | 0.014734 | 0.019236 | 0.024138 | 0.029101 | 0.033728 | 0.037646 | 0.04061 | 0.042566 | 0.043647 | 0.04404 | 0.043837 | 0.043636 | 0.043435 | 0.043235 | 0.043036 | 0.042838 | 10.1949 | 0.61422 | 0.22395 | 1
LO5Med | NR | Glass | Commercial | HVAC | 0.0010592 | 0.00053319 | 10.1846 | 0.000104 | 23.3962 | 20-30 | Lodging | ThinTriple_Lodging_GAS | 0.0016058 | 0.003561 | 0.0059352 | 0.0086702 | 0.011767 | 0.015362 | 0.019277 | 0.023241 | 0.026936 | 0.030065 | 0.032432 | 0.033995 | 0.034858 | 0.035171 | 0.03501 | 0.034849 | 0.034688 | 0.034529 | 0.03437 | 0.034212 | 12.2178 | 0.49053 | 0.17885 | 1
LO5Med | NR | Glass | Commercial | HVAC | 0.0010592 | 0.00053319 | 10.1846 | 0.000104 | 23.3963 | 20-30 | Lodging | ThinTriple_Lodging_HP | 0.0014397 | 0.0031926 | 0.0053212 | 0.0077733 | 0.010549 | 0.013773 | 0.017283 | 0.020837 | 0.024149 | 0.026955 | 0.029077 | 0.030478 | 0.031252 | 0.031533 | 0.031388 | 0.031243 | 0.0311 | 0.030957 | 0.030814 | 0.030673 | 10.9539 | 0.43979 | 0.16035 | 1
LO5Med | NR | Glass | Commercial | HVAC | 0.00088962 | 0.00044795 | 8.8578 | 0.00010043 | 30.0371 | 30-40 | Lodging | ThinTriple_Lodging_ER | 0.0020928 | 0.0046411 | 0.0077354 | 0.0113 | 0.015336 | 0.020022 | 0.025124 | 0.030291 | 0.035106 | 0.039184 | 0.042269 | 0.044306 | 0.045431 | 0.045839 | 0.045629 | 0.045419 | 0.04521 | 0.045002 | 0.044795 | 0.044589 | 15.9236 | 0.63932 | 0.2331 | 1
LO5Med | NR | Glass | Commercial | HVAC | 0.00090079 | 0.00048163 | 8.867 | 0.00010159 | 33.4043 | 30-40 | Residential Care | ThinTriple_Residential Care_GAS | 0.0073686 | 0.016341 | 0.027235 | 0.039786 | 0.053994 | 0.070494 | 0.088458 | 0.10665 | 0.1236 | 0.13796 | 0.14882 | 0.15599 | 0.15995 | 0.16139 | 0.16065 | 0.15991 | 0.15918 | 0.15844 | 0.15772 | 0.15699 | 79.1688 | 2.2509 | 0.82071 | 0
LO5Med | NR | Glass | Commercial | HVAC | 0.00084767 | 0.00045493 | 8.4514 | 0.0001003 | 32.4869 | 30-40 | Residential Care | ThinTriple_Residential Care_HP | 0.00054032 | 0.0011982 | 0.0019971 | 0.0029174 | 0.0039592 | 0.0051691 | 0.0064864 | 0.0078202 | 0.0090634 | 0.010116 | 0.010913 | 0.011439 | 0.011729 | 0.011834 | 0.01178 | 0.011726 | 0.011672 | 0.011618 | 0.011565 | 0.011512 | 5.8052 | 0.16505 | 0.06018 | 0
LO5Med | NR | Glass | Commercial | HVAC | 0.00072722 | 0.00039438 | 7.5089 | 9.6847e-05 | 39.1928 | 30-40 | Residential Care | ThinTriple_Residential Care_ER | 0.0013134 | 0.0029125 | 0.0048544 | 0.0070913 | 0.0096238 | 0.012565 | 0.015767 | 0.019009 | 0.022031 | 0.02459 | 0.026526 | 0.027804 | 0.02851 | 0.028766 | 0.028634 | 0.028502 | 0.028371 | 0.028241 | 0.028111 | 0.027982 | 14.1109 | 0.4012 | 0.14628 | 0
Retro1Slow | Retro | Utility Distribution System | Utility | Utility Distribution Sytem | 0.00018918 | 0.00019691 | 1.7102 | 0.00011062 | 4.5994 | 0-10 | Utility System | EMC-1 LDC with no VVO | 0.093243 | 0.18406 | 0.32485 | 0.52684 | 0.7829 | 1.1343 | 1.5199 | 1.9237 | 2.3385 | 2.7636 | 3.1296 | 3.2392 | 3.293 | 3.1277 | 2.721 | 1.2877 | 0 | 0 | 0 | 0 | 28.3901 | 28.3901 | 14.7215 | 1
Retro1Slow | Retro | Utility Distribution System | Utility | Utility Distribution Sytem | 0.0010516 | 0.0010516 | 9.1332 | 0.00011514 | 36.596 | 30-40 | Utility System | ECM-2 & ECM-3 LDC with VVO & AMI | 0.51833 | 1.0231 | 1.8058 | 2.9287 | 4.352 | 6.3055 | 8.4489 | 10.6937 | 12.9995 | 15.3622 | 17.3968 | 18.0062 | 18.3054 | 17.3865 | 15.1256 | 7.1584 | 0 | 0 | 0 | 0 | 157.8166 | 157.8166 | 81.8346 | 0
Retro12Med | Retro | Compressed Air | Industrial | Compressed Air | 11179.1257 | 5919.931 | 87754130.9308 | 0.00012739 | 20.5926 | 20-30 | Industrial | Air Compressor Demand Reduction | 1.0393 | 1.0393 | 1.0393 | 1.0393 | 1.0393 | 0.93537 | 0.7483 | 0.59864 | 0.47891 | 0.38313 | 0.3065 | 0.2452 | 0.19616 | 0.15693 | 0.12554 | 0.10044 | 0.00068504 | 0.00024466 | 8.3406e-05 | 2.7198e-05 | 9.5023 | 9.4727 | 8.6474 | 1
Retro5Med | Retro | All Electric | Industrial | All Electric | 129091.2567 | 68360.5637 | 1013343202.126 | 0.00012739 | -12.0202 | <0 | Industrial | Energy Management | 4.7183 | 5.7933 | 7.0893 | 8.2296 | 9.3869 | 10.9744 | 12.0391 | 12.2987 | 11.5901 | 9.9627 | 7.7095 | 5.1023 | 2.9626 | 1.4265 | 0.44434 | 0 | 0 | 0 | 0 | 0 | 109.7276 | 109.7276 | 99.7918 | 1
Retro12Med | Retro | Lighting | Industrial | Lighting | 13638.2829 | 5557.4683 | 123278750.2481 | 0.00011063 | 48.8581 | 40-50 | Industrial | HighBay Lighting 1 Shift | 1.2679 | 1.2679 | 1.2679 | 1.2679 | 1.2679 | 1.1411 | 0.91291 | 0.73033 | 0.58426 | 0.46741 | 0.37393 | 0.29914 | 0.23931 | 0.19145 | 0.15316 | 0.12253 | 0.00083574 | 0.00029848 | 0.00010175 | 3.3181e-05 | 11.5925 | 11.5565 | 10.5496 | 0
Retro12Med | Retro | Lighting | Industrial | Lighting | 18740.2259 | 8607.5545 | 171324633.6048 | 0.00010938 | 34.0906 | 30-40 | Industrial | HighBay Lighting 2 Shift | 1.7422 | 1.7422 | 1.7422 | 1.7422 | 1.7422 | 1.568 | 1.2544 | 1.0035 | 0.80283 | 0.64226 | 0.51381 | 0.41105 | 0.32884 | 0.26307 | 0.21046 | 0.16837 | 0.0011484 | 0.00041014 | 0.00013982 | 4.5593e-05 | 15.9292 | 15.8796 | 14.4961 | 0
Retro12Med | Retro | Lighting | Industrial | Lighting | 32375.4893 | 17144.5128 | 254141781.6451 | 0.00012739 | 23.3832 | 20-30 | Industrial | HighBay Lighting 3 Shift | 3.0099 | 3.0099 | 3.0099 | 3.0099 | 3.0099 | 2.7089 | 2.1671 | 1.7337 | 1.387 | 1.1096 | 0.88765 | 0.71012 | 0.5681 | 0.45448 | 0.36358 | 0.29087 | 0.0019839 | 0.00070855 | 0.00024155 | 7.8766e-05 | 27.5192 | 27.4336 | 25.0434 | 1
Retro12Med | Retro | Lighting | Industrial | Lighting | 9083.4845 | 3701.432 | 82107155.7703 | 0.00011063 | 1.6184 | 0-10 | Industrial | Efficient Lighting 1 Shift | 0.84448 | 0.84448 | 0.84448 | 0.84448 | 0.84448 | 0.76003 | 0.60802 | 0.48642 | 0.38914 | 0.31131 | 0.24905 | 0.19924 | 0.15939 | 0.12751 | 0.10201 | 0.081608 | 0.00055663 | 0.00019879 | 6.7771e-05 | 2.2099e-05 | 7.721 | 7.6969 | 7.0263 | 1
Retro12Med | Retro | Lighting | Industrial | Lighting | 13277.9129 | 6098.665 | 121387734.5699 | 0.00010938 | -1.9013 | <0 | Industrial | Efficient Lighting 2 Shift | 1.2344 | 1.2344 | 1.2344 | 1.2344 | 1.2344 | 1.111 | 0.88879 | 0.71103 | 0.56882 | 0.45506 | 0.36405 | 0.29124 | 0.23299 | 0.18639 | 0.14911 | 0.11929 | 0.00081366 | 0.00029059 | 9.9065e-05 | 3.2304e-05 | 11.2862 | 11.2511 | 10.2709 | 1
Retro12Med | Retro | Lighting | Industrial | Lighting | 24598.2832 | 13026.0759 | 193092109.7668 | 0.00012739 | -7.3903 | <0 | Industrial | Efficient Lighting 3 Shift | 2.2869 | 2.2869 | 2.2869 | 2.2869 | 2.2869 | 2.0582 | 1.6465 | 1.3172 | 1.0538 | 0.84303 | 0.67442 | 0.53954 | 0.43163 | 0.3453 | 0.27624 | 0.221 | 0.0015074 | 0.00053834 | 0.00018353 | 5.9845e-05 | 20.9085 | 20.8435 | 19.0275 | 1
Retro12Med | Retro | Lighting | Industrial | Lighting | 49704.9456 | 26321.3651 | 390174904.2275 | 0.00012739 | 50.1362 | 50-60 | Industrial | Lighting Controls | 4.621 | 4.621 | 4.621 | 4.621 | 4.621 | 4.1589 | 3.3271 | 2.6617 | 2.1294 | 1.7035 | 1.3628 | 1.0902 | 0.87218 | 0.69775 | 0.5582 | 0.44656 | 0.0030459 | 0.0010878 | 0.00037084 | 0.00012093 | 42.2492 | 42.1178 | 38.4483 | 0
Retro12Med | Retro | Low Temp Refer | Industrial | Low Temp Refer | 20181.7816 | 18448.2904 | 182404425.6992 | 0.00011064 | 27.8085 | 20-30 | Industrial | Refrigeration Retrofit (low temp) | 1.8763 | 1.8763 | 1.8763 | 1.8763 | 1.8763 | 1.6886 | 1.3509 | 1.0807 | 0.86458 | 0.69167 | 0.55333 | 0.44267 | 0.35413 | 0.28331 | 0.22665 | 0.18132 | 0.0012367 | 0.00044168 | 0.00015057 | 4.91e-05 | 17.1545 | 17.1012 | 15.6112 | 1
Retro12Med | Retro | Med Temp Refer | Industrial | Med Temp Refer | 9709.6695 | 8875.6685 | 87756706.7497 | 0.00011064 | 27.8085 | 20-30 | Industrial | Refrigeration Retrofit (med temp) | 0.90269 | 0.90269 | 0.90269 | 0.90269 | 0.90269 | 0.81242 | 0.64994 | 0.51995 | 0.41596 | 0.33277 | 0.26621 | 0.21297 | 0.17038 | 0.1363 | 0.10904 | 0.087233 | 0.000595 | 0.0002125 | 7.2443e-05 | 2.3623e-05 | 8.2532 | 8.2275 | 7.5107 | 1
Retro12Med | Retro | All Electric | Industrial | All Electric | 16199.8121 | 16700.3104 | 131916658.5385 | 0.0001228 | 22.8178 | 20-30 | WaterSupply | WaterSupply | 1.5061 | 1.5061 | 1.5061 | 1.5061 | 1.5061 | 1.3555 | 1.0844 | 0.8675 | 0.694 | 0.5552 | 0.44416 | 0.35533 | 0.28426 | 0.22741 | 0.18193 | 0.14554 | 0.00099271 | 0.00035454 | 0.00012087 | 3.9413e-05 | 13.7698 | 13.727 | 12.531 | 1
Retro12Med | Retro | All Electric | Industrial | All Electric | 44721.796 | 46103.4898 | 364173969.1558 | 0.0001228 | 46.7791 | 40-50 | Wastewater | Wastewater | 4.1577 | 4.1577 | 4.1577 | 4.1577 | 4.1577 | 3.7419 | 2.9936 | 2.3948 | 1.9159 | 1.5327 | 1.2262 | 0.98093 | 0.78474 | 0.62779 | 0.50224 | 0.40179 | 0.0027405 | 0.00097875 | 0.00033367 | 0.0001088 | 38.0135 | 37.8953 | 34.5936 | 0
Retro12Med | Retro | Fans and Blowers | Industrial | Fans and Blowers | 17569.3708 | 9303.8996 | 137916408.3826 | 0.00012739 | 46.9525 | 40-50 | Industrial | Fan Optimization | 1.6334 | 1.6334 | 1.6334 | 1.6334 | 1.6334 | 1.4701 | 1.176 | 0.94084 | 0.75267 | 0.60214 | 0.48171 | 0.38537 | 0.30829 | 0.24663 | 0.19731 | 0.15785 | 0.0010766 | 0.00038451 | 0.00013108 | 4.2745e-05 | 14.934 | 14.8875 | 13.5904 | 0
RetroEven20 | Retro | Pumps | Industrial | Pumps | 51002.887 | 27008.6929 | 400363511.2448 | 0.00012739 | -14.3315 | <0 | Industrial | Pump Optimization | 2.1676 | 2.1676 | 2.1676 | 2.1676 | 2.1676 | 2.1676 | 2.1676 | 2.1676 | 2.1676 | 2.1676 | 2.1676 | 2.1676 | 2.1676 | 2.1676 | 2.1676 | 2.1676 | 2.1676 | 2.1676 | 2.1676 | 2.1676 | 43.3525 | 43.3525 | 23.8438 | 1
Retro5Med | Retro | All Electric | Industrial | All Electric | 3388.7189 | 1794.5037 | 26600835.5881 | 0.00012739 | 47.4038 | 40-50 | Industrial | Fork Lift Battery Charger | 0.12386 | 0.15208 | 0.1861 | 0.21603 | 0.24641 | 0.28808 | 0.31603 | 0.32285 | 0.30425 | 0.26153 | 0.20238 | 0.13394 | 0.077771 | 0.037445 | 0.011664 | 0 | 0 | 0 | 0 | 0 | 2.8804 | 2.8804 | 2.6196 | 0
Retro12Med | Retro | HVAC | Industrial | HVAC | 29183.0329 | 21606.6133 | 331040682.8297 | 8.8155e-05 | 6.0313 | 0-10 | Industrial | HVAC | 2.7131 | 2.7131 | 2.7131 | 2.7131 | 2.7131 | 2.4418 | 1.9534 | 1.5627 | 1.2502 | 1.0002 | 0.80013 | 0.6401 | 0.51208 | 0.40966 | 0.32773 | 0.26219 | 0.0017883 | 0.00063868 | 0.00021773 | 7.1e-05 | 24.8056 | 24.7284 | 22.5739 | 1
RetroEven20 | Retro | Material Processing | Industrial | Material Processing | 5899.9728 | 3124.3438 | 46313728.155 | 0.00012739 | -96.7871 | <0 | Industrial | Elec Chip Fab: Exhaust Injector | 0.25075 | 0.25075 | 0.25075 | 0.25075 | 0.25075 | 0.25075 | 0.25075 | 0.25075 | 0.25075 | 0.25075 | 0.25075 | 0.25075 | 0.25075 | 0.25075 | 0.25075 | 0.25075 | 0.25075 | 0.25075 | 0.25075 | 0.25075 | 5.015 | 5.015 | 2.7582 | 1
Retro5Med | Retro | Material Processing | Industrial | Material Processing | 2259.8654 | 1196.7168 | 17739538.156 | 0.00012739 | -85.327 | <0 | Industrial | Elec Chip Fab: Solidstate Chiller | 0.082598 | 0.10142 | 0.12411 | 0.14407 | 0.16433 | 0.19212 | 0.21076 | 0.2153 | 0.2029 | 0.17441 | 0.13496 | 0.089321 | 0.051864 | 0.024972 | 0.0077786 | 0 | 0 | 0 | 0 | 0 | 1.9209 | 1.9209 | 1.747 | 1
RetroEven20 | Retro | Med Temp Refer | Industrial | Med Temp Refer | 20190.8482 | 18456.5782 | 182486370.3789 | 0.00011064 | 18.6787 | 10-20 | Industrial | Fruit Storage Refer Retrofit | 0.85811 | 0.85811 | 0.85811 | 0.85811 | 0.85811 | 0.85811 | 0.85811 | 0.85811 | 0.85811 | 0.85811 | 0.85811 | 0.85811 | 0.85811 | 0.85811 | 0.85811 | 0.85811 | 0.85811 | 0.85811 | 0.85811 | 0.85811 | 17.1622 | 17.1622 | 9.4392 | 1
RetroEven20 | Retro | Material Processing | Industrial | Material Processing | 1381.7987 | 1442.8149 | 13139662.3023 | 0.00010516 | 16.1258 | 10-20 | Panel | Panel: Hydraulic Press | 0.058726 | 0.058726 | 0.058726 | 0.058726 | 0.058726 | 0.058726 | 0.058726 | 0.058726 | 0.058726 | 0.058726 | 0.058726 | 0.058726 | 0.058726 | 0.058726 | 0.058726 | 0.058726 | 0.058726 | 0.058726 | 0.058726 | 0.058726 | 1.1745 | 1.1745 | 0.64599 | 1
Retro5Med | Retro | Material Handling | Industrial | Material Handling | 7294.6866 | 7616.7988 | 69365908.1541 | 0.00010516 | -16.2396 | <0 | Wood | Wood: Replace Pneumatic Conveyor | 0.26662 | 0.32737 | 0.4006 | 0.46504 | 0.53043 | 0.62014 | 0.6803 | 0.69498 | 0.65493 | 0.56297 | 0.43565 | 0.28832 | 0.16741 | 0.080606 | 0.025109 | 0 | 0 | 0 | 0 | 0 | 6.2005 | 6.2005 | 5.639 | 1
Retro5Med | Retro | Material Handling | Industrial | Material Handling | 798.1702 | 833.4151 | 7589880.6209 | 0.00010516 | -16.0058 | <0 | Wood | Wood: Process Optimization | 0.029173 | 0.03582 | 0.043833 | 0.050883 | 0.058039 | 0.067854 | 0.074437 | 0.076043 | 0.071661 | 0.061599 | 0.047668 | 0.031548 | 0.018318 | 0.0088198 | 0.0027474 | 0 | 0 | 0 | 0 | 0 | 0.67844 | 0.67844 | 0.61701 | 1
RetroEven20 | Retro | Melting and Casting | Industrial | Melting and Casting | 145.0415 | 76.8071 | 1138549.8451 | 0.00012739 | -7.0496 | <0 | MetalFab | Metal: New Arc Furnace | 0.0061643 | 0.0061643 | 0.0061643 | 0.0061643 | 0.0061643 | 0.0061643 | 0.0061643 | 0.0061643 | 0.0061643 | 0.0061643 | 0.0061643 | 0.0061643 | 0.0061643 | 0.0061643 | 0.0061643 | 0.0061643 | 0.0061643 | 0.0061643 | 0.0061643 | 0.0061643 | 0.12329 | 0.12329 | 0.067807 | 1
RetroEven20 | Retro | Material Processing | Industrial | Material Processing | 2352.1935 | 1245.6093 | 18464297.0296 | 0.00012739 | 67.214 | 60-70 | MechPulp | Mech Pulp: Refiner Optimization | 0.099968 | 0.099968 | 0.099968 | 0.099968 | 0.099968 | 0.099968 | 0.099968 | 0.099968 | 0.099968 | 0.099968 | 0.099968 | 0.099968 | 0.099968 | 0.099968 | 0.099968 | 0.099968 | 0.099968 | 0.099968 | 0.099968 | 0.099968 | 1.9994 | 1.9994 | 1.0997 | 0
Retro3Slow | Retro | Pumps | Industrial | Pumps | 4898.9155 | 2594.2317 | 38455607.7516 | 0.00012739 | -8.9657 | <0 | KraftPulp | Kraft: Effluent Treatment System | 0.023036 | 0.03621 | 0.072421 | 0.12674 | 0.19714 | 0.276 | 0.35128 | 0.40982 | 0.44135 | 0.44135 | 0.41192 | 0.36043 | 0.29683 | 0.23087 | 0.17011 | 0.11908 | 0.079385 | 0.050518 | 0.03075 | 0.02082 | 4.1641 | 4.1461 | 2.7873 | 1
Retro3Slow | Retro | Material Processing | Industrial | Material Processing | 1607.657 | 851.3383 | 12619818.7943 | 0.00012739 | -8.4127 | <0 | KraftPulp | Kraft: Efficient Agitator | 0.0075596 | 0.011883 | 0.023766 | 0.04159 | 0.064696 | 0.090575 | 0.11528 | 0.13449 | 0.14484 | 0.14484 | 0.13518 | 0.11828 | 0.097409 | 0.075762 | 0.055825 | 0.039077 | 0.026052 | 0.016578 | 0.010091 | 0.0068325 | 1.3665 | 1.3606 | 0.91469 | 1
Retro5Med | Retro | Material Processing | Industrial | Material Processing | 298.1622 | 157.8925 | 2340520.0006 | 0.00012739 | 10.0837 | 10-20 | Paper | Paper: Efficient Pulp Screen | 0.010898 | 0.013381 | 0.016374 | 0.019008 | 0.021681 | 0.025348 | 0.027807 | 0.028406 | 0.02677 | 0.023011 | 0.017807 | 0.011785 | 0.0068428 | 0.0032947 | 0.0010263 | 0 | 0 | 0 | 0 | 0 | 0.25344 | 0.25344 | 0.23049 | 1
Retro5Med | Retro | Material Processing | Industrial | Material Processing | 453.6399 | 240.226 | 3560992.1508 | 0.00012739 | 6.9578 | 0-10 | Paper | Paper: Vacuum Updgrades | 0.016581 | 0.020358 | 0.024913 | 0.02892 | 0.032986 | 0.038565 | 0.042306 | 0.043219 | 0.040729 | 0.03501 | 0.027092 | 0.01793 | 0.010411 | 0.0050127 | 0.0015615 | 0 | 0 | 0 | 0 | 0 | 0.38559 | 0.38559 | 0.35068 | 1
Retro5Med | Retro | Material Handling | Industrial | Material Handling | 187.1265 | 99.0932 | 1468909.2622 | 0.00012739 | 8.3275 | 0-10 | Paper | Paper: Process Efficiency | 0.0068395 | 0.0083978 | 0.010276 | 0.011929 | 0.013607 | 0.015908 | 0.017451 | 0.017828 | 0.016801 | 0.014442 | 0.011175 | 0.0073962 | 0.0042946 | 0.0020677 | 0.0006441 | 0 | 0 | 0 | 0 | 0 | 0.15906 | 0.15906 | 0.14465 | 1
Retro5Med | Retro | Other | Industrial | Other | 112.2234 | 59.4281 | 880933.1823 | 0.00012739 | 17.1891 | 10-20 | Industrial | Mech and Kraft: Hydraulic Power Units | 0.0041018 | 0.0050363 | 0.006163 | 0.0071542 | 0.0081603 | 0.0095404 | 0.010466 | 0.010692 | 0.010076 | 0.0086609 | 0.0067022 | 0.0044356 | 0.0025755 | 0.0012401 | 0.00038628 | 0 | 0 | 0 | 0 | 0 | 0.09539 | 0.09539 | 0.086752 | 1
RetroEven20 | Retro | All Electric | Industrial | All Electric | 55694.9054 | 29493.3617 | 437195014.1046 | 0.00012739 | 21.7592 | 20-30 | Industrial | Energy Management2 | 2.367 | 2.367 | 2.367 | 2.367 | 2.367 | 2.367 | 2.367 | 2.367 | 2.367 | 2.367 | 2.367 | 2.367 | 2.367 | 2.367 | 2.367 | 2.367 | 2.367 | 2.367 | 2.367 | 2.367 | 47.3407 | 47.3407 | 26.0374 | 1
Retro12Med | Retro | Compressed Air | Industrial | Compressed Air | 19624.3767 | 10392.1326 | 154047835.5753 | 0.00012739 | 8.2426 | 0-10 | Industrial | Air Compressor (Large) System Optimization | 1.8244 | 1.8244 | 1.8244 | 1.8244 | 1.8244 | 1.642 | 1.3136 | 1.0509 | 0.84071 | 0.67256 | 0.53805 | 0.43044 | 0.34435 | 0.27548 | 0.22039 | 0.17631 | 0.0012026 | 0.00042949 | 0.00014642 | 4.7744e-05 | 16.6807 | 16.6288 | 15.18 | 1
LO12Med | NR | Compressors | Industrial | Compressed Air | 3.0005 | 1.5889 | 23553.3403 | 0.00012739 | 17.2939 | 10-20 | Rotary-Industrial | Compressors-NR, Rotary-Industrial-CS->CS, Pre-Standard | 0.25787 | 0.52939 | 0.81214 | 0 | 0 | 0 | 0 | 0 | 0 | 0 | 0 | 0 | 0 | 0 | 0 | 0 | 0 | 0 | 0 | 0 | 7.2529 | 1.5994 | 1.5994 | 1
LO12Med | NR | Compressors | Industrial | Compressed Air | 2.8696 | 1.5196 | 22526.0244 | 0.00012739 | 56.0969 | 50-60 | Rotary-Industrial | Compressors-NR, Rotary-Industrial-VS->VS, Pre-Standard | 0.16664 | 0.34209 | 0.52479 | 0 | 0 | 0 | 0 | 0 | 0 | 0 | 0 | 0 | 0 | 0 | 0 | 0 | 0 | 0 | 0 | 0 | 4.6868 | 1.0335 | 1.0335 | 0
LO12Med | NR | Compressors | Industrial | Compressed Air | 5.0623 | 2.6807 | 39738.0433 | 0.00012739 | 34.7634 | 30-40 | Rotary-Industrial | Compressors-NR, Rotary-Industrial-CS->VS, Pre-Standard | 0.24261 | 0.49806 | 0.76406 | 0 | 0 | 0 | 0 | 0 | 0 | 0 | 0 | 0 | 0 | 0 | 0 | 0 | 0 | 0 | 0 | 0 | 6.8236 | 1.5047 | 1.5047 | 0
LO12Med | NR | Compressors | Industrial | Compressed Air | 2.2986 | 1.2172 | 18043.5965 | 0.00012739 | 21.8808 | 20-30 | Rotary-Industrial | Compressors-NR, Rotary-Industrial-CS->CS, Post-Standard | 0 | 0 | 0 | 0.84617 | 1.0577 | 1.2481 | 1.4004 | 1.5223 | 1.6197 | 1.6977 | 1.7601 | 1.81 | 1.8499 | 1.8819 | 1.9074 | 0.73959 | 0 | 0 | 0 | 0 | 19.341 | 19.341 | 11.1522 | 1
LO12Med | NR | Compressors | Industrial | Compressed Air | 2.3832 | 1.262 | 18707.8835 | 0.00012739 | 62.4547 | 60-70 | Rotary-Industrial | Compressors-NR, Rotary-Industrial-VS->VS, Post-Standard | 0 | 0 | 0 | 0.59277 | 0.74096 | 0.87434 | 0.98103 | 1.0664 | 1.1347 | 1.1893 | 1.233 | 1.268 | 1.2959 | 1.3183 | 1.3362 | 0.51811 | 0 | 0 | 0 | 0 | 13.5491 | 13.5491 | 7.8125 | 0
LO12Med | NR | Compressors | Industrial | Compressed Air | 4.9203 | 2.6055 | 38623.1739 | 0.00012739 | 38.0195 | 30-40 | Rotary-Industrial | Compressors-NR, Rotary-Industrial-CS->VS, Post-Standard | 0 | 0 | 0 | 1.01 | 1.2625 | 1.4898 | 1.6716 | 1.817 | 1.9334 | 2.0265 | 2.1009 | 2.1605 | 2.2081 | 2.2463 | 2.2768 | 0.8828 | 0 | 0 | 0 | 0 | 23.0861 | 23.0861 | 13.3116 | 0
LO12Med | NR | Compressors | Industrial | Compressed Air | 0.1163 | 0.061588 | 912.9444 | 0.00012739 | 116.0002 | 100-130 | Reciprocating-Industrial | Compressors-NR, Reciprocating-Industrial-CS->CS, No Standard Established | 0.050135 | 0.10238 | 0.15702 | 0.22144 | 0.2768 | 0.32662 | 0.36648 | 0.39837 | 0.42388 | 0.44429 | 0.46062 | 0.39965 | 0.37056 | 0.33703 | 0.2917 | 0.24241 | 0.19524 | 0.1575 | 0.1273 | 0.10314 | 6.2927 | 5.4526 | 3.228 | 0
LO5Med | NR | Advanced_Motors | Industrial | Material Handling | 1543.7683 | 817.506 | 12118304.5089 | 0.00012739 | -21.5292 | <0 | VS->VS | Advanced_Motors-NR-Material Handling-VS->VS | 0.0027361 | 0.0060955 | 0.010207 | 0.014979 | 0.020422 | 0.026786 | 0.033767 | 0.040899 | 0.04762 | 0.053397 | 0.057868 | 0.060936 | 0.062772 | 0.06363 | 0.06363 | 0.06363 | 0.06363 | 0.06363 | 0.06363 | 0.06363 | 1.2726 | 0.88389 | 0.31478 | 1
LO5Med | NR | Advanced_Motors | Industrial | Material Handling | 1035.496 | 548.3492 | 8128457.4569 | 0.00012739 | 3.7837 | 0-10 | CS->CS | Advanced_Motors-NR-Material Handling-CS->CS | 0.0018352 | 0.0040886 | 0.0068461 | 0.010047 | 0.013698 | 0.017967 | 0.02265 | 0.027433 | 0.031942 | 0.035817 | 0.038815 | 0.040873 | 0.042105 | 0.04268 | 0.04268 | 0.04268 | 0.04268 | 0.04268 | 0.04268 | 0.04268 | 0.8536 | 0.59288 | 0.21114 | 1
LO5Med | NR | Advanced_Motors | Industrial | Material Handling | 22107.5533 | 11707.1043 | 173540326.5754 | 0.00012739 | -3.2512 | <0 | CS->VS | Advanced_Motors-NR-Material Handling-CS->VS | 0.039182 | 0.087291 | 0.14616 | 0.2145 | 0.29245 | 0.38359 | 0.48357 | 0.5857 | 0.68195 | 0.76468 | 0.8287 | 0.87264 | 0.89893 | 0.91121 | 0.91121 | 0.91121 | 0.91121 | 0.91121 | 0.91121 | 0.91121 | 18.2242 | 12.6578 | 4.5078 | 1
LO5Med | NR | Advanced_Motors | Industrial | Material Processing | 1914.6732 | 1013.9195 | 15029841.1506 | 0.00012739 | -21.5292 | <0 | VS->VS | Advanced_Motors-NR-Material Processing-VS->VS | 0.0033934 | 0.0075601 | 0.012659 | 0.018578 | 0.025329 | 0.033222 | 0.04188 | 0.050726 | 0.059061 | 0.066227 | 0.071771 | 0.075577 | 0.077854 | 0.078917 | 0.078917 | 0.078917 | 0.078917 | 0.078917 | 0.078917 | 0.078917 | 1.5783 | 1.0963 | 0.39041 | 1
LO5Med | NR | Advanced_Motors | Industrial | Material Processing | 1201.9577 | 636.4994 | 9435152.4946 | 0.00012739 | 3.7837 | 0-10 | CS->CS | Advanced_Motors-NR-Material Processing-CS->CS | 0.0021303 | 0.0047459 | 0.0079467 | 0.011662 | 0.0159 | 0.020855 | 0.026291 | 0.031844 | 0.037076 | 0.041575 | 0.045055 | 0.047444 | 0.048874 | 0.049541 | 0.049541 | 0.049541 | 0.049541 | 0.049541 | 0.049541 | 0.049541 | 0.99082 | 0.68819 | 0.24508 | 1
LO5Med | NR | Advanced_Motors | Industrial | Material Processing | 29389.2908 | 15563.1647 | 230700659.3898 | 0.00012739 | -3.7776 | <0 | CS->VS | Advanced_Motors-NR-Material Processing-CS->VS | 0.052088 | 0.11604 | 0.19431 | 0.28516 | 0.38878 | 0.50994 | 0.64284 | 0.77861 | 0.90656 | 1.0165 | 1.1017 | 1.1601 | 1.195 | 1.2113 | 1.2113 | 1.2113 | 1.2113 | 1.2113 | 1.2113 | 1.2113 | 24.2268 | 16.827 | 5.9925 | 1
LO5Med | NR | Advanced_Motors | Industrial | Low Temp Refer | 774.2481 | 410.0048 | 6077708.5605 | 0.00012739 | -21.6551 | <0 | VS->VS | Advanced_Motors-NR-Low Temp Refer-VS->VS | 0.0017899 | 0.0039875 | 0.0066768 | 0.0097987 | 0.01336 | 0.017523 | 0.02209 | 0.026755 | 0.031152 | 0.034931 | 0.037856 | 0.039863 | 0.041064 | 0.041625 | 0.041625 | 0.041625 | 0.041625 | 0.041625 | 0.041625 | 0.041625 | 0.63825 | 0.57822 | 0.20592 | 1
LO5Med | NR | Advanced_Motors | Industrial | Low Temp Refer | 432.778 | 229.1786 | 3397229.6092 | 0.00012739 | 9.007 | 0-10 | CS->CS | Advanced_Motors-NR-Low Temp Refer-CS->CS | 0.0010005 | 0.0022289 | 0.0037321 | 0.0054771 | 0.0074675 | 0.0097945 | 0.012347 | 0.014955 | 0.017413 | 0.019525 | 0.02116 | 0.022282 | 0.022953 | 0.023267 | 0.023267 | 0.023267 | 0.023267 | 0.023267 | 0.023267 | 0.023267 | 0.35676 | 0.3232 | 0.1151 | 1
LO5Med | NR | Advanced_Motors | Industrial | Low Temp Refer | 13506.0463 | 7152.157 | 106020040.1037 | 0.00012739 | -1.5423 | <0 | CS->VS | Advanced_Motors-NR-Low Temp Refer-CS->VS | 0.031223 | 0.069559 | 0.11647 | 0.17093 | 0.23305 | 0.30567 | 0.38533 | 0.46672 | 0.54341 | 0.60934 | 0.66036 | 0.69537 | 0.71632 | 0.7261 | 0.7261 | 0.7261 | 0.7261 | 0.7261 | 0.7261 | 0.7261 | 11.1336 | 10.0865 | 3.5921 | 1
LO5Med | NR | Advanced_Motors | Industrial | Med Temp Refer | 811.8801 | 429.9329 | 6373112.9911 | 0.00012739 | -21.6551 | <0 | VS->VS | Advanced_Motors-NR-Med Temp Refer-VS->VS | 0.0018769 | 0.0041813 | 0.0070014 | 0.010275 | 0.014009 | 0.018374 | 0.023163 | 0.028055 | 0.032666 | 0.036629 | 0.039696 | 0.0418 | 0.04306 | 0.043648 | 0.043648 | 0.043648 | 0.043648 | 0.043648 | 0.043648 | 0.043648 | 0.66927 | 0.60632 | 0.21593 | 1
LO5Med | NR | Advanced_Motors | Industrial | Med Temp Refer | 453.813 | 240.3177 | 3562350.5044 | 0.00012739 | 9.007 | 0-10 | CS->CS | Advanced_Motors-NR-Med Temp Refer-CS->CS | 0.0010491 | 0.0023372 | 0.0039135 | 0.0057433 | 0.0078305 | 0.010271 | 0.012947 | 0.015682 | 0.018259 | 0.020474 | 0.022188 | 0.023365 | 0.024069 | 0.024398 | 0.024398 | 0.024398 | 0.024398 | 0.024398 | 0.024398 | 0.024398 | 0.3741 | 0.33891 | 0.1207 | 1
LO5Med | NR | Advanced_Motors | Industrial | Med Temp Refer | 14162.5019 | 7499.7846 | 111173098.9028 | 0.00012739 | -1.5423 | <0 | CS->VS | Advanced_Motors-NR-Med Temp Refer-CS->VS | 0.03274 | 0.07294 | 0.12213 | 0.17924 | 0.24437 | 0.32052 | 0.40406 | 0.4894 | 0.56983 | 0.63896 | 0.69245 | 0.72917 | 0.75114 | 0.7614 | 0.7614 | 0.7614 | 0.7614 | 0.7614 | 0.7614 | 0.7614 | 11.6748 | 10.5767 | 3.7666 | 1
LO5Med | NR | Advanced_Motors | Industrial | Pollution Control | 60.4673 | 32.0206 | 474657.105 | 0.00012739 | -21.6551 | <0 | VS->VS | Advanced_Motors-NR-Pollution Control-VS->VS | 0.00013978 | 0.00031142 | 0.00052145 | 0.00076526 | 0.0010434 | 0.0013685 | 0.0017252 | 0.0020895 | 0.0024329 | 0.002728 | 0.0029564 | 0.0031132 | 0.003207 | 0.0032508 | 0.0032508 | 0.0032508 | 0.0032508 | 0.0032508 | 0.0032508 | 0.0032508 | 0.049846 | 0.045158 | 0.016082 | 1
LO5Med | NR | Advanced_Motors | Industrial | Pollution Control | 40.5589 | 21.4781 | 318380.3545 | 0.00012739 | 9.007 | 0-10 | CS->CS | Advanced_Motors-NR-Pollution Control-CS->CS | 9.3762e-05 | 0.00020889 | 0.00034977 | 0.0005133 | 0.00069984 | 0.00091792 | 0.0011572 | 0.0014016 | 0.0016319 | 0.0018299 | 0.0019831 | 0.0020882 | 0.0021511 | 0.0021805 | 0.0021805 | 0.0021805 | 0.0021805 | 0.0021805 | 0.0021805 | 0.0021805 | 0.033434 | 0.03029 | 0.010787 | 1
LO5Med | NR | Advanced_Motors | Industrial | Pollution Control | 947.7754 | 501.8966 | 7439866.8611 | 0.00012739 | -1.4267 | <0 | CS->VS | Advanced_Motors-NR-Pollution Control-CS->VS | 0.002191 | 0.0048812 | 0.0081733 | 0.011995 | 0.016354 | 0.02145 | 0.02704 | 0.032752 | 0.038134 | 0.04276 | 0.04634 | 0.048797 | 0.050267 | 0.050954 | 0.050954 | 0.050954 | 0.050954 | 0.050954 | 0.050954 | 0.050954 | 0.78129 | 0.70781 | 0.25207 | 1
LO5Med | NR | Advanced_Motors | Industrial | Other Motors | 212.4305 | 112.493 | 1667541.3001 | 0.00012739 | -21.6551 | <0 | VS->VS | Advanced_Motors-NR-Other Motors-VS->VS | 0.00049108 | 0.0010941 | 0.0018319 | 0.0026885 | 0.0036655 | 0.0048077 | 0.0060607 | 0.0073408 | 0.0085471 | 0.009584 | 0.010386 | 0.010937 | 0.011267 | 0.011421 | 0.011421 | 0.011421 | 0.011421 | 0.011421 | 0.011421 | 0.011421 | 0.17512 | 0.15865 | 0.056498 | 1
LO5Med | NR | Advanced_Motors | Industrial | Other Motors | 142.4896 | 75.4557 | 1118517.7353 | 0.00012739 | 9.007 | 0-10 | CS->CS | Advanced_Motors-NR-Other Motors-CS->CS | 0.0003294 | 0.00073385 | 0.0012288 | 0.0018033 | 0.0024586 | 0.0032248 | 0.0040653 | 0.0049239 | 0.005733 | 0.0064286 | 0.0069668 | 0.0073362 | 0.0075572 | 0.0076604 | 0.0076604 | 0.0076604 | 0.0076604 | 0.0076604 | 0.0076604 | 0.0076604 | 0.11746 | 0.10641 | 0.037896 | 1
LO5Med | NR | Advanced_Motors | Industrial | Other Motors | 3329.6765 | 1763.2377 | 26137363.4275 | 0.00012739 | -1.4267 | <0 | CS->VS | Advanced_Motors-NR-Other Motors-CS->VS | 0.0076974 | 0.017148 | 0.028714 | 0.04214 | 0.057453 | 0.075357 | 0.094997 | 0.11506 | 0.13397 | 0.15022 | 0.1628 | 0.17143 | 0.1766 | 0.17901 | 0.17901 | 0.17901 | 0.17901 | 0.17901 | 0.17901 | 0.17901 | 2.7448 | 2.4866 | 0.88556 | 1
LO12Med | NR | Clean Water Pumps | Industrial | Pumps | 0.33852 | 0.15548 | 3094.7313 | 0.00010938 | 9.9217 | 0-10 | Industrial | Clean Water Pumps-NR-Industrial-VS->VS | 0.026905 | 0.057289 | 0.091528 | 0.12994 | 0.17261 | 0.21642 | 0.2577 | 0.29715 | 0.33574 | 0.37349 | 0.41059 | 0.44855 | 0.48774 | 0.27395 | 0.26302 | 0.24963 | 0.23331 | 0.21342 | 0.19376 | 0.0023615 | 4.7351 | 4.7351 | 2.3694 | 1
LO12Med | NR | Clean Water Pumps | Industrial | Pumps | 0.40397 | 0.18554 | 3693.081 | 0.00010938 | 7.9023 | 0-10 | Industrial | Clean Water Pumps-NR-Industrial-CS->CS | 0.1395 | 0.28126 | 0.42536 | 0.57141 | 0.71804 | 0.85126 | 0.95804 | 1.0436 | 1.1135 | 1.1691 | 1.2124 | 1.2486 | 1.2792 | 1.4204 | 1.2913 | 1.1601 | 1.026 | 0.8878 | 0.31333 | 0 | 17.1102 | 17.1102 | 8.4834 | 1
LO12Med | NR | Clean Water Pumps | Industrial | Pumps | 3.3876 | 1.5559 | 30969.5888 | 0.00010938 | 0.12182 | 0-10 | Industrial | Clean Water Pumps-NR-Industrial-CS->VS | 0.23397 | 0.47173 | 0.7134 | 0.95835 | 1.2043 | 1.4277 | 1.6068 | 1.7504 | 1.8675 | 1.9608 | 2.0333 | 2.0941 | 2.1454 | 2.3823 | 2.1657 | 1.9457 | 1.7208 | 1.489 | 0.52551 | 0 | 28.6967 | 28.6967 | 14.2281 | 1
LO12Med | NR | Clean Water Pumps | Industrial | Pumps | 1.812 | 0.83225 | 16565.1289 | 0.00010938 | 16.8537 | 10-20 | Industrial | Clean Water Pumps-NR-Industrial-Trim | 0.25029 | 0.50464 | 0.76317 | 1.0252 | 1.2883 | 1.5273 | 1.7189 | 1.8725 | 1.9978 | 2.0975 | 2.1752 | 2.2402 | 2.2951 | 2.5485 | 2.3168 | 2.0815 | 1.8408 | 1.5929 | 0.56218 | 0 | 30.6988 | 30.6988 | 15.2208 | 1
LO12Med | NR | Efficient_Fan | Industrial | Fans and Blowers | 0.54866 | 0.29054 | 4306.8948 | 0.00012739 | -20.4792 | <0 | VS->VS | Efficient_Fan-NR-Industrial-VS->VS | 0.10503 | 0.21008 | 0.30352 | 0.40465 | 0.50547 | 0.59587 | 0.66729 | 0.72394 | 0.76941 | 0.80547 | 0.86525 | 0.92169 | 0.94124 | 0.99109 | 1.0388 | 1.0493 | 1.0487 | 1.048 | 1.0475 | 1.05 | 15.0922 | 15.0922 | 5.956 | 1
LO12Med | NR | Efficient_Fan | Industrial | Fans and Blowers | 1.5657 | 0.82911 | 12290.3751 | 0.00012739 | -21.1612 | <0 | CS->CS | Efficient_Fan-NR-Industrial-CS->CS | 0.34967 | 0.69942 | 1.0105 | 1.3472 | 1.6829 | 1.9838 | 2.2216 | 2.4102 | 2.5616 | 2.6816 | 2.8806 | 3.0686 | 3.1336 | 3.2996 | 3.4584 | 3.4933 | 3.4913 | 3.4889 | 3.4874 | 3.4956 | 50.2458 | 50.2458 | 19.829 | 1
LO12Med | NR | Efficient_Fan | Industrial | Fans and Blowers | 3.3291 | 1.7629 | 26132.7749 | 0.00012739 | -12.5304 | <0 | CS->VS | Efficient_Fan-NR-Industrial-CS->VS | 0.1487 | 0.29743 | 0.42972 | 0.5729 | 0.71564 | 0.84362 | 0.94474 | 1.025 | 1.0893 | 1.1404 | 1.225 | 1.3049 | 1.3326 | 1.4032 | 1.4707 | 1.4856 | 1.4847 | 1.4837 | 1.483 | 1.4865 | 21.3673 | 21.3673 | 8.4324 | 1
LO12Med | NR | Efficient_Fan | Industrial | Fans and Blowers | 1.7644 | 0.93435 | 13850.3707 | 0.00012739 | -4.5504 | <0 | Trim | Efficient_Fan-NR-Industrial-Trim | 0.15762 | 0.31528 | 0.4555 | 0.60728 | 0.75858 | 0.89424 | 1.0014 | 1.0864 | 1.1547 | 1.2088 | 1.2985 | 1.3832 | 1.4126 | 1.4874 | 1.5589 | 1.5747 | 1.5738 | 1.5727 | 1.572 | 1.5757 | 22.6494 | 22.6494 | 8.9383 | 1
LO3Slow | New | ASHP Upgrade | Residential | HVAC | 0.007143 | 0.0038379 | 43.233 | 0.00016522 | 343.4851 | >170 | Single Family | SF HVAC Upgrade 9.5 HSPF/15.5 SEER - HZ1 | 0.00025116 | 0.00062936 | 0.0013712 | 0.0026595 | 0.0045604 | 0.0070368 | 0.010195 | 0.013867 | 0.017911 | 0.021965 | 0.024988 | 0.027943 | 0.03049 | 0.032394 | 0.033048 | 0.033633 | 0.033737 | 0.033359 | 0.033111 | 0.032673 | 0.39582 | 0.39582 | 0.10543 | 0
LO3Slow | New | ASHP Upgrade | Residential | HVAC | 0.0078568 | 0.0042952 | 47.5144 | 0.00016536 | 290.6041 | >170 | Single Family | SF HVAC Upgrade 9.5 HSPF/15.5 SEER - HZ23 | 1.7228e-05 | 4.3171e-05 | 9.4055e-05 | 0.00018242 | 0.00031282 | 0.00048268 | 0.00069931 | 0.00095118 | 0.0012286 | 0.0015067 | 0.001714 | 0.0019167 | 0.0020915 | 0.0022221 | 0.0022669 | 0.0023071 | 0.0023142 | 0.0022882 | 0.0022712 | 0.0022412 | 0.027151 | 0.027151 | 0.0072322 | 0
LO3Slow | New | ASHP Upgrade | Residential | HVAC | 0.055159 | 0.047733 | 324.2855 | 0.00017009 | 1171.5276 | >170 | Single Family | SF HVAC Upgrade 12 HSPF/18 SEER - HZ1 | 0.0019395 | 0.0048601 | 0.010588 | 0.020537 | 0.035216 | 0.054339 | 0.078726 | 0.10708 | 0.13831 | 0.16962 | 0.19296 | 0.21578 | 0.23545 | 0.25015 | 0.2552 | 0.25972 | 0.26052 | 0.2576 | 0.25569 | 0.2523 | 3.0566 | 3.0566 | 0.81418 | 0
LO3Slow | New | ASHP Upgrade | Residential | HVAC | 0.061553 | 0.054128 | 361.4165 | 0.00017031 | 1064.3354 | >170 | Single Family | SF HVAC Upgrade 12 HSPF/18 SEER - HZ23 | 0.00013497 | 0.00033822 | 0.00073686 | 0.0014292 | 0.0024507 | 0.0037815 | 0.0054786 | 0.0074518 | 0.0096253 | 0.011804 | 0.013428 | 0.015016 | 0.016385 | 0.017408 | 0.01776 | 0.018074 | 0.01813 | 0.017927 | 0.017794 | 0.017558 | 0.21271 | 0.21271 | 0.05666 | 0
LO3Slow | New | ASHP Upgrade | Residential | HVAC | 0.042118 | 0.017467 | 257.6475 | 0.00016347 | 10.4962 | 10-20 | Manufactured | MH HVAC Upgrade 9.5 HSPF/15.5 SEER - HZ1 | 0.0006198 | 0.0016219 | 0.0036862 | 0.0074495 | 0.013296 | 0.021342 | 0.032135 | 0.045383 | 0.060797 | 0.077292 | 0.0911 | 0.10546 | 0.11903 | 0.13073 | 0.1378 | 0.14484 | 0.15 | 0.15307 | 0.1567 | 0.15949 | 1.6118 | 1.6118 | 0.35472 | 1
LO3Slow | New | ASHP Upgrade | Residential | HVAC | 0.066086 | 0.023212 | 406.4879 | 0.00016258 | -3.3874 | <0 | Manufactured | MH HVAC Upgrade 9.5 HSPF/15.5 SEER - HZ23 | 0.00043693 | 0.0011434 | 0.0025986 | 0.0052515 | 0.0093733 | 0.015045 | 0.022654 | 0.031993 | 0.042859 | 0.054487 | 0.064221 | 0.074343 | 0.083907 | 0.092157 | 0.097141 | 0.1021 | 0.10574 | 0.1079 | 0.11047 | 0.11243 | 1.1363 | 1.1363 | 0.25006 | 1
LO3Slow | New | ASHP Upgrade | Residential | HVAC | 0.055159 | 0.047733 | 324.2855 | 0.00017009 | 1171.5275 | >170 | Manufactured | MH HVAC Upgrade 12 HSPF/18 SEER - HZ1 | 0.00081172 | 0.0021242 | 0.0048277 | 0.0097562 | 0.017414 | 0.027951 | 0.042086 | 0.059436 | 0.079623 | 0.10123 | 0.11931 | 0.13811 | 0.15588 | 0.17121 | 0.18047 | 0.18969 | 0.19645 | 0.20046 | 0.20523 | 0.20887 | 2.1109 | 2.1109 | 0.46456 | 0
LO3Slow | New | ASHP Upgrade | Residential | HVAC | 0.061553 | 0.054128 | 361.4165 | 0.00017031 | 1064.3354 | >170 | Manufactured | MH HVAC Upgrade 12 HSPF/18 SEER - HZ23 | 0.00040696 | 0.0010649 | 0.0024203 | 0.0048913 | 0.0087303 | 0.014013 | 0.0211 | 0.029798 | 0.039919 | 0.050749 | 0.059816 | 0.069243 | 0.078151 | 0.085835 | 0.090478 | 0.0951 | 0.098488 | 0.1005 | 0.10289 | 0.10472 | 1.0583 | 1.0583 | 0.23291 | 0
LO5Med | New | ASHP Conversion | Residential | HVAC | 0.15898 | 0.16128 | 929.5184 | 0.00017104 | 333.9893 | >170 | Manufactured | MH New ASHP Conversion - HZ1CZ1 | 0.013088 | 0.029668 | 0.050802 | 0.076772 | 0.10597 | 0.13893 | 0.17816 | 0.22108 | 0.26615 | 0.30891 | 0.33626 | 0.36296 | 0.38563 | 0.40237 | 0.40537 | 0.41328 | 0.4196 | 0.4229 | 0.42973 | 0.43502 | 5.4027 | 5.4027 | 1.7258 | 0
LO5Med | New | ASHP Conversion | Residential | HVAC | 0.15595 | 0.16611 | 908.1048 | 0.00017173 | 342.4153 | >170 | Manufactured | MH New ASHP Conversion - HZ1CZ2 | 0.012838 | 0.029101 | 0.049833 | 0.075307 | 0.10395 | 0.13628 | 0.17476 | 0.21686 | 0.26107 | 0.30301 | 0.32985 | 0.35604 | 0.37827 | 0.39469 | 0.39763 | 0.4054 | 0.41159 | 0.41483 | 0.42153 | 0.42672 | 5.2996 | 5.2996 | 1.6929 | 0
LO5Med | New | ASHP Conversion | Residential | HVAC | 0.088496 | 0.08858 | 517.9613 | 0.00017086 | 621.7335 | >170 | Manufactured | MH New ASHP Conversion - HZ1CZ3 | 0.0072853 | 0.016514 | 0.028278 | 0.042734 | 0.058989 | 0.077335 | 0.099172 | 0.12306 | 0.14815 | 0.17195 | 0.18718 | 0.20204 | 0.21466 | 0.22397 | 0.22564 | 0.23005 | 0.23357 | 0.2354 | 0.2392 | 0.24215 | 3.0073 | 3.0073 | 0.96064 | 0
LO5Med | New | ASHP Conversion | Residential | HVAC | 0.3947 | 0.45658 | 2465.1137 | 0.00016012 | 246.5458 | >170 | Manufactured | MH New ASHP Conversion - HZ2CZ1 | 0.010831 | 0.024552 | 0.042042 | 0.063533 | 0.087699 | 0.11497 | 0.14744 | 0.18296 | 0.22025 | 0.25564 | 0.27828 | 0.30037 | 0.31913 | 0.33298 | 0.33546 | 0.34201 | 0.34724 | 0.34997 | 0.35562 | 0.36 | 4.471 | 4.471 | 1.4282 | 0
LO5Med | New | ASHP Conversion | Residential | HVAC | 0.12593 | 0.15987 | 787.5162 | 0.00015991 | 400.8733 | >170 | Manufactured | MH New ASHP Conversion - HZ2CZ2 | 0.0034557 | 0.0078334 | 0.013414 | 0.020271 | 0.027981 | 0.036683 | 0.047042 | 0.058374 | 0.070273 | 0.081563 | 0.088786 | 0.095836 | 0.10182 | 0.10624 | 0.10703 | 0.10912 | 0.11079 | 0.11166 | 0.11346 | 0.11486 | 1.4265 | 1.4265 | 0.45568 | 0
LO5Med | New | ASHP Conversion | Residential | HVAC | 0.21787 | 0.22729 | 1358.9568 | 0.00016032 | 221.1381 | >170 | Manufactured | MH New ASHP Conversion - HZ2CZ3 | 0.0059785 | 0.013552 | 0.023206 | 0.035069 | 0.048408 | 0.063464 | 0.081384 | 0.10099 | 0.12157 | 0.14111 | 0.1536 | 0.1658 | 0.17616 | 0.1838 | 0.18517 | 0.18879 | 0.19167 | 0.19318 | 0.1963 | 0.19871 | 2.4679 | 2.4679 | 0.78834 | 0
LO5Med | New | ASHP Conversion | Residential | HVAC | 0.3947 | 0.45658 | 1358.9568 | 0.00029045 | 221.1381 | >170 | Manufactured | MH New ASHP Conversion - HZ2CZ1 | 0.019647 | 0.044536 | 0.076262 | 0.11525 | 0.15908 | 0.20856 | 0.26745 | 0.33188 | 0.39953 | 0.46372 | 0.50479 | 0.54486 | 0.5789 | 0.60402 | 0.60852 | 0.62041 | 0.62989 | 0.63484 | 0.64509 | 0.65303 | 8.1103 | 8.1103 | 2.5907 | 0
LO5Med | New | ASHP Conversion | Residential | HVAC | 0.13882 | 0.17284 | 2465.1137 | 5.6315e-05 | 246.5458 | >170 | Manufactured | MH New ASHP Conversion - HZ3CZ2 | 0.00051646 | 0.0011707 | 0.0020047 | 0.0030295 | 0.0041818 | 0.0054823 | 0.0070304 | 0.0087239 | 0.010502 | 0.01219 | 0.013269 | 0.014323 | 0.015217 | 0.015878 | 0.015996 | 0.016308 | 0.016558 | 0.016688 | 0.016957 | 0.017166 | 0.21319 | 0.21319 | 0.068101 | 0
LO5Med | New | ASHP Conversion | Residential | HVAC | 0.18622 | 0.1969 | 960.8425 | 0.00019381 | 326.131 | >170 | Manufactured | MH New ASHP Conversion - HZ3CZ3 | 0.0023346 | 0.0052919 | 0.0090618 | 0.013694 | 0.018903 | 0.024782 | 0.03178 | 0.039435 | 0.047473 | 0.055101 | 0.05998 | 0.064743 | 0.068787 | 0.071772 | 0.072307 | 0.073719 | 0.074846 | 0.075434 | 0.076652 | 0.077596 | 0.96369 | 0.96369 | 0.30784 | 0
LO3Slow | NR | ASHP Upgrade | Residential | HVAC | 0.007143 | 0.0038379 | 43.233 | 0.00016522 | 343.4851 | >170 | Single Family | SF HVAC Upgrade 9.5 HSPF/15.5 SEER - HZ1 | 0.0012447 | 0.003194 | 0.0070822 | 0.013868 | 0.024392 | 0.039082 | 0.057716 | 0.07938 | 0.10262 | 0.12575 | 0.14722 | 0.16588 | 0.18111 | 0.19281 | 0.20128 | 0.20704 | 0.21071 | 0.21285 | 0.27207 | 0.27107 | 3.9941 | 2.5164 | 0.60155 | 0
LO3Slow | NR | ASHP Upgrade | Residential | HVAC | 0.0078568 | 0.0042952 | 47.5144 | 0.00016536 | 290.6042 | >170 | Single Family | SF HVAC Upgrade 9.5 HSPF/15.5 SEER - HZ23 | 0.00028584 | 0.00073348 | 0.0016264 | 0.0031846 | 0.0056015 | 0.0089748 | 0.013254 | 0.018229 | 0.023565 | 0.028877 | 0.033808 | 0.038093 | 0.041591 | 0.044278 | 0.046222 | 0.047545 | 0.048387 | 0.04888 | 0.062479 | 0.062249 | 0.91722 | 0.57787 | 0.13814 | 0
LO3Slow | NR | ASHP Upgrade | Residential | HVAC | 0.055159 | 0.047733 | 324.2855 | 0.00017009 | 1171.5275 | >170 | Single Family | SF HVAC Upgrade 12 HSPF/18 SEER - HZ1 | 0.0096119 | 0.024665 | 0.05469 | 0.10709 | 0.18836 | 0.30179 | 0.4457 | 0.61299 | 0.79243 | 0.97106 | 1.1369 | 1.281 | 1.3986 | 1.4889 | 1.5543 | 1.5988 | 1.6271 | 1.6437 | 2.101 | 2.0933 | 30.8433 | 19.4318 | 4.6452 | 0
LO3Slow | NR | ASHP Upgrade | Residential | HVAC | 0.061553 | 0.054128 | 361.4165 | 0.00017031 | 1064.3354 | >170 | Single Family | SF HVAC Upgrade 12 HSPF/18 SEER - HZ23 | 0.0022394 | 0.0057463 | 0.012741 | 0.024949 | 0.043884 | 0.070311 | 0.10384 | 0.14281 | 0.18462 | 0.22623 | 0.26486 | 0.29844 | 0.32584 | 0.34689 | 0.36212 | 0.37248 | 0.37908 | 0.38294 | 0.48948 | 0.48768 | 7.1858 | 4.5272 | 1.0822 | 0
LO3Slow | NR | ASHP Upgrade | Residential | HVAC | 0.042118 | 0.017467 | 257.6475 | 0.00016347 | 10.4962 | 10-20 | Manufactured | MH HVAC Upgrade 9.5 HSPF/15.5 SEER - HZ1 | 0.002961 | 0.0075341 | 0.016565 | 0.032162 | 0.056093 | 0.089115 | 0.1305 | 0.17796 | 0.22812 | 0.27718 | 0.32178 | 0.3595 | 0.3892 | 0.41085 | 0.42527 | 0.43375 | 0.43771 | 0.43844 | 0.53091 | 0.52992 | 8.0459 | 5.2955 | 1.34 | 1
LO3Slow | NR | ASHP Upgrade | Residential | HVAC | 0.066086 | 0.023212 | 406.4879 | 0.00016258 | -3.3874 | <0 | Manufactured | MH HVAC Upgrade 9.5 HSPF/15.5 SEER - HZ23 | 0.0014593 | 0.003713 | 0.0081635 | 0.01585 | 0.027644 | 0.043918 | 0.064312 | 0.087705 | 0.11242 | 0.1366 | 0.15858 | 0.17717 | 0.19181 | 0.20248 | 0.20958 | 0.21376 | 0.21571 | 0.21607 | 0.26165 | 0.26116 | 3.9652 | 2.6098 | 0.66037 | 1
LO3Slow | NR | ASHP Upgrade | Residential | HVAC | 0.055159 | 0.047733 | 324.2855 | 0.00017009 | 1171.5275 | >170 | Manufactured | MH HVAC Upgrade 12 HSPF/18 SEER - HZ1 | 0.0038779 | 0.0098671 | 0.021694 | 0.04212 | 0.073462 | 0.11671 | 0.17091 | 0.23307 | 0.29876 | 0.36302 | 0.42142 | 0.47082 | 0.50972 | 0.53807 | 0.55696 | 0.56807 | 0.57325 | 0.57421 | 0.69531 | 0.69402 | 10.5373 | 6.9353 | 1.7549 | 0
LO3Slow | NR | ASHP Upgrade | Residential | HVAC | 0.061553 | 0.054128 | 361.4165 | 0.00017031 | 1064.3354 | >170 | Manufactured | MH HVAC Upgrade 12 HSPF/18 SEER - HZ23 | 0.0013592 | 0.0034583 | 0.0076035 | 0.014763 | 0.025748 | 0.040905 | 0.0599 | 0.081689 | 0.10471 | 0.12723 | 0.1477 | 0.16502 | 0.17865 | 0.18859 | 0.19521 | 0.1991 | 0.20092 | 0.20125 | 0.2437 | 0.24324 | 3.6932 | 2.4307 | 0.61507 | 0
Retro3Slow | Retro | ASHP Conversion | Residential | HVAC | 0.73389 | 0.62783 | 4345.0057 | 0.0001689 | 126.9849 | 100-130 | Single Family | SF HVAC Conversion - HZ1 | 0.45586 | 0.72348 | 1.4424 | 2.5162 | 3.9015 | 5.4434 | 6.903 | 8.0251 | 8.6124 | 8.5836 | 7.9858 | 6.9664 | 5.7212 | 4.4385 | 3.2626 | 2.2786 | 1.5156 | 0.18186 | 0 | 0 | 78.9573 | 78.9573 | 54.5926 | 0
Retro3Slow | Retro | ASHP Conversion | Residential | HVAC | 0.49701 | 0.4564 | 3095.69 | 0.00016055 | 186.2131 | >170 | Single Family | SF HVAC Conversion - HZ23 | 0.081881 | 0.12995 | 0.25908 | 0.45195 | 0.70078 | 0.97773 | 1.2399 | 1.4415 | 1.5469 | 1.5418 | 1.4344 | 1.2513 | 1.0276 | 0.79723 | 0.58602 | 0.40928 | 0.27223 | 0.032665 | 0 | 0 | 14.1822 | 14.1822 | 9.8058 | 0
Retro3Slow | Retro | ASHP Conversion | Residential | HVAC | 0.66743 | 0.5756 | 3949.3775 | 0.000169 | 119.2797 | 100-130 | Manufactured | MH HVAC Conversion - HZ1 | 0.60932 | 0.95433 | 1.8879 | 3.2677 | 5.0273 | 6.9593 | 8.756 | 10.0985 | 10.7503 | 10.627 | 9.8054 | 8.4826 | 6.9081 | 5.3141 | 0.41374 | 0 | 0 | 0 | 0 | 0 | 89.8617 | 89.8617 | 68.7431 | 0
Retro3Slow | Retro | ASHP Conversion | Residential | HVAC | 0.62525 | 0.58717 | 3895.362 | 0.00016051 | 122.7985 | 100-130 | Manufactured | MH HVAC Conversion - HZ23 | 0.23855 | 0.37362 | 0.73912 | 1.2793 | 1.9682 | 2.7245 | 3.428 | 3.9535 | 4.2087 | 4.1605 | 3.8388 | 3.3209 | 2.7045 | 2.0805 | 0.16198 | 0 | 0 | 0 | 0 | 0 | 35.1806 | 35.1806 | 26.9128 | 0
LO3Slow | New | Advanced Power Strips | Residential | Electronics | 0.010422 | 0.010155 | 84.2322 | 0.00012373 | 59.5685 | 50-60 | Single Family | Load Sensing - Home AV | 0.0017787 | 0.0044572 | 0.0097106 | 0.018834 | 0.032297 | 0.049834 | 0.072199 | 0.098203 | 0.12685 | 0.15556 | 0.17696 | 0.19789 | 0.21593 | 0.22942 | 0.23405 | 0.23819 | 0.23893 | 0.23625 | 0.23449 | 0.23139 | 2.8032 | 2.8032 | 0.74668 | 0
LO3Slow | New | Advanced Power Strips | Residential | Electronics | 0.010422 | 0.010155 | 84.2322 | 0.00012373 | 59.5685 | 50-60 | Multifamily - Low Rise | Load Sensing - Home AV | 0.0003549 | 0.00090293 | 0.0019965 | 0.0039291 | 0.0068342 | 0.01071 | 0.015747 | 0.021716 | 0.028438 | 0.035383 | 0.040881 | 0.046405 | 0.051373 | 0.05542 | 0.057412 | 0.059348 | 0.060425 | 0.060715 | 0.061222 | 0.061413 | 0.68063 | 0.68063 | 0.16689 | 0
LO3Slow | New | Advanced Power Strips | Residential | Electronics | 0.010422 | 0.010155 | 84.2322 | 0.00012373 | 59.5685 | 50-60 | Multifamily - High Rise | Load Sensing - Home AV | 0.00010613 | 0.00026843 | 0.00059477 | 0.0011752 | 0.0020557 | 0.0032299 | 0.0047664 | 0.0066112 | 0.0086878 | 0.010828 | 0.012485 | 0.014149 | 0.015669 | 0.016883 | 0.017462 | 0.018029 | 0.018342 | 0.018359 | 0.018409 | 0.018392 | 0.2065 | 0.2065 | 0.050809 | 0
LO3Slow | New | Advanced Power Strips | Residential | Electronics | 0.010422 | 0.010155 | 84.2322 | 0.00012373 | 59.5685 | 50-60 | Manufactured | Load Sensing - Home AV | 9.5183e-05 | 0.00024908 | 0.0005661 | 0.001144 | 0.0020419 | 0.0032775 | 0.004935 | 0.0069695 | 0.0093367 | 0.01187 | 0.01399 | 0.016195 | 0.018279 | 0.020076 | 0.021162 | 0.022243 | 0.023035 | 0.023506 | 0.024065 | 0.024493 | 0.24753 | 0.24753 | 0.054475 | 0
LO3Slow | New | Advanced Power Strips | Residential | Electronics | 0.0034146 | 0.0031112 | 20.564 | 0.00016605 | 267.626 | >170 | Single Family | PC Interaction Sensing - Home Office | 0.00027986 | 0.00070127 | 0.0015278 | 0.0029633 | 0.0050815 | 0.0078407 | 0.01136 | 0.015451 | 0.019957 | 0.024475 | 0.027843 | 0.031136 | 0.033974 | 0.036095 | 0.036824 | 0.037476 | 0.037592 | 0.03717 | 0.036894 | 0.036406 | 0.44105 | 0.44105 | 0.11748 | 0
LO3Slow | New | Advanced Power Strips | Residential | Electronics | 0.0034146 | 0.0031112 | 29.5793 | 0.00011544 | 267.626 | >170 | Multifamily - Low Rise | PC Interaction Sensing - Home Office | 2.8404e-05 | 7.2267e-05 | 0.0001598 | 0.00031447 | 0.00054698 | 0.00085715 | 0.0012603 | 0.0017381 | 0.0022761 | 0.0028319 | 0.0032719 | 0.003714 | 0.0041117 | 0.0044356 | 0.0045951 | 0.00475 | 0.0048362 | 0.0048593 | 0.0048999 | 0.0049153 | 0.054474 | 0.054474 | 0.013357 | 0
LO3Slow | New | Advanced Power Strips | Residential | Electronics | 0.0034146 | 0.0031112 | 29.5793 | 0.00011544 | 267.626 | >170 | Multifamily - High Rise | PC Interaction Sensing - Home Office | 8.4945e-06 | 2.1484e-05 | 4.7603e-05 | 9.4056e-05 | 0.00016453 | 0.00025851 | 0.00038148 | 0.00052913 | 0.00069533 | 0.00086666 | 0.00099928 | 0.0011324 | 0.001254 | 0.0013512 | 0.0013976 | 0.001443 | 0.001468 | 0.0014694 | 0.0014734 | 0.001472 | 0.016528 | 0.016528 | 0.0040666 | 0
LO3Slow | New | Advanced Power Strips | Residential | Electronics | 0.0034146 | 0.0031112 | 29.5793 | 0.00011544 | 267.626 | >170 | Manufactured | PC Interaction Sensing - Home Office | 9.3022e-06 | 2.4343e-05 | 5.5324e-05 | 0.0001118 | 0.00019956 | 0.00032031 | 0.0004823 | 0.00068113 | 0.00091247 | 0.00116 | 0.0013673 | 0.0015828 | 0.0017864 | 0.001962 | 0.0020681 | 0.0021738 | 0.0022512 | 0.0022973 | 0.0023519 | 0.0023937 | 0.024191 | 0.024191 | 0.0053238 | 0
LO3Slow | New | Advanced Power Strips | Residential | Electronics | 0.0046577 | 0.0042438 | 40.3483 | 0.00011544 | 320.3458 | >170 | Single Family | Load or Occupancy / Motion Sensing - Home Office | 0.0002654 | 0.00066503 | 0.0014489 | 0.0028102 | 0.0048189 | 0.0074355 | 0.010773 | 0.014652 | 0.018926 | 0.02321 | 0.026404 | 0.029527 | 0.032218 | 0.03423 | 0.034921 | 0.035539 | 0.035649 | 0.03525 | 0.034987 | 0.034524 | 0.41825 | 0.41825 | 0.11141 | 0
LO3Slow | New | Advanced Power Strips | Residential | Electronics | 0.0046577 | 0.0042438 | 40.3483 | 0.00011544 | 320.3458 | >170 | Multifamily - Low Rise | Load or Occupancy / Motion Sensing - Home Office | 3.8746e-05 | 9.8578e-05 | 0.00021797 | 0.00042895 | 0.00074612 | 0.0011692 | 0.0017192 | 0.0023708 | 0.0031047 | 0.0038629 | 0.0044631 | 0.0050662 | 0.0056086 | 0.0060505 | 0.006268 | 0.0064793 | 0.0065969 | 0.0066285 | 0.0066839 | 0.0067048 | 0.074307 | 0.074307 | 0.01822 | 0
LO3Slow | New | Advanced Power Strips | Residential | Electronics | 0.0046577 | 0.0042438 | 40.3483 | 0.00011544 | 320.3458 | >170 | Multifamily - High Rise | Load or Occupancy / Motion Sensing - Home Office | 1.1587e-05 | 2.9306e-05 | 6.4934e-05 | 0.0001283 | 0.00022443 | 0.00035263 | 0.00052037 | 0.00072177 | 0.00094849 | 0.0011822 | 0.0013631 | 0.0015447 | 0.0017106 | 0.0018432 | 0.0019064 | 0.0019683 | 0.0020025 | 0.0020043 | 0.0020098 | 0.0020079 | 0.022545 | 0.022545 | 0.0055471 | 0
LO3Slow | New | Advanced Power Strips | Residential | Electronics | 0.0046577 | 0.0042438 | 40.3483 | 0.00011544 | 320.3458 | >170 | Manufactured | Load or Occupancy / Motion Sensing - Home Office | 1.2689e-05 | 3.3205e-05 | 7.5466e-05 | 0.00015251 | 0.00027221 | 0.00043693 | 0.00065789 | 0.00092911 | 0.0012447 | 0.0015824 | 0.0018651 | 0.002159 | 0.0024367 | 0.0026763 | 0.0028211 | 0.0029652 | 0.0030709 | 0.0031336 | 0.0032081 | 0.0032651 | 0.032998 | 0.032998 | 0.0072621 | 0
LO3Slow | New | Advanced Power Strips | Residential | Electronics | 0.0025444 | 0.0024792 | 20.564 | 0.00012373 | 514.7254 | >170 | Single Family | Engagement Sensing - Home AV | 0.00043425 | 0.0010881 | 0.0023707 | 0.0045981 | 0.0078848 | 0.012166 | 0.017626 | 0.023975 | 0.030967 | 0.037977 | 0.043203 | 0.048312 | 0.052716 | 0.056008 | 0.057139 | 0.05815 | 0.05833 | 0.057676 | 0.057247 | 0.05649 | 0.68436 | 0.68436 | 0.18229 | 0
LO3Slow | New | Advanced Power Strips | Residential | Electronics | 0.0025444 | 0.0024792 | 20.564 | 0.00012373 | 514.7254 | >170 | Multifamily - Low Rise | Engagement Sensing - Home AV | 8.6642e-05 | 0.00022044 | 0.00048742 | 0.00095922 | 0.0016685 | 0.0026146 | 0.0038444 | 0.0053016 | 0.0069427 | 0.0086382 | 0.0099804 | 0.011329 | 0.012542 | 0.01353 | 0.014016 | 0.014489 | 0.014752 | 0.014823 | 0.014946 | 0.014993 | 0.16616 | 0.16616 | 0.040744 | 0
LO3Slow | New | Advanced Power Strips | Residential | Electronics | 0.0025444 | 0.0024792 | 20.564 | 0.00012373 | 514.7254 | >170 | Multifamily - High Rise | Engagement Sensing - Home AV | 2.5911e-05 | 6.5533e-05 | 0.0001452 | 0.0002869 | 0.00050187 | 0.00078854 | 0.0011636 | 0.001614 | 0.002121 | 0.0026436 | 0.0030481 | 0.0034542 | 0.0038252 | 0.0041217 | 0.0042631 | 0.0044015 | 0.0044778 | 0.0044821 | 0.0044943 | 0.0044901 | 0.050414 | 0.050414 | 0.012404 | 0
LO3Slow | New | Advanced Power Strips | Residential | Electronics | 0.0025444 | 0.0024792 | 20.564 | 0.00012373 | 514.7254 | >170 | Manufactured | Engagement Sensing - Home AV | 2.3237e-05 | 6.0809e-05 | 0.0001382 | 0.00027929 | 0.00049851 | 0.00080016 | 0.0012048 | 0.0017015 | 0.0022794 | 0.0028978 | 0.0034155 | 0.0039538 | 0.0044625 | 0.0049012 | 0.0051663 | 0.0054303 | 0.0056237 | 0.0057387 | 0.0058752 | 0.0059795 | 0.060431 | 0.060431 | 0.013299 | 0
Retro3Slow | Retro | Advanced Power Strips | Residential | Electronics | 0.010422 | 0.010155 | 84.2322 | 0.00012373 | 59.5685 | 50-60 | Single Family | Load Sensing - Home AV | 0.15119 | 0.23991 | 0.48412 | 0.85442 | 1.3398 | 1.8894 | 2.4198 | 2.8384 | 3.0705 | 3.0815 | 2.884 | 2.5281 | 2.0843 | 1.6221 | 1.1954 | 0.83662 | 0.55751 | 0.35458 | 0.21568 | 0.14592 | 29.1845 | 28.7932 | 19.253 | 0
Retro3Slow | Retro | Advanced Power Strips | Residential | Electronics | 0.010422 | 0.010155 | 84.2322 | 0.00012373 | 59.5685 | 50-60 | Multifamily - Low Rise | Load Sensing - Home AV | 0.016586 | 0.026568 | 0.054109 | 0.096354 | 0.1524 | 0.21667 | 0.27957 | 0.33015 | 0.3593 | 0.36252 | 0.34085 | 0.29995 | 0.24811 | 0.19363 | 0.14304 | 0.10032 | 0.066984 | 0.042678 | 0.026005 | 0.017623 | 3.5247 | 3.3734 | 2.2351 | 0
Retro3Slow | Retro | Advanced Power Strips | Residential | Electronics | 0.010422 | 0.010155 | 84.2322 | 0.00012373 | 59.5685 | 50-60 | Multifamily - High Rise | Load Sensing - Home AV | 0.0050398 | 0.0080702 | 0.016429 | 0.029244 | 0.046243 | 0.065735 | 0.084809 | 0.10015 | 0.109 | 0.10998 | 0.10341 | 0.091009 | 0.075282 | 0.058753 | 0.043404 | 0.030442 | 0.020325 | 0.01295 | 0.0078906 | 0.0053474 | 1.0695 | 1.0235 | 0.67811 | 0
Retro3Slow | Retro | Advanced Power Strips | Residential | Electronics | 0.010422 | 0.010155 | 84.2322 | 0.00012373 | 59.5685 | 50-60 | Manufactured | Load Sensing - Home AV | 0.013612 | 0.021317 | 0.042482 | 0.07409 | 0.11487 | 0.16027 | 0.20322 | 0.23612 | 0.25313 | 0.25186 | 0.23377 | 0.20328 | 0.16629 | 0.12842 | 0.093923 | 0.012989 | 0 | 0 | 0 | 0 | 2.2097 | 2.2097 | 1.6047 | 0
Retro3Slow | Retro | Advanced Power Strips | Residential | Electronics | 0.0034146 | 0.0031112 | 29.5793 | 0.00011544 | 267.626 | >170 | Single Family | PC Interaction Sensing - Home Office | 0.016538 | 0.026241 | 0.052954 | 0.093458 | 0.14655 | 0.20666 | 0.26469 | 0.31047 | 0.33585 | 0.33706 | 0.31545 | 0.27653 | 0.22799 | 0.17743 | 0.13076 | 0.091512 | 0.060982 | 0.038784 | 0.023592 | 0.015961 | 3.1923 | 3.1495 | 2.1059 | 0
Retro3Slow | Retro | Advanced Power Strips | Residential | Electronics | 0.0034146 | 0.0031112 | 29.5793 | 0.00011544 | 267.626 | >170 | Multifamily - Low Rise | PC Interaction Sensing - Home Office | 0.0013275 | 0.0021264 | 0.0043306 | 0.0077118 | 0.012198 | 0.017342 | 0.022376 | 0.026424 | 0.028757 | 0.029015 | 0.02728 | 0.024007 | 0.019858 | 0.015497 | 0.011449 | 0.0080295 | 0.0053611 | 0.0034158 | 0.0020813 | 0.0014105 | 0.2821 | 0.27 | 0.17889 | 0
Retro3Slow | Retro | Advanced Power Strips | Residential | Electronics | 0.0034146 | 0.0031112 | 29.5793 | 0.00011544 | 267.626 | >170 | Multifamily - High Rise | PC Interaction Sensing - Home Office | 0.00040337 | 0.0006459 | 0.0013149 | 0.0023406 | 0.0037011 | 0.0052611 | 0.0067878 | 0.0080154 | 0.0087235 | 0.0088023 | 0.0082769 | 0.007284 | 0.0060252 | 0.0047023 | 0.0034739 | 0.0024365 | 0.0016268 | 0.0010365 | 0.00063153 | 0.00042798 | 0.085596 | 0.081918 | 0.054273 | 0
Retro3Slow | Retro | Advanced Power Strips | Residential | Electronics | 0.0034146 | 0.0031112 | 29.5793 | 0.00011544 | 267.626 | >170 | Manufactured | PC Interaction Sensing - Home Office | 0.0013303 | 0.0020833 | 0.0041517 | 0.0072407 | 0.011226 | 0.015663 | 0.019861 | 0.023076 | 0.024738 | 0.024614 | 0.022846 | 0.019867 | 0.016252 | 0.01255 | 0.009179 | 0.0012694 | 0 | 0 | 0 | 0 | 0.21595 | 0.21595 | 0.15683 | 0
Retro3Slow | Retro | Advanced Power Strips | Residential | Electronics | 0.0046577 | 0.0042438 | 40.3483 | 0.00011544 | 320.3458 | >170 | Single Family | Load or Occupancy / Motion Sensing - Home Office | 0.022559 | 0.035795 | 0.072233 | 0.12748 | 0.1999 | 0.28191 | 0.36105 | 0.42351 | 0.45813 | 0.45978 | 0.4303 | 0.3772 | 0.31099 | 0.24202 | 0.17836 | 0.12483 | 0.083184 | 0.052905 | 0.032181 | 0.021772 | 4.3545 | 4.2961 | 2.8727 | 0
Retro3Slow | Retro | Advanced Power Strips | Residential | Electronics | 0.0046577 | 0.0042438 | 40.3483 | 0.00011544 | 320.3458 | >170 | Multifamily - Low Rise | Load or Occupancy / Motion Sensing - Home Office | 0.0018108 | 0.0029006 | 0.0059073 | 0.010519 | 0.016639 | 0.023655 | 0.030522 | 0.036044 | 0.039227 | 0.039578 | 0.037213 | 0.032747 | 0.027087 | 0.021139 | 0.015617 | 0.010953 | 0.007313 | 0.0046594 | 0.002839 | 0.001924 | 0.38481 | 0.36829 | 0.24402 | 0
Retro3Slow | Retro | Advanced Power Strips | Residential | Electronics | 0.0046577 | 0.0042438 | 40.3483 | 0.00011544 | 320.3458 | >170 | Multifamily - High Rise | Load or Occupancy / Motion Sensing - Home Office | 0.00055022 | 0.00088106 | 0.0017936 | 0.0031928 | 0.0050486 | 0.0071766 | 0.009259 | 0.010934 | 0.0119 | 0.012007 | 0.01129 | 0.0099359 | 0.0082189 | 0.0064143 | 0.0047387 | 0.0033235 | 0.002219 | 0.0014138 | 0.00086146 | 0.0005838 | 0.11676 | 0.11174 | 0.074032 | 0
Retro3Slow | Retro | Advanced Power Strips | Residential | Electronics | 0.0046577 | 0.0042438 | 40.3483 | 0.00011544 | 320.3458 | >170 | Manufactured | Load or Occupancy / Motion Sensing - Home Office | 0.0018146 | 0.0028417 | 0.0056632 | 0.0098769 | 0.015314 | 0.021366 | 0.027091 | 0.031477 | 0.033745 | 0.033576 | 0.031164 | 0.0271 | 0.022168 | 0.01712 | 0.012521 | 0.0017315 | 0 | 0 | 0 | 0 | 0.29457 | 0.29457 | 0.21393 | 0
Retro3Slow | Retro | Advanced Power Strips | Residential | Electronics | 0.0025444 | 0.0024792 | 20.564 | 0.00012373 | 514.7254 | >170 | Single Family | Engagement Sensing - Home AV | 0.036911 | 0.058569 | 0.11819 | 0.20859 | 0.32709 | 0.46126 | 0.59077 | 0.69295 | 0.7496 | 0.7523 | 0.70407 | 0.61719 | 0.50885 | 0.396 | 0.29184 | 0.20425 | 0.13611 | 0.086564 | 0.052655 | 0.035625 | 7.1249 | 7.0294 | 4.7003 | 0
Retro3Slow | Retro | Advanced Power Strips | Residential | Electronics | 0.0025444 | 0.0024792 | 20.564 | 0.00012373 | 514.7254 | >170 | Multifamily - Low Rise | Engagement Sensing - Home AV | 0.0040493 | 0.0064862 | 0.01321 | 0.023523 | 0.037207 | 0.052898 | 0.068253 | 0.080601 | 0.087718 | 0.088504 | 0.083214 | 0.073228 | 0.060572 | 0.047271 | 0.034922 | 0.024493 | 0.016353 | 0.010419 | 0.0063486 | 0.0043025 | 0.8605 | 0.82357 | 0.54566 | 0
Retro3Slow | Retro | Advanced Power Strips | Residential | Electronics | 0.0025444 | 0.0024792 | 20.564 | 0.00012373 | 514.7254 | >170 | Multifamily - High Rise | Engagement Sensing - Home AV | 0.0012304 | 0.0019702 | 0.0040108 | 0.0071396 | 0.01129 | 0.016048 | 0.020705 | 0.02445 | 0.026609 | 0.02685 | 0.025247 | 0.022218 | 0.018379 | 0.014343 | 0.010597 | 0.0074319 | 0.0049621 | 0.0031616 | 0.0019264 | 0.0013055 | 0.2611 | 0.24987 | 0.16555 | 0
Retro3Slow | Retro | Advanced Power Strips | Residential | Electronics | 0.0025444 | 0.0024792 | 20.564 | 0.00012373 | 514.7254 | >170 | Manufactured | Engagement Sensing - Home AV | 0.0033231 | 0.0052041 | 0.010371 | 0.018088 | 0.028044 | 0.039128 | 0.049613 | 0.057645 | 0.061798 | 0.061488 | 0.057071 | 0.049629 | 0.040597 | 0.031352 | 0.02293 | 0.003171 | 0 | 0 | 0 | 0 | 0.53945 | 0.53945 | 0.39177 | 0
LO12Med | New | Aerator | Residential | Water Heating | 0.0049267 | 0.0035436 | 43.2925 | 0.0001138 | -162.5855 | <0 | Single Family | Bathroom_SF_ERWH | 0.0019869 | 0.0038716 | 0.0056932 | 0.007502 | 0.0091214 | 0.010342 | 0.011358 | 0.012182 | 0.012922 | 0.013524 | 0.013593 | 0.013842 | 0.014106 | 0.014288 | 0.014121 | 0.014089 | 0.013856 | 0.013532 | 0.013331 | 0.013085 | 0.22635 | 0.22635 | 0.1021 | 1
LO12Med | New | Aerator | Residential | Water Heating | 0.0067343 | 0.0048437 | 59.1762 | 0.0001138 | -163.7648 | <0 | Multifamily - Low Rise | Bathroom_MF_ERWH | 0.0052038 | 0.010295 | 0.015365 | 0.020543 | 0.025336 | 0.029174 | 0.032518 | 0.035362 | 0.038029 | 0.040379 | 0.04122 | 0.042606 | 0.044054 | 0.045309 | 0.04547 | 0.04608 | 0.045999 | 0.04565 | 0.045689 | 0.045586 | 0.69987 | 0.69987 | 0.29343 | 1
LO12Med | New | Aerator | Residential | Water Heating | 0.0067343 | 0.0048437 | 59.1762 | 0.0001138 | -163.7648 | <0 | Multifamily - High Rise | Bathroom_MF_ERWH | 0.0015156 | 0.0029807 | 0.0044577 | 0.0059839 | 0.007422 | 0.0085689 | 0.0095854 | 0.010484 | 0.011314 | 0.012035 | 0.01226 | 0.012651 | 0.013085 | 0.013442 | 0.013468 | 0.013633 | 0.013598 | 0.013443 | 0.013379 | 0.013295 | 0.2066 | 0.2066 | 0.086607 | 1
LO12Med | New | Aerator | Residential | Water Heating | 0.0056544 | 0.004067 | 49.6871 | 0.0001138 | -163.1509 | <0 | Manufactured | Bathroom_MH_ERWH | 0.00043064 | 0.00087633 | 0.0013443 | 0.0018457 | 0.0023358 | 0.002755 | 0.0031445 | 0.0035018 | 0.0038525 | 0.0041797 | 0.0043526 | 0.0045882 | 0.0048366 | 0.0050644 | 0.0051715 | 0.0053289 | 0.0054108 | 0.0054535 | 0.0055415 | 0.0056098 | 0.075624 | 0.075624 | 0.028619 | 1
LO12Med | New | Aerator | Residential | Water Heating | 0.002865 | 0.0025332 | 26.8843 | 0.00010657 | -248.6588 | <0 | Single Family | Bathroom_SF_HPWH | 0.0065474 | 0.012758 | 0.018761 | 0.024721 | 0.030058 | 0.03408 | 0.037428 | 0.040144 | 0.042582 | 0.044566 | 0.044793 | 0.045612 | 0.046484 | 0.047084 | 0.046533 | 0.046427 | 0.04566 | 0.044592 | 0.043931 | 0.043118 | 0.74588 | 0.74588 | 0.33644 | 1
LO12Med | New | Aerator | Residential | Water Heating | 0.0039161 | 0.0034627 | 36.7479 | 0.00010657 | -250.5578 | <0 | Multifamily - Low Rise | Bathroom_MF_HPWH | 0.0010087 | 0.0019957 | 0.0029785 | 0.0039822 | 0.0049113 | 0.0056552 | 0.0063034 | 0.0068546 | 0.0073716 | 0.0078272 | 0.0079901 | 0.0082589 | 0.0085395 | 0.0087827 | 0.008814 | 0.0089322 | 0.0089165 | 0.0088489 | 0.0088563 | 0.0088366 | 0.13566 | 0.13566 | 0.056878 | 1
LO12Med | New | Aerator | Residential | Water Heating | 0.0039161 | 0.0034627 | 36.7479 | 0.00010657 | -250.5578 | <0 | Multifamily - High Rise | Bathroom_MF_HPWH | 0.00029378 | 0.00057779 | 0.0008641 | 0.0011599 | 0.0014387 | 0.001661 | 0.0018581 | 0.0020323 | 0.0021932 | 0.0023328 | 0.0023765 | 0.0024523 | 0.0025365 | 0.0026056 | 0.0026107 | 0.0026426 | 0.0026358 | 0.0026058 | 0.0025935 | 0.0025772 | 0.040048 | 0.040048 | 0.016788 | 1
LO12Med | New | Aerator | Residential | Water Heating | 0.0032882 | 0.0029074 | 30.8553 | 0.00010657 | -249.5693 | <0 | Manufactured | Bathroom_MH_HPWH | 0.00075128 | 0.0015288 | 0.0023452 | 0.0032199 | 0.004075 | 0.0048062 | 0.0054858 | 0.0061092 | 0.006721 | 0.0072918 | 0.0075935 | 0.0080044 | 0.0084378 | 0.0088353 | 0.009022 | 0.0092967 | 0.0094396 | 0.009514 | 0.0096676 | 0.0097867 | 0.13193 | 0.13193 | 0.049928 | 1
LO12Med | New | Aerator | Residential | Water Heating | 0.0077679 | 0.0089313 | 72.2217 | 0.00010756 | -137.1797 | <0 | Single Family | Kitchen_SF_ERWH | 0.0013254 | 0.0025827 | 0.0037979 | 0.0050046 | 0.0060849 | 0.006899 | 0.0075768 | 0.0081267 | 0.0086203 | 0.0090218 | 0.0090678 | 0.0092337 | 0.0094102 | 0.0095316 | 0.0094201 | 0.0093986 | 0.0092432 | 0.0090271 | 0.0088932 | 0.0087286 | 0.15099 | 0.15099 | 0.068108 | 1
LO12Med | New | Aerator | Residential | Water Heating | 0.0058815 | 0.0067624 | 54.6828 | 0.00010756 | -136.0409 | <0 | Multifamily - Low Rise | Kitchen_MF_ERWH | 0.0034714 | 0.0068681 | 0.01025 | 0.013704 | 0.016902 | 0.019462 | 0.021693 | 0.02359 | 0.025369 | 0.026937 | 0.027497 | 0.028422 | 0.029388 | 0.030225 | 0.030333 | 0.03074 | 0.030686 | 0.030453 | 0.030479 | 0.03041 | 0.46688 | 0.46688 | 0.19574 | 1
LO12Med | New | Aerator | Residential | Water Heating | 0.0058815 | 0.0067624 | 54.6828 | 0.00010756 | -136.0409 | <0 | Multifamily - High Rise | Kitchen_MF_ERWH | 0.001011 | 0.0019884 | 0.0029737 | 0.0039918 | 0.0049512 | 0.0057163 | 0.0063944 | 0.0069939 | 0.0075476 | 0.0080282 | 0.0081785 | 0.0084395 | 0.0087291 | 0.008967 | 0.0089847 | 0.0090943 | 0.009071 | 0.0089678 | 0.0089253 | 0.0088693 | 0.13782 | 0.13782 | 0.057775 | 1
LO12Med | New | Aerator | Residential | Water Heating | 0.0079486 | 0.009139 | 73.9015 | 0.00010756 | -137.2604 | <0 | Manufactured | Kitchen_MH_ERWH | 0.00028728 | 0.0005846 | 0.00089677 | 0.0012312 | 0.0015582 | 0.0018378 | 0.0020977 | 0.0023361 | 0.00257 | 0.0027883 | 0.0029036 | 0.0030608 | 0.0032265 | 0.0033784 | 0.0034499 | 0.0035549 | 0.0036095 | 0.003638 | 0.0036967 | 0.0037423 | 0.050448 | 0.050448 | 0.019092 | 1
LO12Med | New | Aerator | Residential | Water Heating | 0.0047911 | 0.0054712 | 44.6285 | 0.00010736 | -210.0892 | <0 | Single Family | Kitchen_SF_HPWH | 0.0046326 | 0.009027 | 0.013274 | 0.017491 | 0.021267 | 0.024113 | 0.026482 | 0.028404 | 0.030129 | 0.031532 | 0.031693 | 0.032273 | 0.03289 | 0.033314 | 0.032924 | 0.032849 | 0.032306 | 0.031551 | 0.031083 | 0.030507 | 0.52774 | 0.52774 | 0.23804 | 1
LO12Med | New | Aerator | Residential | Water Heating | 0.0036276 | 0.0041426 | 33.7905 | 0.00010736 | -208.2463 | <0 | Multifamily - Low Rise | Kitchen_MF_HPWH | 0.0007137 | 0.001412 | 0.0021074 | 0.0028176 | 0.0034749 | 0.0040013 | 0.0044599 | 0.0048499 | 0.0052157 | 0.0055381 | 0.0056533 | 0.0058435 | 0.0060421 | 0.0062141 | 0.0062363 | 0.0063199 | 0.0063088 | 0.0062609 | 0.0062662 | 0.0062522 | 0.095988 | 0.095988 | 0.040244 | 1
LO12Med | New | Aerator | Residential | Water Heating | 0.0036276 | 0.0041426 | 33.7905 | 0.00010736 | -208.2463 | <0 | Multifamily - High Rise | Kitchen_MF_HPWH | 0.00020786 | 0.00040881 | 0.00061138 | 0.0008207 | 0.0010179 | 0.0011752 | 0.0013147 | 0.0014379 | 0.0015518 | 0.0016506 | 0.0016815 | 0.0017351 | 0.0017947 | 0.0018436 | 0.0018472 | 0.0018697 | 0.001865 | 0.0018437 | 0.001835 | 0.0018235 | 0.028336 | 0.028336 | 0.011878 | 1
LO12Med | New | Aerator | Residential | Water Heating | 0.0049025 | 0.0055985 | 45.6665 | 0.00010736 | -210.2198 | <0 | Manufactured | Kitchen_MH_HPWH | 0.00053156 | 0.0010817 | 0.0016593 | 0.0022782 | 0.0028832 | 0.0034006 | 0.0038814 | 0.0043225 | 0.0047554 | 0.0051592 | 0.0053727 | 0.0056635 | 0.0059701 | 0.0062513 | 0.0063834 | 0.0065778 | 0.0066789 | 0.0067315 | 0.0068403 | 0.0069245 | 0.093347 | 0.093347 | 0.035326 | 1
Retro12Med | Retro | Aerator | Residential | Water Heating | 0.0049267 | 0.0035436 | 43.2925 | 0.0001138 | -162.5855 | <0 | Single Family | Bathroom_SF_ERWH | 0.15111 | 0.15257 | 0.1538 | 0.15483 | 0.15567 | 0.14067 | 0.11286 | 0.090475 | 0.072483 | 0.058041 | 0.04646 | 0.037176 | 0.02974 | 0.023787 | 0.019023 | 0.015211 | 0.00010369 | 3.7008e-05 | 1.2608e-05 | 4.1085e-06 | 1.4354 | 1.4141 | 1.289 | 1
Retro12Med | Retro | Aerator | Residential | Water Heating | 0.0067343 | 0.0048437 | 59.1762 | 0.0001138 | -163.7648 | <0 | Multifamily - Low Rise | Bathroom_MF_ERWH | 0.2176 | 0.22183 | 0.22553 | 0.22873 | 0.23146 | 0.21032 | 0.16951 | 0.13641 | 0.10966 | 0.088074 | 0.070693 | 0.056705 | 0.045466 | 0.036442 | 0.029202 | 0.023394 | 0.00015976 | 5.7127e-05 | 1.9498e-05 | 6.3657e-06 | 2.224 | 2.1013 | 1.9098 | 1
Retro12Med | Retro | Aerator | Residential | Water Heating | 0.0067343 | 0.0048437 | 59.1762 | 0.0001138 | -163.7648 | <0 | Multifamily - High Rise | Bathroom_MF_ERWH | 0.064391 | 0.06562 | 0.066687 | 0.067613 | 0.068407 | 0.062151 | 0.050089 | 0.040309 | 0.032403 | 0.026026 | 0.020891 | 0.016758 | 0.013437 | 0.01077 | 0.0086304 | 0.006914 | 4.7216e-05 | 1.6883e-05 | 5.7625e-06 | 1.8813e-06 | 0.65727 | 0.62117 | 0.56459 | 1
Retro12Med | Retro | Aerator | Residential | Water Heating | 0.0056544 | 0.004067 | 49.6871 | 0.0001138 | -163.1509 | <0 | Manufactured | Bathroom_MH_ERWH | 0.055101 | 0.054903 | 0.054677 | 0.054424 | 0.054144 | 0.048447 | 0.038507 | 0.030593 | 0.024297 | 0.019292 | 0.0068094 | 0 | 0 | 0 | 0 | 0 | 0 | 0 | 0 | 0 | 0.4412 | 0.4412 | 0.4412 | 1
Retro12Med | Retro | Aerator | Residential | Water Heating | 0.002865 | 0.0025332 | 26.8843 | 0.00010657 | -248.6588 | <0 | Single Family | Bathroom_SF_HPWH | 0.49795 | 0.50276 | 0.50682 | 0.51021 | 0.51296 | 0.46356 | 0.37192 | 0.29814 | 0.23885 | 0.19126 | 0.1531 | 0.12251 | 0.098003 | 0.078386 | 0.062687 | 0.050125 | 0.00034168 | 0.00012195 | 4.1547e-05 | 1.3539e-05 | 4.7302 | 4.6598 | 4.2475 | 1
Retro12Med | Retro | Aerator | Residential | Water Heating | 0.0039161 | 0.0034627 | 36.7479 | 0.00010657 | -250.5578 | <0 | Multifamily - Low Rise | Bathroom_MF_HPWH | 0.04218 | 0.043 | 0.043716 | 0.044337 | 0.044867 | 0.040768 | 0.032858 | 0.026443 | 0.021256 | 0.017072 | 0.013703 | 0.010992 | 0.0088131 | 0.007064 | 0.0056606 | 0.0045348 | 3.0968e-05 | 1.1074e-05 | 3.7796e-06 | 1.2339e-06 | 0.43111 | 0.40731 | 0.3702 | 1
Retro12Med | Retro | Aerator | Residential | Water Heating | 0.0039161 | 0.0034627 | 36.7479 | 0.00010657 | -250.5578 | <0 | Multifamily - High Rise | Bathroom_MF_HPWH | 0.012482 | 0.01272 | 0.012927 | 0.013106 | 0.01326 | 0.012048 | 0.0097093 | 0.0078135 | 0.0062811 | 0.005045 | 0.0040496 | 0.0032484 | 0.0026046 | 0.0020877 | 0.0016729 | 0.0013402 | 9.1524e-06 | 3.2727e-06 | 1.117e-06 | 3.6467e-07 | 0.12741 | 0.12041 | 0.10944 | 1
Retro12Med | Retro | Aerator | Residential | Water Heating | 0.0032882 | 0.0029074 | 30.8553 | 0.00010657 | -249.5693 | <0 | Manufactured | Bathroom_MH_HPWH | 0.096129 | 0.095783 | 0.095389 | 0.094947 | 0.094458 | 0.084519 | 0.067179 | 0.053372 | 0.042388 | 0.033656 | 0.01188 | 0 | 0 | 0 | 0 | 0 | 0 | 0 | 0 | 0 | 0.7697 | 0.7697 | 0.7697 | 1
Retro12Med | Retro | Aerator | Residential | Water Heating | 0.0077679 | 0.0089313 | 72.2217 | 0.00010756 | -137.1797 | <0 | Single Family | Kitchen_SF_ERWH | 0.1008 | 0.10178 | 0.1026 | 0.10328 | 0.10384 | 0.093841 | 0.07529 | 0.060356 | 0.048353 | 0.038719 | 0.030993 | 0.0248 | 0.01984 | 0.015868 | 0.01269 | 0.010147 | 6.9169e-05 | 2.4688e-05 | 8.4107e-06 | 2.7408e-06 | 0.95756 | 0.94331 | 0.85986 | 1
Retro12Med | Retro | Aerator | Residential | Water Heating | 0.0058815 | 0.0067624 | 54.6828 | 0.00010756 | -136.0409 | <0 | Multifamily - Low Rise | Kitchen_MF_ERWH | 0.14516 | 0.14798 | 0.15045 | 0.15258 | 0.15441 | 0.1403 | 0.11308 | 0.091001 | 0.073152 | 0.058754 | 0.047159 | 0.037828 | 0.03033 | 0.02431 | 0.019481 | 0.015606 | 0.00010658 | 3.8109e-05 | 1.3007e-05 | 4.2465e-06 | 1.4836 | 1.4017 | 1.274 | 1
Retro12Med | Retro | Aerator | Residential | Water Heating | 0.0058815 | 0.0067624 | 54.6828 | 0.00010756 | -136.0409 | <0 | Multifamily - High Rise | Kitchen_MF_ERWH | 0.042955 | 0.043775 | 0.044487 | 0.045104 | 0.045634 | 0.041461 | 0.033414 | 0.02689 | 0.021616 | 0.017362 | 0.013936 | 0.011179 | 0.0089634 | 0.0071846 | 0.0057573 | 0.0046123 | 3.1498e-05 | 1.1263e-05 | 3.8441e-06 | 1.255e-06 | 0.43846 | 0.41438 | 0.37663 | 1
Retro12Med | Retro | Aerator | Residential | Water Heating | 0.0079486 | 0.009139 | 73.9015 | 0.00010756 | -137.2604 | <0 | Manufactured | Kitchen_MH_ERWH | 0.036758 | 0.036626 | 0.036475 | 0.036306 | 0.036119 | 0.032319 | 0.025688 | 0.020408 | 0.016208 | 0.012869 | 0.0045425 | 0 | 0 | 0 | 0 | 0 | 0 | 0 | 0 | 0 | 0.29432 | 0.29432 | 0.29432 | 1
Retro12Med | Retro | Aerator | Residential | Water Heating | 0.0047911 | 0.0054712 | 44.6285 | 0.00010736 | -210.0892 | <0 | Single Family | Kitchen_SF_HPWH | 0.35232 | 0.35572 | 0.3586 | 0.36099 | 0.36294 | 0.32798 | 0.26315 | 0.21095 | 0.169 | 0.13533 | 0.10832 | 0.086679 | 0.069341 | 0.055462 | 0.044354 | 0.035465 | 0.00024175 | 8.6286e-05 | 2.9396e-05 | 9.5793e-06 | 3.3468 | 3.297 | 3.0053 | 1
Retro12Med | Retro | Aerator | Residential | Water Heating | 0.0036276 | 0.0041426 | 33.7905 | 0.00010736 | -208.2463 | <0 | Multifamily - Low Rise | Kitchen_MF_HPWH | 0.029844 | 0.030424 | 0.030931 | 0.03137 | 0.031745 | 0.028845 | 0.023248 | 0.018709 | 0.01504 | 0.012079 | 0.0096957 | 0.0077772 | 0.0062357 | 0.0049981 | 0.0040051 | 0.0032085 | 2.1911e-05 | 7.835e-06 | 2.6742e-06 | 8.7307e-07 | 0.30503 | 0.28819 | 0.26193 | 1
Retro12Med | Retro | Aerator | Residential | Water Heating | 0.0036276 | 0.0041426 | 33.7905 | 0.00010736 | -208.2463 | <0 | Multifamily - High Rise | Kitchen_MF_HPWH | 0.0088313 | 0.0089998 | 0.0091462 | 0.0092732 | 0.0093822 | 0.0085241 | 0.0068698 | 0.0055284 | 0.0044441 | 0.0035696 | 0.0028652 | 0.0022984 | 0.0018428 | 0.0014771 | 0.0011837 | 0.00094826 | 6.4757e-06 | 2.3156e-06 | 7.9033e-07 | 2.5802e-07 | 0.090145 | 0.085194 | 0.077434 | 1
Retro12Med | Retro | Aerator | Residential | Water Heating | 0.0049025 | 0.0055985 | 45.6665 | 0.00010736 | -210.2198 | <0 | Manufactured | Kitchen_MH_HPWH | 0.068015 | 0.06777 | 0.067491 | 0.067179 | 0.066833 | 0.059801 | 0.047532 | 0.037763 | 0.029991 | 0.023813 | 0.0084053 | 0 | 0 | 0 | 0 | 0 | 0 | 0 | 0 | 0 | 0.54459 | 0.54459 | 0.54459 | 1
LO5Med | New | Air cleaners | Residential | Other | 0.0061715 | 0.0056111 | 52.2744 | 0.00011806 | 197.7624 | >170 | Single Family | ENERGY STAR Air Cleaner | 0.0013255 | 0.0028771 | 0.0047228 | 0.0068498 | 0.009084 | 0.011448 | 0.014126 | 0.016882 | 0.019596 | 0.02194 | 0.023051 | 0.024036 | 0.024689 | 0.024919 | 0.024297 | 0.023985 | 0.023587 | 0.023034 | 0.022693 | 0.022273 | 0.34541 | 0.34541 | 0.1319 | 0
LO5Med | New | Air cleaners | Residential | Other | 0.0061715 | 0.0056111 | 52.2744 | 0.00011806 | 197.7624 | >170 | Multifamily - Low Rise | ENERGY STAR Air Cleaner | 0.00054453 | 0.0012001 | 0.0019993 | 0.0029421 | 0.0039578 | 0.0050656 | 0.0063436 | 0.0076865 | 0.0090454 | 0.010275 | 0.010964 | 0.011605 | 0.012094 | 0.012394 | 0.012272 | 0.012304 | 0.012282 | 0.012188 | 0.012199 | 0.012171 | 0.16953 | 0.16953 | 0.060024 | 0
LO5Med | New | Air cleaners | Residential | Other | 0.0061715 | 0.0056111 | 52.2744 | 0.00011806 | 197.7624 | >170 | Multifamily - High Rise | ENERGY STAR Air Cleaner | 0.00015859 | 0.00034744 | 0.00058002 | 0.00085699 | 0.0011594 | 0.0014878 | 0.0018699 | 0.0022789 | 0.0026912 | 0.0030623 | 0.003261 | 0.0034458 | 0.0035922 | 0.003677 | 0.0036349 | 0.0036402 | 0.0036307 | 0.0035892 | 0.0035722 | 0.0035498 | 0.050086 | 0.050086 | 0.017754 | 0
LO5Med | New | Air cleaners | Residential | Other | 0.0061715 | 0.0056111 | 52.2744 | 0.00011806 | 197.7624 | >170 | Manufactured | ENERGY STAR Air Cleaner | 0.00010453 | 0.00023696 | 0.00040576 | 0.00061318 | 0.00084642 | 0.0011097 | 0.001423 | 0.0017658 | 0.0021257 | 0.0024673 | 0.0026858 | 0.002899 | 0.0030801 | 0.0032137 | 0.0032377 | 0.0033009 | 0.0033514 | 0.0033777 | 0.0034322 | 0.0034745 | 0.043151 | 0.043151 | 0.013784 | 0
LO5Med | NR | Air cleaners | Residential | Other | 0.0061715 | 0.0056111 | 52.2744 | 0.00011806 | 197.7624 | >170 | Single Family | ENERGY STAR Air Cleaner | 0.012519 | 0.027827 | 0.046488 | 0.068069 | 0.092595 | 0.12117 | 0.15241 | 0.18418 | 0.21396 | 0.26418 | 0.28365 | 0.29582 | 0.30177 | 0.30233 | 0.29833 | 0.024294 | 0 | 0 | 0 | 0 | 2.6896 | 2.6896 | 1.467 | 0
LO5Med | NR | Air cleaners | Residential | Other | 0.0061715 | 0.0056111 | 52.2744 | 0.00011806 | 197.7624 | >170 | Multifamily - Low Rise | ENERGY STAR Air Cleaner | 0.0028277 | 0.0062853 | 0.0105 | 0.015375 | 0.020915 | 0.02737 | 0.034425 | 0.041601 | 0.048327 | 0.06426 | 0.068817 | 0.071538 | 0.0727 | 0.072416 | 0.07092 | 0.016332 | 0 | 0 | 0 | 0 | 0.64461 | 0.64461 | 0.3407 | 0
LO5Med | NR | Air cleaners | Residential | Other | 0.0061715 | 0.0056111 | 52.2744 | 0.00011806 | 197.7624 | >170 | Multifamily - High Rise | ENERGY STAR Air Cleaner | 0.00083674 | 0.0018599 | 0.0031072 | 0.0045496 | 0.0061889 | 0.008099 | 0.010187 | 0.01231 | 0.014301 | 0.018968 | 0.020297 | 0.02111 | 0.021468 | 0.021403 | 0.02097 | 0.0048233 | 0 | 0 | 0 | 0 | 0.19048 | 0.19048 | 0.1007 | 0
LO5Med | NR | Air cleaners | Residential | Other | 0.0061715 | 0.0056111 | 52.2744 | 0.00011806 | 197.7624 | >170 | Manufactured | ENERGY STAR Air Cleaner | 0.001661 | 0.0036609 | 0.0060644 | 0.0088048 | 0.011876 | 0.015411 | 0.019219 | 0.02303 | 0.026528 | 0.031385 | 0.033596 | 0.034923 | 0.035493 | 0.035425 | 0.012758 | 0 | 0 | 0 | 0 | 0 | 0.29984 | 0.29984 | 0.18124 | 0
LO3Slow | New | Behavior | Residential | Whole Bldg/Meter Level | 0.0087478 | 0.0078259 | 81.6332 | 0.00010716 | 164.4265 | 130-170 | Single Family | SF Behavior | 0.001069 | 0.0026788 | 0.0058361 | 0.011319 | 0.019411 | 0.029951 | 0.043392 | 0.059021 | 0.076235 | 0.093492 | 0.10636 | 0.11893 | 0.12977 | 0.13788 | 0.14066 | 0.14315 | 0.1436 | 0.14199 | 0.14093 | 0.13906 | 1.6847 | 1.6847 | 0.44876 | 0
Retro3Slow | Retro | Behavior | Residential | Whole Bldg/Meter Level | 0.0087478 | 0.0078259 | 81.5798 | 0.00010723 | 163.294 | 130-170 | Single Family | SF Behavior | 0.090927 | 0.14428 | 0.29115 | 0.51385 | 0.80575 | 1.1363 | 1.4553 | 1.707 | 1.8466 | 1.8532 | 1.7344 | 1.5204 | 1.2535 | 0.97551 | 0.71891 | 0.50314 | 0.33529 | 0.21324 | 0.12971 | 0.087757 | 17.5515 | 17.3162 | 11.5787 | 0
LO5Med | New | CAC | Residential | HVAC | 0.006518 | 0.0018783 | 40.3088 | 0.0001617 | 183.6265 | >170 | Single Family | SF CAC - SEER 15 - CZ1 | 0.0040121 | 0.0087085 | 0.014295 | 0.020733 | 0.027496 | 0.034652 | 0.042757 | 0.0511 | 0.059312 | 0.066409 | 0.069772 | 0.072752 | 0.074728 | 0.075425 | 0.073544 | 0.072597 | 0.071392 | 0.069721 | 0.068686 | 0.067415 | 1.0455 | 1.0455 | 0.39925 | 0
LO5Med | New | CAC | Residential | HVAC | 0.0072309 | 0.0020838 | 44.7176 | 0.0001617 | 155.5579 | 130-170 | Single Family | SF CAC - SEER 16 - CZ1 | 0.0044509 | 0.009661 | 0.015859 | 0.023001 | 0.030503 | 0.038442 | 0.047433 | 0.056689 | 0.0658 | 0.073672 | 0.077403 | 0.080709 | 0.082902 | 0.083674 | 0.081587 | 0.080538 | 0.079201 | 0.077347 | 0.076199 | 0.074788 | 1.1599 | 1.1599 | 0.44291 | 0
LO5Med | New | CAC | Residential | HVAC | 0.012051 | 0.0034729 | 74.5293 | 0.0001617 | 1060.0243 | >170 | Single Family | SF CAC - SEER 18 - CZ1 | 0.0074182 | 0.016102 | 0.026431 | 0.038334 | 0.050838 | 0.06407 | 0.079056 | 0.094481 | 0.10967 | 0.12279 | 0.12901 | 0.13452 | 0.13817 | 0.13946 | 0.13598 | 0.13423 | 0.132 | 0.12891 | 0.127 | 0.12465 | 1.9331 | 1.9331 | 0.73819 | 0
LO5Med | New | CAC | Residential | HVAC | 0.0053709 | 0.0015478 | 33.215 | 0.0001617 | 228.8042 | >170 | Manufactured | MH CAC - SEER 15 - CZ1 | 8.0683e-05 | 0.00018289 | 0.00031318 | 0.00047327 | 0.00065329 | 0.00085647 | 0.0010983 | 0.0013629 | 0.0016407 | 0.0019043 | 0.0020729 | 0.0022375 | 0.0023773 | 0.0024805 | 0.002499 | 0.0025477 | 0.0025867 | 0.002607 | 0.0026491 | 0.0026817 | 0.033306 | 0.033306 | 0.010639 | 0
LO5Med | New | CAC | Residential | HVAC | 0.0059584 | 0.001717 | 36.8479 | 0.0001617 | 194.741 | >170 | Manufactured | MH CAC - SEER 16 - CZ1 | 8.9508e-05 | 0.00020289 | 0.00034743 | 0.00052504 | 0.00072474 | 0.00095014 | 0.0012184 | 0.0015119 | 0.0018201 | 0.0021126 | 0.0022997 | 0.0024823 | 0.0026373 | 0.0027518 | 0.0027723 | 0.0028264 | 0.0028696 | 0.0028922 | 0.0029389 | 0.0029751 | 0.036948 | 0.036948 | 0.011803 | 0
LO5Med | New | CAC | Residential | HVAC | 0.0099306 | 0.0028617 | 61.4132 | 0.0001617 | 1292.3766 | >170 | Manufactured | MH CAC - SEER 18 - CZ1 | 0.00014918 | 0.00033816 | 0.00057905 | 0.00087506 | 0.0012079 | 0.0015836 | 0.0020307 | 0.0025199 | 0.0030336 | 0.003521 | 0.0038328 | 0.0041371 | 0.0043955 | 0.0045863 | 0.0046205 | 0.0047107 | 0.0047827 | 0.0048203 | 0.0048981 | 0.0049584 | 0.06158 | 0.06158 | 0.019671 | 0
LO5Med | New | CAC | Residential | HVAC | 0.012673 | 0.003652 | 78.3723 | 0.0001617 | 80.8899 | 80-90 | Single Family | SF CAC - SEER 15 - CZ2 | 0.0041455 | 0.008998 | 0.01477 | 0.021422 | 0.02841 | 0.035804 | 0.044178 | 0.052799 | 0.061284 | 0.068616 | 0.072092 | 0.075171 | 0.077213 | 0.077932 | 0.075989 | 0.075011 | 0.073766 | 0.072039 | 0.07097 | 0.069656 | 1.0803 | 1.0803 | 0.41252 | 0
LO5Med | New | CAC | Residential | HVAC | 0.014059 | 0.0040515 | 86.9443 | 0.0001617 | 66.4535 | 60-70 | Single Family | SF CAC - SEER 16 - CZ2 | 0.0045989 | 0.0099822 | 0.016386 | 0.023765 | 0.031517 | 0.03972 | 0.04901 | 0.058573 | 0.067987 | 0.076121 | 0.079977 | 0.083392 | 0.085658 | 0.086456 | 0.0843 | 0.083215 | 0.081834 | 0.079918 | 0.078732 | 0.077275 | 1.1984 | 1.1984 | 0.45764 | 0
LO5Med | New | CAC | Residential | HVAC | 0.023432 | 0.0067524 | 144.9071 | 0.0001617 | 531.643 | >170 | Single Family | SF CAC - SEER 18 - CZ2 | 0.0076648 | 0.016637 | 0.02731 | 0.039609 | 0.052528 | 0.0662 | 0.081684 | 0.097622 | 0.11331 | 0.12687 | 0.13329 | 0.13899 | 0.14276 | 0.14409 | 0.1405 | 0.13869 | 0.13639 | 0.1332 | 0.13122 | 0.12879 | 1.9974 | 1.9974 | 0.76273 | 0
LO5Med | New | CAC | Residential | HVAC | 0.010212 | 0.002943 | 63.1561 | 0.0001617 | 107.1023 | 100-130 | Manufactured | MH CAC - SEER 15 - CZ2 | 9.3058e-05 | 0.00021094 | 0.00036121 | 0.00054586 | 0.00075349 | 0.00098783 | 0.0012668 | 0.0015719 | 0.0018923 | 0.0021964 | 0.0023909 | 0.0025807 | 0.0027419 | 0.0028609 | 0.0028822 | 0.0029385 | 0.0029834 | 0.0030069 | 0.0030554 | 0.0030931 | 0.038414 | 0.038414 | 0.012271 | 0
LO5Med | New | CAC | Residential | HVAC | 0.011329 | 0.0032649 | 70.0638 | 0.0001617 | 89.1878 | 80-90 | Manufactured | MH CAC - SEER 16 - CZ2 | 0.00010324 | 0.00023401 | 0.00040072 | 0.00060557 | 0.0008359 | 0.0010959 | 0.0014053 | 0.0017438 | 0.0020993 | 0.0024366 | 0.0026524 | 0.002863 | 0.0030418 | 0.0031738 | 0.0031975 | 0.0032599 | 0.0033098 | 0.0033358 | 0.0033896 | 0.0034314 | 0.042615 | 0.042615 | 0.013613 | 0
LO5Med | New | CAC | Residential | HVAC | 0.018882 | 0.0054414 | 116.773 | 0.0001617 | 666.4551 | >170 | Manufactured | MH CAC - SEER 18 - CZ2 | 0.00017206 | 0.00039002 | 0.00066787 | 0.0010093 | 0.0013932 | 0.0018265 | 0.0023422 | 0.0029064 | 0.0034989 | 0.004061 | 0.0044206 | 0.0047716 | 0.0050697 | 0.0052897 | 0.0053291 | 0.0054332 | 0.0055163 | 0.0055596 | 0.0056493 | 0.0057189 | 0.071025 | 0.071025 | 0.022688 | 0
LO5Med | New | CAC | Residential | HVAC | 0.018039 | 0.0051983 | 111.5559 | 0.0001617 | 48.5269 | 40-50 | Single Family | SF CAC - SEER 15 - CZ3 | 0.0024745 | 0.0053711 | 0.0088167 | 0.012787 | 0.016958 | 0.021372 | 0.026371 | 0.031516 | 0.036582 | 0.040958 | 0.043033 | 0.044871 | 0.04609 | 0.046519 | 0.045359 | 0.044776 | 0.044032 | 0.043001 | 0.042363 | 0.041579 | 0.64483 | 0.64483 | 0.24624 | 0
LO5Med | New | CAC | Residential | HVAC | 0.020012 | 0.0057669 | 123.7574 | 0.0001617 | 38.3848 | 30-40 | Single Family | SF CAC - SEER 16 - CZ3 | 0.0027452 | 0.0059586 | 0.009781 | 0.014186 | 0.018813 | 0.02371 | 0.029255 | 0.034964 | 0.040583 | 0.045438 | 0.04774 | 0.049779 | 0.051131 | 0.051607 | 0.05032 | 0.049673 | 0.048848 | 0.047705 | 0.046997 | 0.046127 | 0.71536 | 0.71536 | 0.27317 | 1
LO5Med | New | CAC | Residential | HVAC | 0.033353 | 0.0096115 | 206.2623 | 0.0001617 | 365.1982 | >170 | Single Family | SF CAC - SEER 18 - CZ3 | 0.0045753 | 0.009931 | 0.016302 | 0.023643 | 0.031355 | 0.039516 | 0.048759 | 0.058273 | 0.067638 | 0.07573 | 0.079566 | 0.082964 | 0.085218 | 0.086012 | 0.083867 | 0.082788 | 0.081414 | 0.079508 | 0.078328 | 0.076878 | 1.1923 | 1.1923 | 0.45529 | 0
LO5Med | New | CAC | Residential | HVAC | 0.014693 | 0.0042341 | 90.8636 | 0.0001617 | 65.9332 | 60-70 | Manufactured | MH CAC - SEER 15 - CZ3 | 6.1031e-05 | 0.00013834 | 0.0002369 | 0.000358 | 0.00049417 | 0.00064786 | 0.0008308 | 0.0010309 | 0.0012411 | 0.0014405 | 0.001568 | 0.0016925 | 0.0017983 | 0.0018763 | 0.0018903 | 0.0019272 | 0.0019567 | 0.001972 | 0.0020039 | 0.0020285 | 0.025193 | 0.025193 | 0.0080476 | 0
LO5Med | New | CAC | Residential | HVAC | 0.0163 | 0.0046972 | 100.8018 | 0.0001617 | 53.4815 | 50-60 | Manufactured | MH CAC - SEER 16 - CZ3 | 6.7706e-05 | 0.00015348 | 0.00026281 | 0.00039715 | 0.00054822 | 0.00071872 | 0.00092167 | 0.0011437 | 0.0013768 | 0.001598 | 0.0017395 | 0.0018777 | 0.0019949 | 0.0020815 | 0.002097 | 0.002138 | 0.0021707 | 0.0021877 | 0.002223 | 0.0022504 | 0.027949 | 0.027949 | 0.0089278 | 0
LO5Med | New | CAC | Residential | HVAC | 0.027166 | 0.0078287 | 168.003 | 0.0001617 | 454.7198 | >170 | Manufactured | MH CAC - SEER 18 - CZ3 | 0.00011284 | 0.00025579 | 0.00043801 | 0.00066192 | 0.0009137 | 0.0011979 | 0.0015361 | 0.0019061 | 0.0022947 | 0.0026634 | 0.0028992 | 0.0031294 | 0.0033249 | 0.0034692 | 0.0034951 | 0.0035633 | 0.0036178 | 0.0036462 | 0.0037051 | 0.0037507 | 0.046581 | 0.046581 | 0.01488 | 0
LO5Med | NR | CAC | Residential | HVAC | 0.006518 | 0.0018783 | 40.3088 | 0.0001617 | 183.6265 | >170 | Single Family | SF CAC - SEER 15 - CZ1 | 0.018946 | 0.042113 | 0.070355 | 0.10302 | 0.14013 | 0.18338 | 0.23065 | 0.27874 | 0.3238 | 0.36226 | 0.3917 | 0.41153 | 0.42297 | 0.42777 | 0.4268 | 0.42583 | 0.42487 | 0.4239 | 0.51243 | 0.50461 | 7.7677 | 6.1258 | 2.1451 | 0
LO5Med | NR | CAC | Residential | HVAC | 0.0072309 | 0.0020838 | 44.7176 | 0.0001617 | 155.5579 | 130-170 | Single Family | SF CAC - SEER 16 - CZ1 | 0.021018 | 0.046719 | 0.07805 | 0.11428 | 0.15546 | 0.20344 | 0.25588 | 0.30922 | 0.35922 | 0.40189 | 0.43454 | 0.45654 | 0.46923 | 0.47456 | 0.47348 | 0.47241 | 0.47134 | 0.47027 | 0.56848 | 0.5598 | 8.6173 | 6.7958 | 2.3797 | 0
LO5Med | NR | CAC | Residential | HVAC | 0.012051 | 0.0034729 | 74.5293 | 0.0001617 | 1060.0243 | >170 | Single Family | SF CAC - SEER 18 - CZ1 | 0.03503 | 0.077865 | 0.13008 | 0.19047 | 0.2591 | 0.33907 | 0.42647 | 0.51537 | 0.5987 | 0.66981 | 0.72424 | 0.76091 | 0.78205 | 0.79094 | 0.78914 | 0.78735 | 0.78556 | 0.78378 | 0.94747 | 0.93301 | 14.3622 | 11.3264 | 3.9662 | 0
LO5Med | NR | CAC | Residential | HVAC | 0.0053709 | 0.0015478 | 33.215 | 0.0001617 | 228.8042 | >170 | Manufactured | MH CAC - SEER 15 - CZ1 | 0.00064101 | 0.0014128 | 0.0023403 | 0.0033979 | 0.0045832 | 0.0059472 | 0.0074171 | 0.0088876 | 0.010238 | 0.011357 | 0.012176 | 0.012685 | 0.012927 | 0.012964 | 0.012825 | 0.012688 | 0.012553 | 0.012418 | 0.014085 | 0.01389 | 0.22231 | 0.18543 | 0.068398 | 0
LO5Med | NR | CAC | Residential | HVAC | 0.0059584 | 0.001717 | 36.8479 | 0.0001617 | 194.741 | >170 | Manufactured | MH CAC - SEER 16 - CZ1 | 0.00071112 | 0.0015673 | 0.0025963 | 0.0037696 | 0.0050845 | 0.0065976 | 0.0082283 | 0.0098597 | 0.011357 | 0.012599 | 0.013508 | 0.014072 | 0.014341 | 0.014382 | 0.014228 | 0.014076 | 0.013926 | 0.013777 | 0.015626 | 0.015409 | 0.24663 | 0.20571 | 0.075879 | 0
LO5Med | NR | CAC | Residential | HVAC | 0.0099306 | 0.0028617 | 61.4132 | 0.0001617 | 1292.3766 | >170 | Manufactured | MH CAC - SEER 18 - CZ1 | 0.0011852 | 0.0026122 | 0.0043272 | 0.0062826 | 0.0084742 | 0.010996 | 0.013714 | 0.016433 | 0.018929 | 0.020998 | 0.022513 | 0.023453 | 0.023902 | 0.02397 | 0.023713 | 0.02346 | 0.023209 | 0.022961 | 0.026043 | 0.025682 | 0.41105 | 0.34286 | 0.12646 | 0
LO5Med | NR | CAC | Residential | HVAC | 0.012673 | 0.003652 | 78.3723 | 0.0001617 | 80.8899 | 80-90 | Single Family | SF CAC - SEER 15 - CZ2 | 0.019576 | 0.043513 | 0.072694 | 0.10644 | 0.14479 | 0.18948 | 0.23832 | 0.288 | 0.33457 | 0.37431 | 0.40472 | 0.42521 | 0.43703 | 0.442 | 0.44099 | 0.43999 | 0.43899 | 0.43799 | 0.52947 | 0.52139 | 8.026 | 6.3295 | 2.2164 | 0
LO5Med | NR | CAC | Residential | HVAC | 0.014059 | 0.0040515 | 86.9443 | 0.0001617 | 66.4535 | 60-70 | Single Family | SF CAC - SEER 16 - CZ2 | 0.021717 | 0.048272 | 0.080645 | 0.11808 | 0.16063 | 0.21021 | 0.26439 | 0.3195 | 0.37116 | 0.41525 | 0.44899 | 0.47172 | 0.48483 | 0.49034 | 0.48923 | 0.48811 | 0.48701 | 0.4859 | 0.58738 | 0.57841 | 8.9038 | 7.0218 | 2.4588 | 0
LO5Med | NR | CAC | Residential | HVAC | 0.023432 | 0.0067524 | 144.9071 | 0.0001617 | 531.643 | >170 | Single Family | SF CAC - SEER 18 - CZ2 | 0.036195 | 0.080454 | 0.13441 | 0.1968 | 0.26771 | 0.35034 | 0.44065 | 0.53251 | 0.6186 | 0.69208 | 0.74832 | 0.7862 | 0.80805 | 0.81723 | 0.81538 | 0.81352 | 0.81168 | 0.80983 | 0.97896 | 0.96402 | 14.8397 | 11.703 | 4.0981 | 0
LO5Med | NR | CAC | Residential | HVAC | 0.010212 | 0.002943 | 63.1561 | 0.0001617 | 107.1023 | 100-130 | Manufactured | MH CAC - SEER 15 - CZ2 | 0.00073932 | 0.0016295 | 0.0026993 | 0.0039191 | 0.0052862 | 0.0068593 | 0.0085547 | 0.010251 | 0.011808 | 0.013099 | 0.014044 | 0.01463 | 0.01491 | 0.014952 | 0.014792 | 0.014634 | 0.014478 | 0.014323 | 0.016246 | 0.01602 | 0.25641 | 0.21387 | 0.078888 | 0
LO5Med | NR | CAC | Residential | HVAC | 0.011329 | 0.0032649 | 70.0638 | 0.0001617 | 89.1878 | 80-90 | Manufactured | MH CAC - SEER 16 - CZ2 | 0.00082018 | 0.0018077 | 0.0029945 | 0.0043477 | 0.0058643 | 0.0076096 | 0.0094903 | 0.011372 | 0.013099 | 0.014531 | 0.01558 | 0.01623 | 0.016541 | 0.016588 | 0.01641 | 0.016235 | 0.016061 | 0.01589 | 0.018023 | 0.017772 | 0.28446 | 0.23727 | 0.087517 | 0
LO5Med | NR | CAC | Residential | HVAC | 0.018882 | 0.0054414 | 116.773 | 0.0001617 | 666.4551 | >170 | Manufactured | MH CAC - SEER 18 - CZ2 | 0.001367 | 0.0030129 | 0.0049909 | 0.0072462 | 0.0097739 | 0.012683 | 0.015817 | 0.018953 | 0.021832 | 0.024219 | 0.025966 | 0.027051 | 0.027568 | 0.027646 | 0.02735 | 0.027058 | 0.026769 | 0.026483 | 0.030038 | 0.029621 | 0.4741 | 0.39544 | 0.14586 | 0
LO5Med | NR | CAC | Residential | HVAC | 0.018039 | 0.0051983 | 111.5559 | 0.0001617 | 48.5269 | 40-50 | Single Family | SF CAC - SEER 15 - CZ3 | 0.011685 | 0.025974 | 0.043392 | 0.063537 | 0.086429 | 0.1131 | 0.14226 | 0.17191 | 0.19971 | 0.22343 | 0.24159 | 0.25382 | 0.26087 | 0.26384 | 0.26324 | 0.26264 | 0.26204 | 0.26145 | 0.31605 | 0.31123 | 4.7909 | 3.7782 | 1.323 | 0
LO5Med | NR | CAC | Residential | HVAC | 0.020012 | 0.0057669 | 123.7574 | 0.0001617 | 38.3848 | 30-40 | Single Family | SF CAC - SEER 16 - CZ3 | 0.012963 | 0.028815 | 0.048138 | 0.070486 | 0.095882 | 0.12548 | 0.15782 | 0.19072 | 0.22155 | 0.24787 | 0.26801 | 0.28158 | 0.28941 | 0.29269 | 0.29203 | 0.29137 | 0.2907 | 0.29004 | 0.35062 | 0.34527 | 5.3149 | 4.1914 | 1.4677 | 1
LO5Med | NR | CAC | Residential | HVAC | 0.033353 | 0.0096115 | 206.2623 | 0.0001617 | 365.1982 | >170 | Single Family | SF CAC - SEER 18 - CZ3 | 0.021606 | 0.048024 | 0.080231 | 0.11748 | 0.1598 | 0.20913 | 0.26303 | 0.31786 | 0.36926 | 0.41311 | 0.44669 | 0.4693 | 0.48234 | 0.48782 | 0.48671 | 0.48561 | 0.48451 | 0.48341 | 0.58436 | 0.57545 | 8.8581 | 6.9857 | 2.4462 | 0
LO5Med | NR | CAC | Residential | HVAC | 0.014693 | 0.0042341 | 90.8636 | 0.0001617 | 65.9332 | 60-70 | Manufactured | MH CAC - SEER 15 - CZ3 | 0.00048488 | 0.0010687 | 0.0017703 | 0.0025703 | 0.0034669 | 0.0044986 | 0.0056105 | 0.0067229 | 0.007744 | 0.0085907 | 0.0092104 | 0.0095951 | 0.0097786 | 0.0098062 | 0.0097014 | 0.0095977 | 0.0094952 | 0.0093937 | 0.010655 | 0.010507 | 0.16817 | 0.14027 | 0.051738 | 0
LO5Med | NR | CAC | Residential | HVAC | 0.0163 | 0.0046972 | 100.8018 | 0.0001617 | 53.4815 | 50-60 | Manufactured | MH CAC - SEER 16 - CZ3 | 0.00053791 | 0.0011856 | 0.0019639 | 0.0028514 | 0.0038461 | 0.0049907 | 0.0062242 | 0.0074582 | 0.008591 | 0.0095303 | 0.010218 | 0.010645 | 0.010848 | 0.010879 | 0.010763 | 0.010647 | 0.010534 | 0.010421 | 0.01182 | 0.011656 | 0.18656 | 0.15561 | 0.057397 | 0
LO5Med | NR | CAC | Residential | HVAC | 0.027166 | 0.0078287 | 168.003 | 0.0001617 | 454.7199 | >170 | Manufactured | MH CAC - SEER 18 - CZ3 | 0.00089652 | 0.001976 | 0.0032732 | 0.0047523 | 0.0064101 | 0.0083178 | 0.010374 | 0.01243 | 0.014318 | 0.015884 | 0.01703 | 0.017741 | 0.01808 | 0.018131 | 0.017938 | 0.017746 | 0.017556 | 0.017369 | 0.0197 | 0.019426 | 0.31093 | 0.25935 | 0.095662 | 0
LO1Slow | New | Cellular Shades | Residential | HVAC | 0.030233 | 0.0186 | 183.3021 | 0.00016494 | 1522.9743 | >170 | Single Family | SF_CellularShade_ASHP_HZ1 | 0.00089318 | 0.0013385 | 0.0028651 | 0.0053279 | 0.0088682 | 0.013593 | 0.020058 | 0.02843 | 0.038993 | 0.051475 | 0.063545 | 0.077293 | 0.091458 | 0.10457 | 0.11354 | 0.12138 | 0.12621 | 0.12814 | 0.12887 | 0.12855 | 1.2554 | 1.2554 | 0.23539 | 0
LO1Slow | New | Cellular Shades | Residential | HVAC | 0.019056 | 0.01229 | 115.3255 | 0.00016524 | 1225.6937 | >170 | Multifamily - Low Rise | MF_CellularShade_ASHP_HZ1 | 2.9081e-05 | 4.4248e-05 | 9.6128e-05 | 0.00018138 | 0.00030623 | 0.0004767 | 0.00071391 | 0.0010259 | 0.0014266 | 0.0019107 | 0.0023955 | 0.0029577 | 0.0035508 | 0.0041223 | 0.004545 | 0.0049354 | 0.0052086 | 0.0053742 | 0.0054907 | 0.0055679 | 0.050359 | 0.050359 | 0.0086064 | 0
LO1Slow | New | Cellular Shades | Residential | HVAC | 0.019056 | 0.01229 | 115.3255 | 0.00016524 | 1225.6937 | >170 | Multifamily - High Rise | MF_CellularShade_ASHP_HZ1 | 0 | 0 | 0 | 0 | 0 | 0 | 0 | 0 | 0 | 0 | 0 | 0 | 0 | 0 | 0 | 0 | 0 | 0 | 0 | 0 | 0 | 0 | 0 | 0
LO1Slow | New | Cellular Shades | Residential | HVAC | 0.021612 | 0.013844 | 130.8288 | 0.00016519 | 1845.6589 | >170 | Manufactured | MH_CellularShade_ASHP_HZ1 | 8.2242e-05 | 0.00012871 | 0.0002874 | 0.00055687 | 0.00096477 | 0.0015383 | 0.0023591 | 0.0034719 | 0.0049387 | 0.0067586 | 0.0086444 | 0.010885 | 0.013322 | 0.015746 | 0.017665 | 0.019505 | 0.020937 | 0.02194 | 0.022758 | 0.023415 | 0.1959 | 0.1959 | 0.029731 | 0
LO1Slow | New | Cellular Shades | Residential | HVAC | 0.040811 | 0.026066 | 247.0839 | 0.00016517 | 1122.7393 | >170 | Single Family | SF_CellularShade_ASHP_HZ23 | 0.00025172 | 0.00037722 | 0.00080746 | 0.0015016 | 0.0024993 | 0.0038309 | 0.005653 | 0.0080124 | 0.010989 | 0.014507 | 0.017909 | 0.021783 | 0.025776 | 0.029471 | 0.031999 | 0.034209 | 0.035569 | 0.036115 | 0.03632 | 0.03623 | 0.35381 | 0.35381 | 0.066339 | 0
LO1Slow | New | Cellular Shades | Residential | HVAC | 0.025044 | 0.016301 | 151.5103 | 0.0001653 | 926.3909 | >170 | Multifamily - Low Rise | MF_CellularShade_ASHP_HZ23 | 1.068e-06 | 1.6249e-06 | 3.5301e-06 | 6.6607e-06 | 1.1246e-05 | 1.7506e-05 | 2.6217e-05 | 3.7675e-05 | 5.2388e-05 | 7.0166e-05 | 8.7971e-05 | 0.00010862 | 0.0001304 | 0.00015138 | 0.00016691 | 0.00018124 | 0.00019128 | 0.00019736 | 0.00020164 | 0.00020447 | 0.0018493 | 0.0018493 | 0.00031605 | 0
LO1Slow | New | Cellular Shades | Residential | HVAC | 0.025044 | 0.016301 | 151.5103 | 0.0001653 | 926.3909 | >170 | Multifamily - High Rise | MF_CellularShade_ASHP_HZ23 | 0 | 0 | 0 | 0 | 0 | 0 | 0 | 0 | 0 | 0 | 0 | 0 | 0 | 0 | 0 | 0 | 0 | 0 | 0 | 0 | 0 | 0 | 0 | 0
LO1Slow | New | Cellular Shades | Residential | HVAC | 0.028386 | 0.018355 | 171.7742 | 0.00016525 | 1399.1522 | >170 | Manufactured | MH_CellularShade_ASHP_HZ23 | 3.3928e-05 | 5.3096e-05 | 0.00011856 | 0.00022973 | 0.000398 | 0.00063462 | 0.00097323 | 0.0014323 | 0.0020374 | 0.0027882 | 0.0035661 | 0.0044902 | 0.0054958 | 0.0064959 | 0.0072874 | 0.0080464 | 0.0086374 | 0.0090509 | 0.0093886 | 0.0096594 | 0.080817 | 0.080817 | 0.012265 | 0
LO1Slow | New | Cellular Shades | Residential | HVAC | 0.011312 | 0.0078429 | 68.2556 | 0.00016573 | 4136.5157 | >170 | Single Family | SF_CellularShade_DHP_HZ1 | 0.0004476 | 0.00067075 | 0.0014358 | 0.00267 | 0.0044441 | 0.006812 | 0.010052 | 0.014247 | 0.019541 | 0.025796 | 0.031845 | 0.038734 | 0.045833 | 0.052404 | 0.056899 | 0.060829 | 0.063246 | 0.064218 | 0.064583 | 0.064422 | 0.62913 | 0.62913 | 0.11796 | 0
LO1Slow | New | Cellular Shades | Residential | HVAC | 0.0071118 | 0.0044738 | 43.0821 | 0.00016508 | 3327.206 | >170 | Multifamily - Low Rise | MF_CellularShade_DHP_HZ1 | 0.00019914 | 0.000303 | 0.00065827 | 0.001242 | 0.002097 | 0.0032644 | 0.0048887 | 0.0070253 | 0.0097689 | 0.013084 | 0.016404 | 0.020254 | 0.024315 | 0.028229 | 0.031124 | 0.033797 | 0.035668 | 0.036801 | 0.037599 | 0.038128 | 0.34485 | 0.34485 | 0.058935 | 0
LO1Slow | New | Cellular Shades | Residential | HVAC | 0.0071118 | 0.0044738 | 43.0821 | 0.00016508 | 3327.206 | >170 | Multifamily - High Rise | MF_CellularShade_DHP_HZ1 | 0 | 0 | 0 | 0 | 0 | 0 | 0 | 0 | 0 | 0 | 0 | 0 | 0 | 0 | 0 | 0 | 0 | 0 | 0 | 0 | 0 | 0 | 0 | 0
LO1Slow | New | Cellular Shades | Residential | HVAC | 0.027211 | 0.01863 | 164.2785 | 0.00016564 | 1464.2804 | >170 | Manufactured | MH_CellularShade_DHP_HZ1 | 7.7853e-06 | 1.2184e-05 | 2.7206e-05 | 5.2715e-05 | 9.1328e-05 | 0.00014562 | 0.00022332 | 0.00032866 | 0.00046751 | 0.00063979 | 0.00081831 | 0.0010304 | 0.0012611 | 0.0014906 | 0.0016722 | 0.0018464 | 0.001982 | 0.0020769 | 0.0021544 | 0.0022165 | 0.018545 | 0.018545 | 0.0028144 | 0
LO1Slow | New | Cellular Shades | Residential | HVAC | 0.023364 | 0.015229 | 141.3407 | 0.00016531 | 1983.331 | >170 | Single Family | SF_CellularShade_DHP_HZ23 | 0.00092562 | 0.0013871 | 0.0029691 | 0.0055214 | 0.0091903 | 0.014087 | 0.020787 | 0.029463 | 0.040409 | 0.053345 | 0.065854 | 0.0801 | 0.09478 | 0.10837 | 0.11766 | 0.12579 | 0.13079 | 0.1328 | 0.13355 | 0.13322 | 1.301 | 1.301 | 0.24394 | 0
LO1Slow | New | Cellular Shades | Residential | HVAC | 0.019367 | 0.01227 | 117.2914 | 0.00016512 | 1204.6782 | >170 | Multifamily - Low Rise | MF_CellularShade_DHP_HZ23 | 0.00061344 | 0.00093336 | 0.0020277 | 0.003826 | 0.0064596 | 0.010056 | 0.015059 | 0.021641 | 0.030092 | 0.040304 | 0.050531 | 0.06239 | 0.074901 | 0.086956 | 0.095873 | 0.10411 | 0.10987 | 0.11336 | 0.11582 | 0.11745 | 1.0623 | 1.0623 | 0.18154 | 0
LO1Slow | New | Cellular Shades | Residential | HVAC | 0.019367 | 0.01227 | 117.2914 | 0.00016512 | 1204.6782 | >170 | Multifamily - High Rise | MF_CellularShade_DHP_HZ23 | 0 | 0 | 0 | 0 | 0 | 0 | 0 | 0 | 0 | 0 | 0 | 0 | 0 | 0 | 0 | 0 | 0 | 0 | 0 | 0 | 0 | 0 | 0 | 0
LO1Slow | New | Cellular Shades | Residential | HVAC | 0.029179 | 0.019824 | 176.2147 | 0.00016559 | 1363.2272 | >170 | Manufactured | MH_CellularShade_DHP_HZ23 | 3.232e-07 | 5.058e-07 | 1.1294e-06 | 2.1884e-06 | 3.7914e-06 | 6.0454e-06 | 9.271e-06 | 1.3644e-05 | 1.9408e-05 | 2.656e-05 | 3.3971e-05 | 4.2774e-05 | 5.2353e-05 | 6.188e-05 | 6.942e-05 | 7.665e-05 | 8.228e-05 | 8.6219e-05 | 8.9436e-05 | 9.2016e-05 | 0.00076987 | 0.00076987 | 0.00011684 | 0
Retro1Slow | Retro | Cellular Shades | Residential | HVAC | 0.030233 | 0.0186 | 183.3021 | 0.00016494 | 1522.9743 | >170 | Single Family | SF_CellularShade_ASHP_HZ1 | 0.035398 | 0.07151 | 0.12826 | 0.21066 | 0.32274 | 0.46626 | 0.63928 | 0.83477 | 1.0393 | 1.2328 | 1.3903 | 1.4852 | 1.4963 | 1.4139 | 1.2452 | 1.0307 | 0.78849 | 0.54585 | 0.34861 | 0.22723 | 15.1488 | 14.9528 | 6.3713 | 0
Retro1Slow | Retro | Cellular Shades | Residential | HVAC | 0.019056 | 0.01229 | 115.3255 | 0.00016524 | 1225.6937 | >170 | Multifamily - Low Rise | MF_CellularShade_ASHP_HZ1 | 0.0013483 | 0.0027522 | 0.0049865 | 0.0082714 | 0.012795 | 0.018658 | 0.025805 | 0.033975 | 0.042629 | 0.050937 | 0.057829 | 0.06214 | 0.062928 | 0.059732 | 0.052805 | 0.043847 | 0.033631 | 0.023335 | 0.014932 | 0.0097511 | 0.65007 | 0.62309 | 0.25999 | 0
Retro1Slow | Retro | Cellular Shades | Residential | HVAC | 0.019056 | 0.01229 | 115.3255 | 0.00016524 | 1225.6937 | >170 | Multifamily - High Rise | MF_CellularShade_ASHP_HZ1 | 0 | 0 | 0 | 0 | 0 | 0 | 0 | 0 | 0 | 0 | 0 | 0 | 0 | 0 | 0 | 0 | 0 | 0 | 0 | 0 | 0 | 0 | 0 | 0
Retro1Slow | Retro | Cellular Shades | Residential | HVAC | 0.021612 | 0.013844 | 130.8288 | 0.00016519 | 1845.6589 | >170 | Manufactured | MH_CellularShade_ASHP_HZ1 | 0.011667 | 0.023252 | 0.041169 | 0.066793 | 0.10115 | 0.14453 | 0.19612 | 0.2536 | 0.31283 | 0.36786 | 0.41141 | 0.436 | 0.43591 | 0.40887 | 0.35747 | 0.29378 | 0.22314 | 0.11164 | 0 | 0 | 4.1972 | 4.1972 | 1.9304 | 0
Retro1Slow | Retro | Cellular Shades | Residential | HVAC | 0.040811 | 0.026066 | 247.0839 | 0.00016517 | 1122.7393 | >170 | Single Family | SF_CellularShade_ASHP_HZ23 | 0.0099763 | 0.020154 | 0.036147 | 0.059369 | 0.090957 | 0.13141 | 0.18017 | 0.23526 | 0.2929 | 0.34745 | 0.39183 | 0.41857 | 0.42169 | 0.39849 | 0.35094 | 0.29049 | 0.22222 | 0.15384 | 0.098248 | 0.064041 | 4.2694 | 4.2142 | 1.7956 | 0
Retro1Slow | Retro | Cellular Shades | Residential | HVAC | 0.025044 | 0.016301 | 151.5103 | 0.0001653 | 926.3909 | >170 | Multifamily - Low Rise | MF_CellularShade_ASHP_HZ23 | 4.9514e-05 | 0.00010107 | 0.00018312 | 0.00030375 | 0.00046988 | 0.00068516 | 0.00094763 | 0.0012477 | 0.0015655 | 0.0018706 | 0.0021237 | 0.002282 | 0.0023109 | 0.0021935 | 0.0019392 | 0.0016102 | 0.001235 | 0.00085692 | 0.00054836 | 0.00035809 | 0.023873 | 0.022882 | 0.0095475 | 0
Retro1Slow | Retro | Cellular Shades | Residential | HVAC | 0.025044 | 0.016301 | 151.5103 | 0.0001653 | 926.3909 | >170 | Multifamily - High Rise | MF_CellularShade_ASHP_HZ23 | 0 | 0 | 0 | 0 | 0 | 0 | 0 | 0 | 0 | 0 | 0 | 0 | 0 | 0 | 0 | 0 | 0 | 0 | 0 | 0 | 0 | 0 | 0 | 0
Retro1Slow | Retro | Cellular Shades | Residential | HVAC | 0.028386 | 0.018355 | 171.7742 | 0.00016525 | 1399.1522 | >170 | Manufactured | MH_CellularShade_ASHP_HZ23 | 0.0048132 | 0.0095922 | 0.016984 | 0.027555 | 0.041726 | 0.059623 | 0.080906 | 0.10462 | 0.12905 | 0.15175 | 0.16972 | 0.17987 | 0.17983 | 0.16867 | 0.14747 | 0.12119 | 0.092052 | 0.046055 | 0 | 0 | 1.7315 | 1.7315 | 0.79635 | 0
Retro1Slow | Retro | Cellular Shades | Residential | HVAC | 0.011312 | 0.0078429 | 68.2556 | 0.00016573 | 4136.5157 | >170 | Single Family | SF_CellularShade_DHP_HZ1 | 0.017739 | 0.035836 | 0.064274 | 0.10557 | 0.16173 | 0.23366 | 0.32037 | 0.41833 | 0.52082 | 0.61782 | 0.69674 | 0.74428 | 0.74983 | 0.70857 | 0.62402 | 0.51653 | 0.39514 | 0.27354 | 0.1747 | 0.11387 | 7.5916 | 7.4934 | 3.1929 | 0
Retro1Slow | Retro | Cellular Shades | Residential | HVAC | 0.0071118 | 0.0044738 | 43.0821 | 0.00016508 | 3327.206 | >170 | Multifamily - Low Rise | MF_CellularShade_DHP_HZ1 | 0.0092329 | 0.018847 | 0.034147 | 0.056641 | 0.08762 | 0.12776 | 0.17671 | 0.23266 | 0.29192 | 0.34881 | 0.396 | 0.42552 | 0.43092 | 0.40903 | 0.3616 | 0.30026 | 0.2303 | 0.15979 | 0.10225 | 0.066774 | 4.4516 | 4.2668 | 1.7803 | 0
Retro1Slow | Retro | Cellular Shades | Residential | HVAC | 0.0071118 | 0.0044738 | 43.0821 | 0.00016508 | 3327.206 | >170 | Multifamily - High Rise | MF_CellularShade_DHP_HZ1 | 0 | 0 | 0 | 0 | 0 | 0 | 0 | 0 | 0 | 0 | 0 | 0 | 0 | 0 | 0 | 0 | 0 | 0 | 0 | 0 | 0 | 0 | 0 | 0
Retro1Slow | Retro | Cellular Shades | Residential | HVAC | 0.027211 | 0.01863 | 164.2785 | 0.00016564 | 1464.2804 | >170 | Manufactured | MH_CellularShade_DHP_HZ1 | 0.0011045 | 0.0022011 | 0.0038971 | 0.0063229 | 0.0095747 | 0.013681 | 0.018565 | 0.024007 | 0.029614 | 0.034822 | 0.038945 | 0.041273 | 0.041264 | 0.038705 | 0.033839 | 0.02781 | 0.021123 | 0.010568 | 0 | 0 | 0.39732 | 0.39732 | 0.18273 | 0
Retro1Slow | Retro | Cellular Shades | Residential | HVAC | 0.023364 | 0.015229 | 141.3407 | 0.00016531 | 1983.331 | >170 | Single Family | SF_CellularShade_DHP_HZ23 | 0.036684 | 0.074107 | 0.13292 | 0.21831 | 0.33446 | 0.4832 | 0.6625 | 0.86509 | 1.077 | 1.2776 | 1.4408 | 1.5391 | 1.5506 | 1.4653 | 1.2904 | 1.0682 | 0.81713 | 0.56568 | 0.36127 | 0.23549 | 15.699 | 15.496 | 6.6028 | 0
Retro1Slow | Retro | Cellular Shades | Residential | HVAC | 0.019367 | 0.01227 | 117.2914 | 0.00016512 | 1204.6782 | >170 | Multifamily - Low Rise | MF_CellularShade_DHP_HZ23 | 0.028441 | 0.058055 | 0.10519 | 0.17448 | 0.2699 | 0.39356 | 0.54432 | 0.71667 | 0.89921 | 1.0745 | 1.2198 | 1.3108 | 1.3274 | 1.26 | 1.1139 | 0.92491 | 0.70941 | 0.49222 | 0.31498 | 0.20569 | 13.7126 | 13.1434 | 5.4841 | 0
Retro1Slow | Retro | Cellular Shades | Residential | HVAC | 0.019367 | 0.01227 | 117.2914 | 0.00016512 | 1204.6782 | >170 | Multifamily - High Rise | MF_CellularShade_DHP_HZ23 | 0 | 0 | 0 | 0 | 0 | 0 | 0 | 0 | 0 | 0 | 0 | 0 | 0 | 0 | 0 | 0 | 0 | 0 | 0 | 0 | 0 | 0 | 0 | 0
Retro1Slow | Retro | Cellular Shades | Residential | HVAC | 0.029179 | 0.019824 | 176.2147 | 0.00016559 | 1363.2272 | >170 | Manufactured | MH_CellularShade_DHP_HZ23 | 4.5851e-05 | 9.1375e-05 | 0.00016179 | 0.00026249 | 0.00039748 | 0.00056797 | 0.00077072 | 0.00099662 | 0.0012294 | 0.0014456 | 0.0016168 | 0.0017134 | 0.001713 | 0.0016068 | 0.0014048 | 0.0011545 | 0.00087689 | 0.00043872 | 0 | 0 | 0.016494 | 0.016494 | 0.007586 | 0
LO12Med | NR | Circulators | Residential | HVAC | 0.027698 | 0.028795 | 193.2516 | 0.00014333 | 92.2464 | 90-100 | Single Family | Circulators-NR-HH-Single Family-ECM Motor Upgrade | 0.040104 | 0.080026 | 0.11977 | 0.15933 | 0.19871 | 0.23394 | 0.26189 | 0.28403 | 0.30153 | 0.31533 | 0.32618 | 0.33467 | 0.34446 | 0.34914 | 0.35263 | 0.35513 | 0.35392 | 0.35282 | 0.35179 | 0.35082 | 7.192 | 5.4662 | 2.3208 | 0
LO12Med | NR | Circulators | Residential | HVAC | 0.071776 | 0.074618 | 500.7879 | 0.00014333 | 72.4866 | 70-80 | Multifamily | Circulators-NR-HH-Multifamily - Low Rise-ECM Motor Upgrade | 0.000587 | 0.0011713 | 0.001753 | 0.002332 | 0.0029084 | 0.0034241 | 0.0038333 | 0.0041574 | 0.0044135 | 0.0046155 | 0.0047743 | 0.0048985 | 0.0050948 | 0.0051661 | 0.0052202 | 0.0052585 | 0.005241 | 0.0052256 | 0.0052114 | 0.0051985 | 0.26438 | 0.080484 | 0.03397 | 0
LO12Med | NR | Circulators | Residential | HVAC | 0.071776 | 0.074618 | 500.7879 | 0.00014333 | 72.4866 | 70-80 | Multifamily | Circulators-NR-HH-Multifamily - High Rise-ECM Motor Upgrade | 0.0001737 | 0.00034661 | 0.00051874 | 0.00069008 | 0.00086064 | 0.0010132 | 0.0011343 | 0.0012302 | 0.001306 | 0.0013658 | 0.0014128 | 0.0014495 | 0.001507 | 0.0015282 | 0.0015443 | 0.0015558 | 0.0015507 | 0.0015462 | 0.0015422 | 0.0015384 | 0.078227 | 0.023814 | 0.010052 | 0
LO12Med | NR | Circulators | Residential | HVAC | 0.027698 | 0.028795 | 193.2516 | 0.00014333 | 92.2464 | 90-100 | Manufactured | Circulators-NR-HH-Manufactured-ECM Motor Upgrade | 0.00035474 | 0.00070189 | 0.0010416 | 0.0013739 | 0.0016991 | 0.0019835 | 0.0022017 | 0.0023677 | 0.0024924 | 0.0025845 | 0.0026508 | 0.0026969 | 0.0027444 | 0.0027602 | 0.0027659 | 0.0027634 | 0.0027319 | 0.0027012 | 0.0026711 | 0.0026416 | 0.058774 | 0.043929 | 0.019452 | 0
LO12Med | NEW | Circulators | Residential | HVAC | 0.027698 | 0.028795 | 193.2516 | 0.00014333 | 92.2464 | 90-100 | Single Family | Circulators-NEW-HH-Single Family-ECM Motor Upgrade | 0.024062 | 0.046888 | 0.068949 | 0.090854 | 0.11047 | 0.12525 | 0.13755 | 0.14753 | 0.15649 | 0.16378 | 0.16462 | 0.16763 | 0.17084 | 0.17304 | 0.17102 | 0.17062 | 0.1678 | 0.16388 | 0.16145 | 0.15846 | 2.7412 | 2.7412 | 1.2365 | 0
LO12Med | NEW | Circulators | Residential | HVAC | 0.071776 | 0.074618 | 500.7879 | 0.00014333 | 72.4866 | 70-80 | Multifamily | Circulators-NEW-HH-Multifamily - Low Rise-ECM Motor Upgrade | 0.0003522 | 0.00069681 | 0.00104 | 0.0013904 | 0.0017148 | 0.0019746 | 0.0022009 | 0.0023933 | 0.0025739 | 0.0027329 | 0.0027898 | 0.0028837 | 0.0029817 | 0.0030666 | 0.0030775 | 0.0031188 | 0.0031133 | 0.0030897 | 0.0030923 | 0.0030854 | 0.047368 | 0.047368 | 0.01986 | 0
LO12Med | NEW | Circulators | Residential | HVAC | 0.071776 | 0.074618 | 500.7879 | 0.00014333 | 72.4866 | 70-80 | Multifamily | Circulators-NEW-HH-Multifamily - High Rise-ECM Motor Upgrade | 0.00010422 | 0.00020498 | 0.00030655 | 0.0004115 | 0.00051039 | 0.00058926 | 0.00065916 | 0.00072096 | 0.00077804 | 0.00082758 | 0.00084307 | 0.00086998 | 0.00089983 | 0.00092435 | 0.00092618 | 0.00093748 | 0.00093508 | 0.00092443 | 0.00092005 | 0.00091428 | 0.014207 | 0.014207 | 0.0059557 | 0
LO12Med | NEW | Circulators | Residential | HVAC | 0.027698 | 0.028795 | 193.2516 | 0.00014333 | 92.2464 | 90-100 | Manufactured | Circulators-NEW-HH-Manufactured-ECM Motor Upgrade | 0.00021284 | 0.00043312 | 0.00066441 | 0.00091222 | 0.0011545 | 0.0013616 | 0.0015541 | 0.0017308 | 0.0019041 | 0.0020658 | 0.0021513 | 0.0022677 | 0.0023905 | 0.0025031 | 0.002556 | 0.0026338 | 0.0026743 | 0.0026954 | 0.0027389 | 0.0027726 | 0.037377 | 0.037377 | 0.014145 | 0
LO3Slow | NR | Circulator Controls | Residential | HVAC | 0.034031 | 0.035378 | 237.4365 | 0.00014333 | 114.0288 | 100-130 | Single Family | Circulator Controls-NR-HH-Single Family-ECM+Advanced Speed | 0.0023411 | 0.0060073 | 0.01332 | 0.026082 | 0.045877 | 0.073505 | 0.10855 | 0.1493 | 0.193 | 0.23651 | 0.27689 | 0.31199 | 0.3446 | 0.36673 | 0.38268 | 0.39335 | 0.39992 | 0.40363 | 0.40535 | 0.40622 | 8.3141 | 4.5458 | 1.1314 | 0
LO3Slow | NR | Circulator Controls | Residential | HVAC | 0.10437 | 0.1085 | 728.1839 | 0.00014333 | 62.7482 | 60-70 | Multifamily | Circulator Controls-NR-HH-Multifamily - Low Rise-ECM+Advanced Speed | 9.7302e-05 | 0.00024968 | 0.00055363 | 0.0010841 | 0.0019068 | 0.0030551 | 0.0045118 | 0.0062053 | 0.0080219 | 0.0098301 | 0.011509 | 0.012967 | 0.014667 | 0.015609 | 0.016288 | 0.016734 | 0.016998 | 0.017144 | 0.017206 | 0.017233 | 0.58114 | 0.19187 | 0.047024 | 0
LO3Slow | NR | Circulator Controls | Residential | HVAC | 0.10437 | 0.1085 | 728.1839 | 0.00014333 | 62.7482 | 60-70 | Multifamily | Circulator Controls-NR-HH-Multifamily - High Rise-ECM+Advanced Speed | 2.8793e-05 | 7.3885e-05 | 0.00016383 | 0.00032079 | 0.00056424 | 0.00090404 | 0.0013351 | 0.0018362 | 0.0023738 | 0.0029088 | 0.0034055 | 0.0038372 | 0.0043381 | 0.0046182 | 0.0048225 | 0.0049596 | 0.0050441 | 0.0050954 | 0.0051234 | 0.0051422 | 0.17217 | 0.056896 | 0.013915 | 0
LO3Slow | NR | Circulator Controls | Residential | HVAC | 0.034031 | 0.035378 | 237.4365 | 0.00014333 | 114.0288 | 100-130 | Manufactured | Circulator Controls-NR-HH-Manufactured-ECM+Advanced Speed | 2.0708e-05 | 5.2689e-05 | 0.00011584 | 0.00022492 | 0.00039228 | 0.00062322 | 0.00091261 | 0.0012446 | 0.0015953 | 0.0019385 | 0.0022503 | 0.0025141 | 0.0027436 | 0.0028966 | 0.0029986 | 0.0030579 | 0.0030845 | 0.0030883 | 0.0030766 | 0.0030582 | 0.06792 | 0.035889 | 0.0093709 | 0
LO3Slow | NEW | Circulator Controls | Residential | HVAC | 0.034031 | 0.035378 | 237.4365 | 0.00014333 | 114.0288 | 100-130 | Single Family | Circulator Controls-NEW-HH-Single Family-ECM+Advanced Speed | 0.0014046 | 0.0035197 | 0.0076683 | 0.014873 | 0.025504 | 0.039353 | 0.057015 | 0.077549 | 0.10017 | 0.12284 | 0.13975 | 0.15627 | 0.17052 | 0.18116 | 0.18482 | 0.18809 | 0.18868 | 0.18656 | 0.18517 | 0.18272 | 2.2136 | 2.2136 | 0.58964 | 0
LO3Slow | NEW | Circulator Controls | Residential | HVAC | 0.10437 | 0.1085 | 728.1839 | 0.00014333 | 62.7482 | 60-70 | Multifamily | Circulator Controls-NEW-HH-Multifamily - Low Rise-ECM+Advanced Speed | 5.8381e-05 | 0.00014853 | 0.00032844 | 0.00064634 | 0.0011242 | 0.0017617 | 0.0025905 | 0.0035723 | 0.0046781 | 0.0058206 | 0.006725 | 0.0076337 | 0.008451 | 0.0091167 | 0.0094445 | 0.0097629 | 0.0099401 | 0.0099877 | 0.010071 | 0.010103 | 0.11196 | 0.11196 | 0.027454 | 0
LO3Slow | NEW | Circulator Controls | Residential | HVAC | 0.10437 | 0.1085 | 728.1839 | 0.00014333 | 62.7482 | 60-70 | Multifamily | Circulator Controls-NEW-HH-Multifamily - High Rise-ECM+Advanced Speed | 1.7276e-05 | 0 | 0 | 0 | 0 | 0 | 0 | 0 | 0 | 0 | 0 | 0 | 0 | 0 | 0 | 0 | 0 | 0 | 0 | 0 | 1.7276e-05 | 1.7276e-05 | 1.7276e-05 | 0
LO3Slow | NEW | Circulator Controls | Residential | HVAC | 0.034031 | 0.035378 | 237.4365 | 0.00014333 | 114.0288 | 100-130 | Manufactured | Circulator Controls-NEW-HH-Manufactured-ECM+Advanced Speed | 1.2425e-05 | 3.2513e-05 | 7.3894e-05 | 0.00014933 | 0.00026654 | 0.00042783 | 0.00064419 | 0.00090976 | 0.0012188 | 0.0015494 | 0.0018262 | 0.002114 | 0.002386 | 0.0026206 | 0.0027623 | 0.0029035 | 0.0030069 | 0.0030684 | 0.0031413 | 0.0031971 | 0.032311 | 0.032311 | 0.0071108 | 0
LO12Med | NR | Circulators | Residential | Water Heating | 0.037425 | 0.026681 | 358.1883 | 0.00010448 | 35.248 | 30-40 | Single Family | Circulators-NR-DHW-Single Family-ECM Motor Upgrade | 0.020884 | 0.041673 | 0.062367 | 0.082968 | 0.10347 | 0.12182 | 0.13638 | 0.14791 | 0.15702 | 0.16421 | 0.16986 | 0.17428 | 0.17937 | 0.18181 | 0.18363 | 0.18493 | 0.1843 | 0.18373 | 0.18319 | 0.18269 | 3.7452 | 2.8465 | 1.2086 | 0
LO12Med | NR | Circulators | Residential | Water Heating | 0.071599 | 0.051045 | 685.2588 | 0.00010448 | 38.6562 | 30-40 | Multifamily | Circulators-NR-DHW-Multifamily - Low Rise-ECM Motor Upgrade | 0.0083233 | 0.016609 | 0.024857 | 0.033067 | 0.04124 | 0.048553 | 0.054354 | 0.058949 | 0.062582 | 0.065446 | 0.067696 | 0.069458 | 0.072242 | 0.073253 | 0.07402 | 0.074563 | 0.074314 | 0.074096 | 0.073895 | 0.073712 | 1.4995 | 1.1412 | 0.48168 | 0
LO12Med | NR | Circulators | Residential | Water Heating | 0.071599 | 0.051045 | 685.2588 | 0.00010448 | 38.6562 | 30-40 | Multifamily | Circulators-NR-DHW-Multifamily - High Rise-ECM Motor Upgrade | 0.0022592 | 0.0045082 | 0.0067469 | 0.0089755 | 0.011194 | 0.013179 | 0.014753 | 0.016001 | 0.016987 | 0.017764 | 0.018375 | 0.018853 | 0.0196 | 0.019876 | 0.020086 | 0.020235 | 0.020169 | 0.020111 | 0.020058 | 0.020009 | 0.40698 | 0.30974 | 0.13074 | 0
LO12Med | NR | Circulators | Residential | Water Heating | 0.037425 | 0.026681 | 358.1883 | 0.00010448 | 35.248 | 30-40 | Manufactured | Circulators-NR-DHW-Manufactured-ECM Motor Upgrade | 0 | 0 | 0 | 0 | 0 | 0 | 0 | 0 | 0 | 0 | 0 | 0 | 0 | 0 | 0 | 0 | 0 | 0 | 0 | 0 | 0 | 0 | 0 | 0
LO12Med | NEW | Circulators | Residential | Water Heating | 0.02384 | 0.016996 | 228.1692 | 0.00010448 | 65.829 | 60-70 | Single Family | Circulators-NEW-DHW-Single Family-ECM Motor Upgrade | 0.0079819 | 0.015554 | 0.022871 | 0.030138 | 0.036644 | 0.041547 | 0.045628 | 0.04894 | 0.051912 | 0.05433 | 0.054607 | 0.055606 | 0.056669 | 0.0574 | 0.056729 | 0.056599 | 0.055664 | 0.054362 | 0.053556 | 0.052565 | 0.9093 | 0.9093 | 0.41015 | 0
LO12Med | NEW | Circulators | Residential | Water Heating | 0.045609 | 0.032516 | 436.516 | 0.00010448 | 71.1793 | 70-80 | Multifamily | Circulators-NEW-DHW-Multifamily - Low Rise-ECM Motor Upgrade | 0.0031812 | 0.0062939 | 0.0093934 | 0.012559 | 0.015489 | 0.017835 | 0.019879 | 0.021618 | 0.023248 | 0.024685 | 0.025199 | 0.026047 | 0.026932 | 0.027699 | 0.027797 | 0.02817 | 0.028121 | 0.027907 | 0.027931 | 0.027868 | 0.42785 | 0.42785 | 0.17938 | 0
LO12Med | NEW | Circulators | Residential | Water Heating | 0.045609 | 0.032516 | 436.516 | 0.00010448 | 71.1794 | 70-80 | Multifamily | Circulators-NEW-DHW-Multifamily - High Rise-ECM Motor Upgrade | 0.00086349 | 0.0016983 | 0.0025398 | 0.0034093 | 0.0042287 | 0.0048821 | 0.0054613 | 0.0059734 | 0.0064463 | 0.0068567 | 0.0069851 | 0.007208 | 0.0074553 | 0.0076585 | 0.0076737 | 0.0077672 | 0.0077474 | 0.0076592 | 0.0076229 | 0.0075751 | 0.11771 | 0.11771 | 0.049344 | 0
LO12Med | NEW | Circulators | Residential | Water Heating | 0.02384 | 0.016996 | 228.1692 | 0.00010448 | 65.829 | 60-70 | Manufactured | Circulators-NEW-DHW-Manufactured-ECM Motor Upgrade | 0 | 0 | 0 | 0 | 0 | 0 | 0 | 0 | 0 | 0 | 0 | 0 | 0 | 0 | 0 | 0 | 0 | 0 | 0 | 0 | 0 | 0 | 0 | 0
LO3Slow | NR | Circulator Controls | Residential | Water Heating | 0.058308 | 0.04157 | 558.0596 | 0.00010448 | -4.0306 | <0 | Single Family | Circulator Controls-NR-DHW-Single Family-Advanced Run Hour | 0.0015338 | 0.0039359 | 0.0087271 | 0.017089 | 0.030058 | 0.048159 | 0.071122 | 0.097817 | 0.12645 | 0.15496 | 0.18142 | 0.20441 | 0.22578 | 0.24027 | 0.25072 | 0.25771 | 0.26202 | 0.26445 | 0.26558 | 0.26615 | 5.4473 | 2.9784 | 0.74127 | 1
LO3Slow | NR | Circulator Controls | Residential | Water Heating | 0.11032 | 0.078651 | 1055.8628 | 0.00010448 | 31.7938 | 30-40 | Multifamily | Circulator Controls-NR-DHW-Multifamily - Low Rise-Advanced Run Hour | 0.00060221 | 0.0015453 | 0.0034265 | 0.0067094 | 0.011801 | 0.018908 | 0.027924 | 0.038405 | 0.049648 | 0.06084 | 0.071228 | 0.080256 | 0.089517 | 0.095277 | 0.099437 | 0.10221 | 0.1039 | 0.10486 | 0.1053 | 0.10553 | 2.1472 | 1.1773 | 0.29104 | 0
LO3Slow | NR | Circulator Controls | Residential | Water Heating | 0.11032 | 0.078651 | 1055.8628 | 0.00010448 | 31.7938 | 30-40 | Multifamily | Circulator Controls-NR-DHW-Multifamily - High Rise-Advanced Run Hour | 0.00016346 | 0.00041945 | 0.00093006 | 0.0018211 | 0.0032033 | 0.0051323 | 0.0075795 | 0.010424 | 0.013476 | 0.016514 | 0.019334 | 0.021784 | 0.02429 | 0.025859 | 0.027 | 0.027769 | 0.02825 | 0.028537 | 0.028691 | 0.02879 | 0.58322 | 0.31997 | 0.078997 | 0
LO3Slow | NR | Circulator Controls | Residential | Water Heating | 0.058308 | 0.04157 | 558.0596 | 0.00010448 | -4.0306 | <0 | Manufactured | Circulator Controls-NR-DHW-Manufactured-Advanced Run Hour | 0 | 0 | 0 | 0 | 0 | 0 | 0 | 0 | 0 | 0 | 0 | 0 | 0 | 0 | 0 | 0 | 0 | 0 | 0 | 0 | 0 | 0 | 0 | 1
LO3Slow | NEW | Circulator Controls | Residential | Water Heating | 0.03389 | 0.024161 | 324.3573 | 0.00010448 | -10.8192 | <0 | Single Family | Circulator Controls-NEW-DHW-Single Family-Advanced Run Hour | 0.0005349 | 0.0013403 | 0.0029201 | 0.0056638 | 0.0097122 | 0.014986 | 0.021712 | 0.029531 | 0.038145 | 0.046779 | 0.053216 | 0.059509 | 0.064934 | 0.068989 | 0.070382 | 0.071628 | 0.071849 | 0.071044 | 0.070515 | 0.069582 | 0.84297 | 0.84297 | 0.22454 | 1
LO3Slow | NEW | Circulator Controls | Residential | Water Heating | 0.05903 | 0.042084 | 564.9638 | 0.00010448 | 6.2165 | 0-10 | Multifamily | Circulator Controls-NEW-DHW-Multifamily - Low Rise-Advanced Run Hour | 0.00019334 | 0.00049189 | 0.0010877 | 0.0021404 | 0.0037231 | 0.0058342 | 0.0085786 | 0.01183 | 0.015492 | 0.019276 | 0.022271 | 0.02528 | 0.027986 | 0.030191 | 0.031277 | 0.032331 | 0.032918 | 0.033076 | 0.033352 | 0.033456 | 0.37078 | 0.37078 | 0.090918 | 1
LO3Slow | NEW | Circulator Controls | Residential | Water Heating | 0.05903 | 0.042084 | 564.9638 | 0.00010448 | 6.2166 | 0-10 | Multifamily | Circulator Controls-NEW-DHW-Multifamily - High Rise-Advanced Run Hour | 5.2478e-05 | 0.00013273 | 0.00029408 | 0.00058106 | 0.0010165 | 0.001597 | 0.0023568 | 0.0032689 | 0.0042957 | 0.0053541 | 0.0061734 | 0.0069958 | 0.0077473 | 0.0083477 | 0.0086341 | 0.0089145 | 0.0090691 | 0.0090776 | 0.0091024 | 0.0090939 | 0.10211 | 0.10211 | 0.025123 | 1
LO3Slow | NEW | Circulator Controls | Residential | Water Heating | 0.03389 | 0.024161 | 324.3573 | 0.00010448 | -10.8191 | <0 | Manufactured | Circulator Controls-NEW-DHW-Manufactured-Advanced Run Hour | 0 | 0 | 0 | 0 | 0 | 0 | 0 | 0 | 0 | 0 | 0 | 0 | 0 | 0 | 0 | 0 | 0 | 0 | 0 | 0 | 0 | 0 | 0 | 1
LO12Med | New | Clothes Washer | Residential | Water Heating | 0.0046159 | 0.0034303 | 44.568 | 0.00010357 | -224.9709 | <0 | Single Family | Top Load_ENERGY STAR but not CEE+Electric DHW_Electric Dryer | 0.010643 | 0.020739 | 0.030497 | 0.040187 | 0.048862 | 0.055399 | 0.060842 | 0.065257 | 0.069221 | 0.072445 | 0.072815 | 0.074146 | 0.075564 | 0.076539 | 0.075644 | 0.075471 | 0.074223 | 0.072488 | 0.071413 | 0.070091 | 1.2125 | 1.2125 | 0.54691 | 1
LO12Med | New | Clothes Washer | Residential | Water Heating | 0.001009 | 0.00074208 | 9.8594 | 0.00010234 | -1014.7662 | <0 | Single Family | Top Load_ENERGY STAR but not CEE+Gas DHW_Gas Dryer | 0.0003187 | 0.00062102 | 0.00091322 | 0.0012034 | 0.0014631 | 0.0016589 | 0.0018219 | 0.0019541 | 0.0020728 | 0.0021693 | 0.0021804 | 0.0022202 | 0.0022627 | 0.0022919 | 0.0022651 | 0.0022599 | 0.0022225 | 0.0021706 | 0.0021384 | 0.0020988 | 0.036307 | 0.036307 | 0.016377 | 1
LO12Med | New | Clothes Washer | Residential | Water Heating | 0.0026684 | 0.0019762 | 25.8668 | 0.00010316 | -65.5439 | <0 | Single Family | Top Load_CEE Tier 1+Electric DHW_Electric Dryer | 0.0061528 | 0.011989 | 0.01763 | 0.023232 | 0.028246 | 0.032026 | 0.035172 | 0.037725 | 0.040016 | 0.04188 | 0.042094 | 0.042863 | 0.043683 | 0.044247 | 0.043729 | 0.043629 | 0.042908 | 0.041904 | 0.041283 | 0.040519 | 0.70093 | 0.70093 | 0.31616 | 1
LO12Med | New | Clothes Washer | Residential | Water Heating | 0.0031349 | 0.0023239 | 30.3555 | 0.00010327 | -51.4624 | <0 | Single Family | Top Load_CEE Tier 1+Gas DHW_Gas Dryer | 0.00099016 | 0.0019294 | 0.0028372 | 0.0037386 | 0.0045457 | 0.0051539 | 0.0056602 | 0.006071 | 0.0064397 | 0.0067396 | 0.006774 | 0.0068979 | 0.0070298 | 0.0071205 | 0.0070372 | 0.0070212 | 0.0069051 | 0.0067436 | 0.0066436 | 0.0065206 | 0.1128 | 0.1128 | 0.050879 | 1
LO12Med | New | Clothes Washer | Residential | Water Heating | 0.00018318 | 0.00012397 | 1.9516 | 9.3863e-05 | -833.4977 | <0 | Single Family | Top Load_CEE Tier 1+Electric DHW_Gas Dryer | 4.4242e-06 | 8.621e-06 | 1.2677e-05 | 1.6705e-05 | 2.0311e-05 | 2.3029e-05 | 2.5291e-05 | 2.7126e-05 | 2.8774e-05 | 3.0114e-05 | 3.0268e-05 | 3.0821e-05 | 3.1411e-05 | 3.1816e-05 | 3.1444e-05 | 3.1372e-05 | 3.0853e-05 | 3.0132e-05 | 2.9685e-05 | 2.9136e-05 | 0.00050401 | 0.00050401 | 0.00022734 | 1
LO12Med | New | Clothes Washer | Residential | Water Heating | 0.0027085 | 0.0020156 | 26.1088 | 0.00010374 | 25.3986 | 20-30 | Single Family | Front Load_CEE Tier 2+Electric DHW_Electric Dryer | 0.0062452 | 0.012169 | 0.017895 | 0.02358 | 0.028671 | 0.032507 | 0.0357 | 0.038291 | 0.040617 | 0.042509 | 0.042726 | 0.043507 | 0.044339 | 0.044911 | 0.044386 | 0.044284 | 0.043552 | 0.042534 | 0.041903 | 0.041127 | 0.71145 | 0.71145 | 0.32091 | 1
LO12Med | New | Clothes Washer | Residential | Water Heating | 0.0017066 | 0.0012689 | 16.4676 | 0.00010363 | 41.9593 | 40-50 | Single Family | Front Load_CEE Tier 2+Electric DHW_Gas Dryer | 4.1218e-05 | 8.0318e-05 | 0.00011811 | 0.00015563 | 0.00018923 | 0.00021455 | 0.00023562 | 0.00025272 | 0.00026807 | 0.00028056 | 0.00028199 | 0.00028715 | 0.00029264 | 0.00029641 | 0.00029295 | 0.00029228 | 0.00028744 | 0.00028072 | 0.00027656 | 0.00027144 | 0.0046956 | 0.0046956 | 0.002118 | 0
LO12Med | New | Clothes Washer | Residential | Water Heating | 0.0030268 | 0.0022459 | 29.2765 | 0.00010339 | -343.6572 | <0 | Single Family | Top Load_ENERGY STAR but not CEE+Gas DHW_Electric Dryer | 0.0058927 | 0.011482 | 0.016885 | 0.022249 | 0.027052 | 0.030672 | 0.033685 | 0.03613 | 0.038324 | 0.040109 | 0.040314 | 0.041051 | 0.041836 | 0.042376 | 0.04188 | 0.041785 | 0.041094 | 0.040133 | 0.039538 | 0.038806 | 0.67129 | 0.67129 | 0.3028 | 1
LO12Med | New | Clothes Washer | Residential | Water Heating | 0.0025981 | 0.0019264 | 25.151 | 0.0001033 | -396.4232 | <0 | Single Family | Top Load_ENERGY STAR but not CEE+Electric DHW_Gas Dryer | 6.2751e-05 | 0.00012228 | 0.00017981 | 0.00023693 | 0.00028808 | 0.00032663 | 0.00035871 | 0.00038475 | 0.00040811 | 0.00042712 | 0.0004293 | 0.00043715 | 0.00044551 | 0.00045126 | 0.00044598 | 0.00044496 | 0.00043761 | 0.00042737 | 0.00042104 | 0.00041324 | 0.0071486 | 0.0071486 | 0.0032245 | 1
LO12Med | New | Clothes Washer | Residential | Water Heating | 0.0056201 | 0.0041761 | 54.2707 | 0.00010356 | -30.0573 | <0 | Single Family | Top Load_CEE Tier 1+Gas DHW_Electric Dryer | 0.010941 | 0.02132 | 0.031351 | 0.041312 | 0.05023 | 0.056951 | 0.062546 | 0.067085 | 0.071159 | 0.074473 | 0.074854 | 0.076223 | 0.07768 | 0.078682 | 0.077762 | 0.077584 | 0.076302 | 0.074517 | 0.073412 | 0.072054 | 1.2464 | 1.2464 | 0.56222 | 1
LO12Med | New | Clothes Washer | Residential | Water Heating | 0.016954 | 0.012637 | 163.128 | 0.00010393 | -45.3279 | <0 | Single Family | Front Load_CEE Tier 1+Electric DHW_Electric Dryer | 0.039093 | 0.076175 | 0.11202 | 0.1476 | 0.17947 | 0.20348 | 0.22347 | 0.23969 | 0.25425 | 0.26609 | 0.26745 | 0.27234 | 0.27754 | 0.28113 | 0.27784 | 0.2772 | 0.27262 | 0.26624 | 0.2623 | 0.25744 | 4.4534 | 4.4534 | 2.0088 | 1
LO12Med | New | Clothes Washer | Residential | Water Heating | 0.01124 | 0.0083782 | 108.1398 | 0.00010394 | -69.4839 | <0 | Single Family | Front Load_CEE Tier 1+Gas DHW_Electric Dryer | 0.021882 | 0.042639 | 0.0627 | 0.08262 | 0.10046 | 0.1139 | 0.12509 | 0.13416 | 0.14231 | 0.14894 | 0.1497 | 0.15244 | 0.15535 | 0.15736 | 0.15552 | 0.15516 | 0.1526 | 0.14903 | 0.14682 | 0.1441 | 2.4928 | 2.4928 | 1.1244 | 1
LO12Med | New | Clothes Washer | Residential | Water Heating | 0.00283 | 0.0021105 | 27.2131 | 0.00010399 | -257.1273 | <0 | Single Family | Front Load_CEE Tier 1+Electric DHW_Gas Dryer | 6.8351e-05 | 0.00013319 | 0.00019585 | 0.00025808 | 0.00031379 | 0.00035578 | 0.00039073 | 0.00041908 | 0.00044454 | 0.00046524 | 0.00046762 | 0.00047617 | 0.00048527 | 0.00049153 | 0.00048578 | 0.00048467 | 0.00047666 | 0.00046552 | 0.00045861 | 0.00045012 | 0.0077866 | 0.0077866 | 0.0035122 | 1
LO12Med | New | Clothes Washer | Residential | Water Heating | 0.0046159 | 0.0034303 | 44.568 | 0.00010357 | -224.9709 | <0 | Multifamily - Low Rise | Top Load_ENERGY STAR but not CEE+Electric DHW_Electric Dryer | 0.0040135 | 0.0079406 | 0.011851 | 0.015844 | 0.019541 | 0.022501 | 0.02508 | 0.027273 | 0.02933 | 0.031143 | 0.031791 | 0.032861 | 0.033977 | 0.034945 | 0.03507 | 0.03554 | 0.035477 | 0.035208 | 0.035238 | 0.035159 | 0.53979 | 0.53979 | 0.22631 | 1
LO12Med | New | Clothes Washer | Residential | Water Heating | 0.001009 | 0.00074208 | 9.8594 | 0.00010234 | -1014.7662 | <0 | Multifamily - Low Rise | Top Load_ENERGY STAR but not CEE+Gas DHW_Gas Dryer | 1.501e-05 | 2.9696e-05 | 4.432e-05 | 5.9256e-05 | 7.3081e-05 | 8.4151e-05 | 9.3796e-05 | 0.000102 | 0.00010969 | 0.00011647 | 0.00011889 | 0.00012289 | 0.00012707 | 0.00013069 | 0.00013116 | 0.00013291 | 0.00013268 | 0.00013167 | 0.00013178 | 0.00013149 | 0.0020187 | 0.0020187 | 0.00084636 | 1
LO12Med | New | Clothes Washer | Residential | Water Heating | 0.0026684 | 0.0019762 | 25.8668 | 0.00010316 | -65.5439 | <0 | Multifamily - Low Rise | Top Load_CEE Tier 1+Electric DHW_Electric Dryer | 0.0023202 | 0.0045904 | 0.0068509 | 0.0091596 | 0.011297 | 0.013008 | 0.014499 | 0.015767 | 0.016956 | 0.018004 | 0.018378 | 0.018997 | 0.019642 | 0.020201 | 0.020273 | 0.020545 | 0.020509 | 0.020354 | 0.020371 | 0.020325 | 0.31205 | 0.31205 | 0.13083 | 1
LO12Med | New | Clothes Washer | Residential | Water Heating | 0.0031349 | 0.0023239 | 30.3555 | 0.00010327 | -51.4624 | <0 | Multifamily - Low Rise | Top Load_CEE Tier 1+Gas DHW_Gas Dryer | 4.6633e-05 | 9.2262e-05 | 0.0001377 | 0.0001841 | 0.00022705 | 0.00026144 | 0.00029141 | 0.00031689 | 0.00034079 | 0.00036185 | 0.00036938 | 0.00038181 | 0.00039479 | 0.00040603 | 0.00040748 | 0.00041294 | 0.00041221 | 0.00040909 | 0.00040943 | 0.00040852 | 0.0062718 | 0.0062718 | 0.0026295 | 1
LO12Med | New | Clothes Washer | Residential | Water Heating | 0.00018318 | 0.00012397 | 1.9516 | 9.3863e-05 | -833.4977 | <0 | Multifamily - Low Rise | Top Load_CEE Tier 1+Electric DHW_Gas Dryer | 0 | 0 | 0 | 0 | 0 | 0 | 0 | 0 | 0 | 0 | 0 | 0 | 0 | 0 | 0 | 0 | 0 | 0 | 0 | 0 | 0 | 0 | 0 | 1
LO12Med | New | Clothes Washer | Residential | Water Heating | 0.0027085 | 0.0020156 | 26.1088 | 0.00010374 | 25.3986 | 20-30 | Multifamily - Low Rise | Front Load_CEE Tier 2+Electric DHW_Electric Dryer | 0.002355 | 0.0046593 | 0.0069538 | 0.0092971 | 0.011466 | 0.013203 | 0.014716 | 0.016003 | 0.01721 | 0.018274 | 0.018654 | 0.019282 | 0.019937 | 0.020505 | 0.020578 | 0.020854 | 0.020817 | 0.020659 | 0.020677 | 0.020631 | 0.31673 | 0.31673 | 0.13279 | 1
LO12Med | New | Clothes Washer | Residential | Water Heating | 0.0017066 | 0.0012689 | 16.4676 | 0.00010363 | 41.9593 | 40-50 | Multifamily - Low Rise | Front Load_CEE Tier 2+Electric DHW_Gas Dryer | 0 | 0 | 0 | 0 | 0 | 0 | 0 | 0 | 0 | 0 | 0 | 0 | 0 | 0 | 0 | 0 | 0 | 0 | 0 | 0 | 0 | 0 | 0 | 0
LO12Med | New | Clothes Washer | Residential | Water Heating | 0.0030268 | 0.0022459 | 29.2765 | 0.00010339 | -343.6572 | <0 | Multifamily - Low Rise | Top Load_ENERGY STAR but not CEE+Gas DHW_Electric Dryer | 0.00041642 | 0.00082387 | 0.0012296 | 0.0016439 | 0.0020275 | 0.0023346 | 0.0026022 | 0.0028297 | 0.0030431 | 0.0032312 | 0.0032985 | 0.0034094 | 0.0035253 | 0.0036257 | 0.0036386 | 0.0036874 | 0.0036809 | 0.003653 | 0.0036561 | 0.0036479 | 0.056005 | 0.056005 | 0.023481 | 1
LO12Med | New | Clothes Washer | Residential | Water Heating | 0.0025981 | 0.0019264 | 25.151 | 0.0001033 | -396.4232 | <0 | Multifamily - Low Rise | Top Load_ENERGY STAR but not CEE+Electric DHW_Gas Dryer | 0 | 0 | 0 | 0 | 0 | 0 | 0 | 0 | 0 | 0 | 0 | 0 | 0 | 0 | 0 | 0 | 0 | 0 | 0 | 0 | 0 | 0 | 0 | 1
LO12Med | New | Clothes Washer | Residential | Water Heating | 0.0056201 | 0.0041761 | 54.2707 | 0.00010356 | -30.0573 | <0 | Multifamily - Low Rise | Top Load_CEE Tier 1+Gas DHW_Electric Dryer | 0.00077319 | 0.0015297 | 0.002283 | 0.0030524 | 0.0037646 | 0.0043348 | 0.0048316 | 0.0052542 | 0.0056504 | 0.0059997 | 0.0061245 | 0.0063306 | 0.0065457 | 0.0067321 | 0.0067561 | 0.0068467 | 0.0068346 | 0.0067828 | 0.0067885 | 0.0067733 | 0.10399 | 0.10399 | 0.043598 | 1
LO12Med | New | Clothes Washer | Residential | Water Heating | 0.016954 | 0.012637 | 163.128 | 0.00010393 | -45.3279 | <0 | Multifamily - Low Rise | Front Load_CEE Tier 1+Electric DHW_Electric Dryer | 0.014741 | 0.029165 | 0.043528 | 0.058196 | 0.071774 | 0.082646 | 0.092118 | 0.10017 | 0.10773 | 0.11439 | 0.11677 | 0.1207 | 0.1248 | 0.12835 | 0.12881 | 0.13054 | 0.13031 | 0.12932 | 0.12943 | 0.12914 | 1.9826 | 1.9826 | 0.83123 | 1
LO12Med | New | Clothes Washer | Residential | Water Heating | 0.01124 | 0.0083782 | 108.1398 | 0.00010394 | -69.4839 | <0 | Multifamily - Low Rise | Front Load_CEE Tier 1+Gas DHW_Electric Dryer | 0.0015463 | 0.0030593 | 0.0045659 | 0.0061046 | 0.0075288 | 0.0086692 | 0.0096629 | 0.010508 | 0.0113 | 0.011999 | 0.012249 | 0.012661 | 0.013091 | 0.013464 | 0.013512 | 0.013693 | 0.013669 | 0.013565 | 0.013576 | 0.013546 | 0.20797 | 0.20797 | 0.087193 | 1
LO12Med | New | Clothes Washer | Residential | Water Heating | 0.00283 | 0.0021105 | 27.2131 | 0.00010399 | -257.1273 | <0 | Multifamily - Low Rise | Front Load_CEE Tier 1+Electric DHW_Gas Dryer | 0 | 0 | 0 | 0 | 0 | 0 | 0 | 0 | 0 | 0 | 0 | 0 | 0 | 0 | 0 | 0 | 0 | 0 | 0 | 0 | 0 | 0 | 0 | 1
LO12Med | New | Clothes Washer | Residential | Water Heating | 0.0046159 | 0.0034303 | 44.568 | 0.00010357 | -224.9709 | <0 | Multifamily - High Rise | Top Load_ENERGY STAR but not CEE+Electric DHW_Electric Dryer | 0.0011599 | 0.0022813 | 0.0034117 | 0.0045797 | 0.0056803 | 0.0065581 | 0.0073361 | 0.0080239 | 0.0086591 | 0.0092104 | 0.0093829 | 0.0096823 | 0.010015 | 0.010287 | 0.010308 | 0.010434 | 0.010407 | 0.010288 | 0.01024 | 0.010175 | 0.15812 | 0.15812 | 0.066283 | 1
LO12Med | New | Clothes Washer | Residential | Water Heating | 0.001009 | 0.00074208 | 9.8594 | 0.00010234 | -1014.7662 | <0 | Multifamily - High Rise | Top Load_ENERGY STAR but not CEE+Gas DHW_Gas Dryer | 4.3379e-06 | 8.5315e-06 | 1.2759e-05 | 1.7127e-05 | 2.1244e-05 | 2.4526e-05 | 2.7436e-05 | 3.0008e-05 | 3.2384e-05 | 3.4446e-05 | 3.5091e-05 | 3.621e-05 | 3.7453e-05 | 3.8474e-05 | 3.855e-05 | 3.902e-05 | 3.892e-05 | 3.8477e-05 | 3.8295e-05 | 3.8054e-05 | 0.00059134 | 0.00059134 | 0.00024789 | 1
LO12Med | New | Clothes Washer | Residential | Water Heating | 0.0026684 | 0.0019762 | 25.8668 | 0.00010316 | -65.5439 | <0 | Multifamily - High Rise | Top Load_CEE Tier 1+Electric DHW_Electric Dryer | 0.00067053 | 0.0013188 | 0.0019723 | 0.0026475 | 0.0032838 | 0.0037912 | 0.0042409 | 0.0046385 | 0.0050058 | 0.0053245 | 0.0054242 | 0.0055973 | 0.0057893 | 0.0059471 | 0.0059589 | 0.0060315 | 0.0060161 | 0.0059476 | 0.0059194 | 0.0058823 | 0.091407 | 0.091407 | 0.038318 | 1
LO12Med | New | Clothes Washer | Residential | Water Heating | 0.0031349 | 0.0023239 | 30.3555 | 0.00010327 | -51.4624 | <0 | Multifamily - High Rise | Top Load_CEE Tier 1+Gas DHW_Gas Dryer | 1.3477e-05 | 2.6506e-05 | 3.964e-05 | 5.3212e-05 | 6.6e-05 | 7.6198e-05 | 8.5238e-05 | 9.323e-05 | 0.00010061 | 0.00010702 | 0.00010902 | 0.0001125 | 0.00011636 | 0.00011953 | 0.00011977 | 0.00012123 | 0.00012092 | 0.00011954 | 0.00011897 | 0.00011823 | 0.0018372 | 0.0018372 | 0.00077015 | 1
LO12Med | New | Clothes Washer | Residential | Water Heating | 0.00018318 | 0.00012397 | 1.9516 | 9.3863e-05 | -833.4977 | <0 | Multifamily - High Rise | Top Load_CEE Tier 1+Electric DHW_Gas Dryer | 0 | 0 | 0 | 0 | 0 | 0 | 0 | 0 | 0 | 0 | 0 | 0 | 0 | 0 | 0 | 0 | 0 | 0 | 0 | 0 | 0 | 0 | 0 | 1
LO12Med | New | Clothes Washer | Residential | Water Heating | 0.0027085 | 0.0020156 | 26.1088 | 0.00010374 | 25.3986 | 20-30 | Multifamily - High Rise | Front Load_CEE Tier 2+Electric DHW_Electric Dryer | 0.0006806 | 0.0013386 | 0.0020019 | 0.0026872 | 0.0033331 | 0.0038481 | 0.0043046 | 0.0047082 | 0.0050809 | 0.0054044 | 0.0055056 | 0.0056813 | 0.0058763 | 0.0060364 | 0.0060484 | 0.0061221 | 0.0061065 | 0.006037 | 0.0060083 | 0.0059707 | 0.09278 | 0.09278 | 0.038893 | 1
LO12Med | New | Clothes Washer | Residential | Water Heating | 0.0017066 | 0.0012689 | 16.4676 | 0.00010363 | 41.9593 | 40-50 | Multifamily - High Rise | Front Load_CEE Tier 2+Electric DHW_Gas Dryer | 0 | 0 | 0 | 0 | 0 | 0 | 0 | 0 | 0 | 0 | 0 | 0 | 0 | 0 | 0 | 0 | 0 | 0 | 0 | 0 | 0 | 0 | 0 | 0
LO12Med | New | Clothes Washer | Residential | Water Heating | 0.0030268 | 0.0022459 | 29.2765 | 0.00010339 | -343.6572 | <0 | Multifamily - High Rise | Top Load_ENERGY STAR but not CEE+Gas DHW_Electric Dryer | 0.00012034 | 0.00023669 | 0.00035397 | 0.00047516 | 0.00058936 | 0.00068043 | 0.00076115 | 0.00083251 | 0.00089842 | 0.00095562 | 0.00097352 | 0.0010046 | 0.0010391 | 0.0010674 | 0.0010695 | 0.0010825 | 0.0010798 | 0.0010675 | 0.0010624 | 0.0010557 | 0.016406 | 0.016406 | 0.0068772 | 1
LO12Med | New | Clothes Washer | Residential | Water Heating | 0.0025981 | 0.0019264 | 25.151 | 0.0001033 | -396.4232 | <0 | Multifamily - High Rise | Top Load_ENERGY STAR but not CEE+Electric DHW_Gas Dryer | 0 | 0 | 0 | 0 | 0 | 0 | 0 | 0 | 0 | 0 | 0 | 0 | 0 | 0 | 0 | 0 | 0 | 0 | 0 | 0 | 0 | 0 | 0 | 1
LO12Med | New | Clothes Washer | Residential | Water Heating | 0.0056201 | 0.0041761 | 54.2707 | 0.00010356 | -30.0573 | <0 | Multifamily - High Rise | Top Load_CEE Tier 1+Gas DHW_Electric Dryer | 0.00022345 | 0.00043948 | 0.00065725 | 0.00088227 | 0.0010943 | 0.0012634 | 0.0014133 | 0.0015458 | 0.0016682 | 0.0017744 | 0.0018076 | 0.0018653 | 0.0019293 | 0.0019819 | 0.0019858 | 0.00201 | 0.0020049 | 0.001982 | 0.0019726 | 0.0019603 | 0.030461 | 0.030461 | 0.012769 | 1
LO12Med | New | Clothes Washer | Residential | Water Heating | 0.016954 | 0.012637 | 163.128 | 0.00010393 | -45.3279 | <0 | Multifamily - High Rise | Front Load_CEE Tier 1+Electric DHW_Electric Dryer | 0.0042603 | 0.008379 | 0.012531 | 0.016821 | 0.020864 | 0.024088 | 0.026945 | 0.029471 | 0.031805 | 0.03383 | 0.034463 | 0.035563 | 0.036783 | 0.037786 | 0.03786 | 0.038322 | 0.038224 | 0.037789 | 0.03761 | 0.037374 | 0.58077 | 0.58077 | 0.24346 | 1
LO12Med | New | Clothes Washer | Residential | Water Heating | 0.01124 | 0.0083782 | 108.1398 | 0.00010394 | -69.4839 | <0 | Multifamily - High Rise | Front Load_CEE Tier 1+Gas DHW_Electric Dryer | 0.00044689 | 0.00087892 | 0.0013144 | 0.0017645 | 0.0021885 | 0.0025267 | 0.0028264 | 0.0030914 | 0.0033362 | 0.0035486 | 0.003615 | 0.0037304 | 0.0038584 | 0.0039636 | 0.0039714 | 0.0040198 | 0.0040095 | 0.0039639 | 0.0039451 | 0.0039204 | 0.06092 | 0.06092 | 0.025538 | 1
LO12Med | New | Clothes Washer | Residential | Water Heating | 0.00283 | 0.0021105 | 27.2131 | 0.00010399 | -257.1273 | <0 | Multifamily - High Rise | Front Load_CEE Tier 1+Electric DHW_Gas Dryer | 0 | 0 | 0 | 0 | 0 | 0 | 0 | 0 | 0 | 0 | 0 | 0 | 0 | 0 | 0 | 0 | 0 | 0 | 0 | 0 | 0 | 0 | 0 | 1
LO12Med | New | Clothes Washer | Residential | Water Heating | 0.0046159 | 0.0034303 | 44.568 | 0.00010357 | -224.9709 | <0 | Manufactured | Top Load_ENERGY STAR but not CEE+Electric DHW_Electric Dryer | 0.0014862 | 0.0030244 | 0.0046395 | 0.0063698 | 0.0080614 | 0.009508 | 0.010852 | 0.012086 | 0.013296 | 0.014425 | 0.015022 | 0.015835 | 0.016692 | 0.017478 | 0.017848 | 0.018391 | 0.018674 | 0.018821 | 0.019125 | 0.019361 | 0.26099 | 0.26099 | 0.09877 | 1
LO12Med | New | Clothes Washer | Residential | Water Heating | 0.001009 | 0.00074208 | 9.8594 | 0.00010234 | -1014.7662 | <0 | Manufactured | Top Load_ENERGY STAR but not CEE+Gas DHW_Gas Dryer | 5.1514e-06 | 1.0483e-05 | 1.6081e-05 | 2.2078e-05 | 2.7941e-05 | 3.2955e-05 | 3.7615e-05 | 4.189e-05 | 4.6085e-05 | 4.9998e-05 | 5.2067e-05 | 5.4885e-05 | 5.7856e-05 | 6.0582e-05 | 6.1862e-05 | 6.3746e-05 | 6.4725e-05 | 6.5236e-05 | 6.6289e-05 | 6.7106e-05 | 0.00090463 | 0.00090463 | 0.00034234 | 1
LO12Med | New | Clothes Washer | Residential | Water Heating | 0.0026684 | 0.0019762 | 25.8668 | 0.00010316 | -65.5439 | <0 | Manufactured | Top Load_CEE Tier 1+Electric DHW_Electric Dryer | 0.00085918 | 0.0017484 | 0.002682 | 0.0036823 | 0.0046602 | 0.0054965 | 0.0062736 | 0.0069866 | 0.0076862 | 0.008339 | 0.008684 | 0.0091539 | 0.0096495 | 0.010104 | 0.010318 | 0.010632 | 0.010795 | 0.01088 | 0.011056 | 0.011192 | 0.15088 | 0.15088 | 0.057098 | 1
LO12Med | New | Clothes Washer | Residential | Water Heating | 0.0031349 | 0.0023239 | 30.3555 | 0.00010327 | -51.4624 | <0 | Manufactured | Top Load_CEE Tier 1+Gas DHW_Gas Dryer | 1.6005e-05 | 3.2569e-05 | 4.996e-05 | 6.8594e-05 | 8.6809e-05 | 0.00010239 | 0.00011686 | 0.00013014 | 0.00014318 | 0.00015534 | 0.00016176 | 0.00017052 | 0.00017975 | 0.00018822 | 0.00019219 | 0.00019805 | 0.00020109 | 0.00020268 | 0.00020595 | 0.00020849 | 0.0028105 | 0.0028105 | 0.0010636 | 1
LO12Med | New | Clothes Washer | Residential | Water Heating | 0.00018318 | 0.00012397 | 1.9516 | 9.3863e-05 | -833.4977 | <0 | Manufactured | Top Load_CEE Tier 1+Electric DHW_Gas Dryer | 3.1378e-07 | 6.3853e-07 | 9.795e-07 | 1.3448e-06 | 1.7019e-06 | 2.0074e-06 | 2.2912e-06 | 2.5516e-06 | 2.8071e-06 | 3.0455e-06 | 3.1715e-06 | 3.3431e-06 | 3.5241e-06 | 3.6901e-06 | 3.7681e-06 | 3.8828e-06 | 3.9425e-06 | 3.9736e-06 | 4.0377e-06 | 4.0875e-06 | 5.5102e-05 | 5.5102e-05 | 2.0853e-05 | 1
LO12Med | New | Clothes Washer | Residential | Water Heating | 0.0027085 | 0.0020156 | 26.1088 | 0.00010374 | 25.3986 | 20-30 | Manufactured | Front Load_CEE Tier 2+Electric DHW_Electric Dryer | 0.00087208 | 0.0017746 | 0.0027223 | 0.0037377 | 0.0047302 | 0.005579 | 0.0063678 | 0.0070915 | 0.0078017 | 0.0084642 | 0.0088144 | 0.0092914 | 0.0097945 | 0.010256 | 0.010473 | 0.010792 | 0.010957 | 0.011044 | 0.011222 | 0.01136 | 0.15314 | 0.15314 | 0.057955 | 1
LO12Med | New | Clothes Washer | Residential | Water Heating | 0.0017066 | 0.0012689 | 16.4676 | 0.00010363 | 41.9593 | 40-50 | Manufactured | Front Load_CEE Tier 2+Electric DHW_Gas Dryer | 2.9233e-06 | 5.9488e-06 | 9.1255e-06 | 1.2529e-05 | 1.5856e-05 | 1.8702e-05 | 2.1346e-05 | 2.3772e-05 | 2.6152e-05 | 2.8373e-05 | 2.9547e-05 | 3.1146e-05 | 3.2832e-05 | 3.4379e-05 | 3.5105e-05 | 3.6174e-05 | 3.673e-05 | 3.702e-05 | 3.7618e-05 | 3.8081e-05 | 0.00051336 | 0.00051336 | 0.00019427 | 0
LO12Med | New | Clothes Washer | Residential | Water Heating | 0.0030268 | 0.0022459 | 29.2765 | 0.00010339 | -343.6572 | <0 | Manufactured | Top Load_ENERGY STAR but not CEE+Gas DHW_Electric Dryer | 0.00010107 | 0.00020567 | 0.0003155 | 0.00043317 | 0.0005482 | 0.00064657 | 0.00073798 | 0.00082185 | 0.00090416 | 0.00098094 | 0.0010215 | 0.0010768 | 0.0011351 | 0.0011886 | 0.0012137 | 0.0012507 | 0.0012699 | 0.0012799 | 0.0013006 | 0.0013166 | 0.017748 | 0.017748 | 0.0067166 | 1
LO12Med | New | Clothes Washer | Residential | Water Heating | 0.0025981 | 0.0019264 | 25.151 | 0.0001033 | -396.4232 | <0 | Manufactured | Top Load_ENERGY STAR but not CEE+Electric DHW_Gas Dryer | 4.4505e-06 | 9.0565e-06 | 1.3893e-05 | 1.9074e-05 | 2.4139e-05 | 2.8471e-05 | 3.2497e-05 | 3.619e-05 | 3.9814e-05 | 4.3195e-05 | 4.4982e-05 | 4.7417e-05 | 4.9984e-05 | 5.2338e-05 | 5.3445e-05 | 5.5072e-05 | 5.5918e-05 | 5.6359e-05 | 5.7269e-05 | 5.7975e-05 | 0.00078154 | 0.00078154 | 0.00029576 | 1
LO12Med | New | Clothes Washer | Residential | Water Heating | 0.0056201 | 0.0041761 | 54.2707 | 0.00010356 | -30.0573 | <0 | Manufactured | Top Load_CEE Tier 1+Gas DHW_Electric Dryer | 0.00018766 | 0.00038188 | 0.0005858 | 0.00080429 | 0.0010179 | 0.0012005 | 0.0013703 | 0.001526 | 0.0016788 | 0.0018214 | 0.0018967 | 0.0019994 | 0.0021076 | 0.0022069 | 0.0022536 | 0.0023222 | 0.0023579 | 0.0023765 | 0.0024148 | 0.0024446 | 0.032955 | 0.032955 | 0.012471 | 1
LO12Med | New | Clothes Washer | Residential | Water Heating | 0.016954 | 0.012637 | 163.128 | 0.00010393 | -45.3279 | <0 | Manufactured | Front Load_CEE Tier 1+Electric DHW_Electric Dryer | 0.0054589 | 0.011109 | 0.017041 | 0.023396 | 0.029609 | 0.034922 | 0.03986 | 0.04439 | 0.048835 | 0.052983 | 0.055175 | 0.058161 | 0.061309 | 0.064198 | 0.065554 | 0.067551 | 0.068588 | 0.069129 | 0.070246 | 0.071111 | 0.95863 | 0.95863 | 0.36278 | 1
LO12Med | New | Clothes Washer | Residential | Water Heating | 0.01124 | 0.0083782 | 108.1398 | 0.00010394 | -69.4839 | <0 | Manufactured | Front Load_CEE Tier 1+Gas DHW_Electric Dryer | 0.0003753 | 0.00076373 | 0.0011716 | 0.0016085 | 0.0020357 | 0.002401 | 0.0027404 | 0.0030519 | 0.0033575 | 0.0036426 | 0.0037933 | 0.0039986 | 0.0042151 | 0.0044137 | 0.0045069 | 0.0046442 | 0.0047155 | 0.0047527 | 0.0048295 | 0.004889 | 0.065907 | 0.065907 | 0.024941 | 1
LO12Med | New | Clothes Washer | Residential | Water Heating | 0.00283 | 0.0021105 | 27.2131 | 0.00010399 | -257.1273 | <0 | Manufactured | Front Load_CEE Tier 1+Electric DHW_Gas Dryer | 4.8476e-06 | 9.8648e-06 | 1.5133e-05 | 2.0777e-05 | 2.6294e-05 | 3.1012e-05 | 3.5397e-05 | 3.942e-05 | 4.3367e-05 | 4.705e-05 | 4.8997e-05 | 5.1648e-05 | 5.4445e-05 | 5.7009e-05 | 5.8214e-05 | 5.9987e-05 | 6.0909e-05 | 6.1389e-05 | 6.238e-05 | 6.3149e-05 | 0.00085129 | 0.00085129 | 0.00032216 | 1
LO12Med | NR | Clothes Washer | Residential | Water Heating | 0.0046159 | 0.0034303 | 44.568 | 0.00010357 | -224.9709 | <0 | Single Family | Top Load_ENERGY STAR but not CEE+Electric DHW_Electric Dryer | 0.06371 | 0.12713 | 0.19026 | 0.25311 | 0.31567 | 0.37164 | 0.41605 | 0.45122 | 0.47902 | 0.50095 | 0.51818 | 0.53166 | 0.54215 | 0.55026 | 0.65888 | 0.65166 | 0.63852 | 0.62633 | 0.4121 | 0 | 8.2985 | 8.2985 | 3.6869 | 1
LO12Med | NR | Clothes Washer | Residential | Water Heating | 0.0030268 | 0.0022459 | 29.2765 | 0.00010339 | -343.6572 | <0 | Single Family | Top Load_ENERGY STAR but not CEE+Gas DHW_Electric Dryer | 0.035273 | 0.070386 | 0.10534 | 0.14013 | 0.17477 | 0.20576 | 0.23034 | 0.24982 | 0.26521 | 0.27735 | 0.28689 | 0.29435 | 0.30016 | 0.30465 | 0.36479 | 0.36079 | 0.35352 | 0.34677 | 0.22816 | 0 | 4.5945 | 4.5945 | 2.0413 | 1
LO12Med | NR | Clothes Washer | Residential | Water Heating | 0.0025981 | 0.0019264 | 25.151 | 0.0001033 | -396.4232 | <0 | Single Family | Top Load_ENERGY STAR but not CEE+Electric DHW_Gas Dryer | 0.00037562 | 0.00074954 | 0.0011218 | 0.0014923 | 0.0018611 | 0.0021911 | 0.0024529 | 0.0026603 | 0.0028242 | 0.0029535 | 0.0030551 | 0.0031346 | 0.0031964 | 0.0032442 | 0.0038846 | 0.0038421 | 0.0037646 | 0.0036927 | 0.0024297 | 0 | 0.048927 | 0.048927 | 0.021738 | 1
LO12Med | NR | Clothes Washer | Residential | Water Heating | 0.001009 | 0.00074208 | 9.8594 | 0.00010234 | -1014.7662 | <0 | Single Family | Top Load_ENERGY STAR but not CEE+Gas DHW_Gas Dryer | 0.0019077 | 0.0038068 | 0.0056973 | 0.0075791 | 0.0094524 | 0.011128 | 0.012458 | 0.013511 | 0.014344 | 0.015 | 0.015516 | 0.01592 | 0.016234 | 0.016477 | 0.019729 | 0.019513 | 0.01912 | 0.018755 | 0.01234 | 0 | 0.24849 | 0.24849 | 0.1104 | 1
LO12Med | NR | Clothes Washer | Residential | Water Heating | 0.0026684 | 0.0019762 | 25.8668 | 0.00010316 | -65.5439 | <0 | Single Family | Top Load_CEE Tier 1+Electric DHW_Electric Dryer | 0.03683 | 0.073493 | 0.10999 | 0.14632 | 0.18248 | 0.21484 | 0.24051 | 0.26085 | 0.27692 | 0.28959 | 0.29955 | 0.30735 | 0.31341 | 0.3181 | 0.38089 | 0.37672 | 0.36912 | 0.36208 | 0.23823 | 0 | 4.7973 | 4.7973 | 2.1314 | 1
LO12Med | NR | Clothes Washer | Residential | Water Heating | 0.00018318 | 0.00012397 | 1.9516 | 9.3863e-05 | -833.4977 | <0 | Single Family | Top Load_CEE Tier 1+Electric DHW_Gas Dryer | 2.6483e-05 | 5.2846e-05 | 7.9089e-05 | 0.00010521 | 0.00013122 | 0.00015449 | 0.00017294 | 0.00018756 | 0.00019912 | 0.00020824 | 0.0002154 | 0.000221 | 0.00022536 | 0.00022873 | 0.00027388 | 0.00027089 | 0.00026542 | 0.00026036 | 0.0001713 | 0 | 0.0034495 | 0.0034495 | 0.0015326 | 1
LO12Med | NR | Clothes Washer | Residential | Water Heating | 0.0031349 | 0.0023239 | 30.3555 | 0.00010327 | -51.4624 | <0 | Single Family | Top Load_CEE Tier 1+Gas DHW_Gas Dryer | 0.005927 | 0.011827 | 0.0177 | 0.023547 | 0.029367 | 0.034574 | 0.038705 | 0.041978 | 0.044564 | 0.046604 | 0.048207 | 0.049461 | 0.050437 | 0.051192 | 0.061296 | 0.060625 | 0.059402 | 0.058268 | 0.038338 | 0 | 0.77202 | 0.77202 | 0.343 | 1
LO12Med | NR | Clothes Washer | Residential | Water Heating | 0.0056201 | 0.0041761 | 54.2707 | 0.00010356 | -30.0573 | <0 | Single Family | Top Load_CEE Tier 1+Gas DHW_Electric Dryer | 0.065494 | 0.13069 | 0.19559 | 0.2602 | 0.32451 | 0.38205 | 0.4277 | 0.46386 | 0.49244 | 0.51497 | 0.53269 | 0.54655 | 0.55733 | 0.56567 | 0.67733 | 0.66991 | 0.6564 | 0.64387 | 0.42364 | 0 | 8.5309 | 8.5309 | 3.7902 | 1
LO12Med | NR | Clothes Washer | Residential | Water Heating | 0.016954 | 0.012637 | 163.128 | 0.00010393 | -45.3279 | <0 | Single Family | Front Load_CEE Tier 1+Electric DHW_Electric Dryer | 0.23401 | 0.46695 | 0.69883 | 0.92966 | 1.1594 | 1.365 | 1.5281 | 1.6573 | 1.7594 | 1.84 | 1.9032 | 1.9528 | 1.9913 | 2.0211 | 2.42 | 2.3935 | 2.3453 | 2.3005 | 1.5136 | 0 | 30.4801 | 30.4801 | 13.542 | 1
LO12Med | NR | Clothes Washer | Residential | Water Heating | 0.01124 | 0.0083782 | 108.1398 | 0.00010394 | -69.4839 | <0 | Single Family | Front Load_CEE Tier 1+Gas DHW_Electric Dryer | 0.13098 | 0.26137 | 0.39117 | 0.52037 | 0.64899 | 0.76407 | 0.85536 | 0.92767 | 0.98484 | 1.0299 | 1.0653 | 1.093 | 1.1146 | 1.1313 | 1.3546 | 1.3398 | 1.3127 | 1.2877 | 0.84724 | 0 | 17.0611 | 17.0611 | 7.5801 | 1
LO12Med | NR | Clothes Washer | Residential | Water Heating | 0.00283 | 0.0021105 | 27.2131 | 0.00010399 | -257.1273 | <0 | Single Family | Front Load_CEE Tier 1+Electric DHW_Gas Dryer | 0.00040915 | 0.00081644 | 0.0012219 | 0.0016255 | 0.0020272 | 0.0023867 | 0.0026719 | 0.0028977 | 0.0030763 | 0.0032171 | 0.0033277 | 0.0034143 | 0.0034817 | 0.0035338 | 0.0042313 | 0.004185 | 0.0041006 | 0.0040223 | 0.0026465 | 0 | 0.053293 | 0.053293 | 0.023678 | 1
LO12Med | NR | Clothes Washer | Residential | Water Heating | 0.0027085 | 0.0020156 | 26.1088 | 0.00010374 | 25.3986 | 20-30 | Single Family | Front Load_CEE Tier 2+Electric DHW_Electric Dryer | 0.037383 | 0.074597 | 0.11164 | 0.14852 | 0.18523 | 0.21807 | 0.24413 | 0.26476 | 0.28108 | 0.29394 | 0.30405 | 0.31196 | 0.31812 | 0.32288 | 0.38661 | 0.38238 | 0.37467 | 0.36751 | 0.24181 | 0 | 4.8693 | 4.8693 | 2.1634 | 1
LO12Med | NR | Clothes Washer | Residential | Water Heating | 0.0017066 | 0.0012689 | 16.4676 | 0.00010363 | 41.9593 | 40-50 | Single Family | Front Load_CEE Tier 2+Electric DHW_Gas Dryer | 0.00024673 | 0.00049234 | 0.00073683 | 0.00098022 | 0.0012225 | 0.0014393 | 0.0016112 | 0.0017474 | 0.0018551 | 0.00194 | 0.0020067 | 0.002059 | 0.0020996 | 0.002131 | 0.0025516 | 0.0025237 | 0.0024728 | 0.0024256 | 0.0015959 | 0 | 0.032138 | 0.032138 | 0.014278 | 0
LO12Med | NR | Clothes Washer | Residential | Water Heating | 0.0046159 | 0.0034303 | 44.568 | 0.00010357 | -224.9709 | <0 | Multifamily - Low Rise | Top Load_ENERGY STAR but not CEE+Electric DHW_Electric Dryer | 0.013209 | 0.026359 | 0.039449 | 0.052479 | 0.065449 | 0.077055 | 0.086262 | 0.093555 | 0.099319 | 0.10386 | 0.10744 | 0.11023 | 0.11241 | 0.11409 | 0.15399 | 0.151 | 0.14664 | 0.14251 | 0.093655 | 0 | 1.789 | 1.789 | 0.76444 | 1
LO12Med | NR | Clothes Washer | Residential | Water Heating | 0.0030268 | 0.0022459 | 29.2765 | 0.00010339 | -343.6572 | <0 | Multifamily - Low Rise | Top Load_ENERGY STAR but not CEE+Gas DHW_Electric Dryer | 0.0013705 | 0.0027348 | 0.004093 | 0.0054449 | 0.0067906 | 0.0079948 | 0.00895 | 0.0097067 | 0.010305 | 0.010776 | 0.011147 | 0.011437 | 0.011663 | 0.011837 | 0.015977 | 0.015667 | 0.015214 | 0.014786 | 0.0097171 | 0 | 0.18561 | 0.18561 | 0.079313 | 1
LO12Med | NR | Clothes Washer | Residential | Water Heating | 0.0025981 | 0.0019264 | 25.151 | 0.0001033 | -396.4232 | <0 | Multifamily - Low Rise | Top Load_ENERGY STAR but not CEE+Electric DHW_Gas Dryer | 0 | 0 | 0 | 0 | 0 | 0 | 0 | 0 | 0 | 0 | 0 | 0 | 0 | 0 | 0 | 0 | 0 | 0 | 0 | 0 | 0 | 0 | 0 | 1
LO12Med | NR | Clothes Washer | Residential | Water Heating | 0.001009 | 0.00074208 | 9.8594 | 0.00010234 | -1014.7662 | <0 | Multifamily - Low Rise | Top Load_ENERGY STAR but not CEE+Gas DHW_Gas Dryer | 4.9401e-05 | 9.8578e-05 | 0.00014753 | 0.00019626 | 0.00024477 | 0.00028817 | 0.00032261 | 0.00034988 | 0.00037144 | 0.00038844 | 0.0004018 | 0.00041225 | 0.00042039 | 0.00042668 | 0.00057591 | 0.00056472 | 0.00054839 | 0.00053297 | 0.00035025 | 0 | 0.0066904 | 0.0066904 | 0.0028589 | 1
LO12Med | NR | Clothes Washer | Residential | Water Heating | 0.0026684 | 0.0019762 | 25.8668 | 0.00010316 | -65.5439 | <0 | Multifamily - Low Rise | Top Load_CEE Tier 1+Electric DHW_Electric Dryer | 0.0076363 | 0.015238 | 0.022805 | 0.030337 | 0.037836 | 0.044545 | 0.049867 | 0.054083 | 0.057416 | 0.060043 | 0.062108 | 0.063724 | 0.064982 | 0.065954 | 0.089022 | 0.087292 | 0.084769 | 0.082384 | 0.054141 | 0 | 1.0342 | 1.0342 | 0.44191 | 1
LO12Med | NR | Clothes Washer | Residential | Water Heating | 0.00018318 | 0.00012397 | 1.9516 | 9.3863e-05 | -833.4977 | <0 | Multifamily - Low Rise | Top Load_CEE Tier 1+Electric DHW_Gas Dryer | 0 | 0 | 0 | 0 | 0 | 0 | 0 | 0 | 0 | 0 | 0 | 0 | 0 | 0 | 0 | 0 | 0 | 0 | 0 | 0 | 0 | 0 | 0 | 1
LO12Med | NR | Clothes Washer | Residential | Water Heating | 0.0031349 | 0.0023239 | 30.3555 | 0.00010327 | -51.4624 | <0 | Multifamily - Low Rise | Top Load_CEE Tier 1+Gas DHW_Gas Dryer | 0.00015348 | 0.00030627 | 0.00045836 | 0.00060975 | 0.00076046 | 0.0008953 | 0.0010023 | 0.001087 | 0.001154 | 0.0012068 | 0.0012483 | 0.0012808 | 0.0013061 | 0.0013256 | 0.0017893 | 0.0017545 | 0.0017038 | 0.0016558 | 0.0010882 | 0 | 0.020786 | 0.020786 | 0.008882 | 1
LO12Med | NR | Clothes Washer | Residential | Water Heating | 0.0056201 | 0.0041761 | 54.2707 | 0.00010356 | -30.0573 | <0 | Multifamily - Low Rise | Top Load_CEE Tier 1+Gas DHW_Electric Dryer | 0.0025448 | 0.005078 | 0.0075997 | 0.01011 | 0.012609 | 0.014844 | 0.016618 | 0.018023 | 0.019134 | 0.020009 | 0.020697 | 0.021236 | 0.021655 | 0.021979 | 0.029666 | 0.02909 | 0.028249 | 0.027454 | 0.018042 | 0 | 0.34464 | 0.34464 | 0.14727 | 1
LO12Med | NR | Clothes Washer | Residential | Water Heating | 0.016954 | 0.012637 | 163.128 | 0.00010393 | -45.3279 | <0 | Multifamily - Low Rise | Front Load_CEE Tier 1+Electric DHW_Electric Dryer | 0.048518 | 0.096815 | 0.14489 | 0.19275 | 0.24039 | 0.28302 | 0.31684 | 0.34362 | 0.3648 | 0.38149 | 0.39461 | 0.40488 | 0.41287 | 0.41905 | 0.56561 | 0.55462 | 0.53859 | 0.52344 | 0.34399 | 0 | 6.5708 | 6.5708 | 2.8078 | 1
LO12Med | NR | Clothes Washer | Residential | Water Heating | 0.01124 | 0.0083782 | 108.1398 | 0.00010394 | -69.4839 | <0 | Multifamily - Low Rise | Front Load_CEE Tier 1+Gas DHW_Electric Dryer | 0.0050893 | 0.010156 | 0.015199 | 0.020219 | 0.025216 | 0.029688 | 0.033235 | 0.036045 | 0.038266 | 0.040017 | 0.041393 | 0.04247 | 0.043309 | 0.043956 | 0.05933 | 0.058178 | 0.056496 | 0.054906 | 0.036083 | 0 | 0.68925 | 0.68925 | 0.29452 | 1
LO12Med | NR | Clothes Washer | Residential | Water Heating | 0.00283 | 0.0021105 | 27.2131 | 0.00010399 | -257.1273 | <0 | Multifamily - Low Rise | Front Load_CEE Tier 1+Electric DHW_Gas Dryer | 0 | 0 | 0 | 0 | 0 | 0 | 0 | 0 | 0 | 0 | 0 | 0 | 0 | 0 | 0 | 0 | 0 | 0 | 0 | 0 | 0 | 0 | 0 | 1
LO12Med | NR | Clothes Washer | Residential | Water Heating | 0.0027085 | 0.0020156 | 26.1088 | 0.00010374 | 25.3986 | 20-30 | Multifamily - Low Rise | Front Load_CEE Tier 2+Electric DHW_Electric Dryer | 0.0077509 | 0.015467 | 0.023147 | 0.030793 | 0.038404 | 0.045214 | 0.050616 | 0.054895 | 0.058278 | 0.060945 | 0.063041 | 0.064681 | 0.065958 | 0.066945 | 0.090359 | 0.088603 | 0.086042 | 0.083621 | 0.054954 | 0 | 1.0497 | 1.0497 | 0.44855 | 1
LO12Med | NR | Clothes Washer | Residential | Water Heating | 0.0017066 | 0.0012689 | 16.4676 | 0.00010363 | 41.9593 | 40-50 | Multifamily - Low Rise | Front Load_CEE Tier 2+Electric DHW_Gas Dryer | 0 | 0 | 0 | 0 | 0 | 0 | 0 | 0 | 0 | 0 | 0 | 0 | 0 | 0 | 0 | 0 | 0 | 0 | 0 | 0 | 0 | 0 | 0 | 0
LO12Med | NR | Clothes Washer | Residential | Water Heating | 0.0046159 | 0.0034303 | 44.568 | 0.00010357 | -224.9709 | <0 | Multifamily - High Rise | Top Load_ENERGY STAR but not CEE+Electric DHW_Electric Dryer | 0.0038788 | 0.0077399 | 0.011584 | 0.01541 | 0.019218 | 0.022626 | 0.02533 | 0.027471 | 0.029164 | 0.030498 | 0.031547 | 0.032368 | 0.033007 | 0.033501 | 0.045039 | 0.044119 | 0.042882 | 0.041724 | 0.027511 | 0 | 0.52462 | 0.52462 | 0.22447 | 1
LO12Med | NR | Clothes Washer | Residential | Water Heating | 0.0030268 | 0.0022459 | 29.2765 | 0.00010339 | -343.6572 | <0 | Multifamily - High Rise | Top Load_ENERGY STAR but not CEE+Gas DHW_Electric Dryer | 0.00040244 | 0.00080305 | 0.0012018 | 0.0015988 | 0.001994 | 0.0023475 | 0.002628 | 0.0028502 | 0.0030259 | 0.0031643 | 0.0032732 | 0.0033583 | 0.0034246 | 0.0034758 | 0.004673 | 0.0045776 | 0.0044491 | 0.004329 | 0.0028543 | 0 | 0.054431 | 0.054431 | 0.023289 | 1
LO12Med | NR | Clothes Washer | Residential | Water Heating | 0.0025981 | 0.0019264 | 25.151 | 0.0001033 | -396.4232 | <0 | Multifamily - High Rise | Top Load_ENERGY STAR but not CEE+Electric DHW_Gas Dryer | 0 | 0 | 0 | 0 | 0 | 0 | 0 | 0 | 0 | 0 | 0 | 0 | 0 | 0 | 0 | 0 | 0 | 0 | 0 | 0 | 0 | 0 | 0 | 1
LO12Med | NR | Clothes Washer | Residential | Water Heating | 0.001009 | 0.00074208 | 9.8594 | 0.00010234 | -1014.7662 | <0 | Multifamily - High Rise | Top Load_ENERGY STAR but not CEE+Gas DHW_Gas Dryer | 1.4506e-05 | 2.8946e-05 | 4.3321e-05 | 5.763e-05 | 7.1873e-05 | 8.4618e-05 | 9.4729e-05 | 0.00010274 | 0.00010907 | 0.00011406 | 0.00011798 | 0.00012105 | 0.00012344 | 0.00012529 | 0.00016844 | 0.000165 | 0.00016037 | 0.00015604 | 0.00010289 | 0 | 0.001962 | 0.001962 | 0.00083947 | 1
LO12Med | NR | Clothes Washer | Residential | Water Heating | 0.0026684 | 0.0019762 | 25.8668 | 0.00010316 | -65.5439 | <0 | Multifamily - High Rise | Top Load_CEE Tier 1+Electric DHW_Electric Dryer | 0.0022423 | 0.0044744 | 0.0066963 | 0.0089082 | 0.01111 | 0.01308 | 0.014643 | 0.015881 | 0.016859 | 0.017631 | 0.018237 | 0.018712 | 0.019081 | 0.019366 | 0.026037 | 0.025505 | 0.02479 | 0.02412 | 0.015904 | 0 | 0.30328 | 0.30328 | 0.12976 | 1
LO12Med | NR | Clothes Washer | Residential | Water Heating | 0.00018318 | 0.00012397 | 1.9516 | 9.3863e-05 | -833.4977 | <0 | Multifamily - High Rise | Top Load_CEE Tier 1+Electric DHW_Gas Dryer | 0 | 0 | 0 | 0 | 0 | 0 | 0 | 0 | 0 | 0 | 0 | 0 | 0 | 0 | 0 | 0 | 0 | 0 | 0 | 0 | 0 | 0 | 0 | 1
LO12Med | NR | Clothes Washer | Residential | Water Heating | 0.0031349 | 0.0023239 | 30.3555 | 0.00010327 | -51.4624 | <0 | Multifamily - High Rise | Top Load_CEE Tier 1+Gas DHW_Gas Dryer | 4.5068e-05 | 8.9931e-05 | 0.00013459 | 0.00017905 | 0.0002233 | 0.00026289 | 0.00029431 | 0.00031919 | 0.00033885 | 0.00035436 | 0.00036655 | 0.00037609 | 0.00038351 | 0.00038925 | 0.00052331 | 0.00051263 | 0.00049824 | 0.00048479 | 0.00031965 | 0 | 0.0060955 | 0.0060955 | 0.0026081 | 1
LO12Med | NR | Clothes Washer | Residential | Water Heating | 0.0056201 | 0.0041761 | 54.2707 | 0.00010356 | -30.0573 | <0 | Multifamily - High Rise | Top Load_CEE Tier 1+Gas DHW_Electric Dryer | 0.00074724 | 0.0014911 | 0.0022315 | 0.0029686 | 0.0037024 | 0.0043589 | 0.0048797 | 0.0052922 | 0.0056183 | 0.0058754 | 0.0060775 | 0.0062357 | 0.0063587 | 0.0064538 | 0.0086766 | 0.0084995 | 0.008261 | 0.0080379 | 0.0052999 | 0 | 0.10107 | 0.10107 | 0.043243 | 1
LO12Med | NR | Clothes Washer | Residential | Water Heating | 0.016954 | 0.012637 | 163.128 | 0.00010393 | -45.3279 | <0 | Multifamily - High Rise | Front Load_CEE Tier 1+Electric DHW_Electric Dryer | 0.014247 | 0.028428 | 0.042546 | 0.056599 | 0.070588 | 0.083105 | 0.093035 | 0.1009 | 0.10712 | 0.11202 | 0.11587 | 0.11889 | 0.12123 | 0.12305 | 0.16543 | 0.16205 | 0.1575 | 0.15325 | 0.10105 | 0 | 1.9269 | 1.9269 | 0.82446 | 1
LO12Med | NR | Clothes Washer | Residential | Water Heating | 0.01124 | 0.0083782 | 108.1398 | 0.00010394 | -69.4839 | <0 | Multifamily - High Rise | Front Load_CEE Tier 1+Gas DHW_Electric Dryer | 0.0014944 | 0.002982 | 0.0044629 | 0.005937 | 0.0074044 | 0.0087174 | 0.009759 | 0.010584 | 0.011236 | 0.01175 | 0.012155 | 0.012471 | 0.012717 | 0.012907 | 0.017353 | 0.016998 | 0.016521 | 0.016075 | 0.010599 | 0 | 0.20212 | 0.20212 | 0.086482 | 1
LO12Med | NR | Clothes Washer | Residential | Water Heating | 0.00283 | 0.0021105 | 27.2131 | 0.00010399 | -257.1273 | <0 | Multifamily - High Rise | Front Load_CEE Tier 1+Electric DHW_Gas Dryer | 0 | 0 | 0 | 0 | 0 | 0 | 0 | 0 | 0 | 0 | 0 | 0 | 0 | 0 | 0 | 0 | 0 | 0 | 0 | 0 | 0 | 0 | 0 | 1
LO12Med | NR | Clothes Washer | Residential | Water Heating | 0.0027085 | 0.0020156 | 26.1088 | 0.00010374 | 25.3986 | 20-30 | Multifamily - High Rise | Front Load_CEE Tier 2+Electric DHW_Electric Dryer | 0.002276 | 0.0045416 | 0.0067969 | 0.009042 | 0.011277 | 0.013276 | 0.014863 | 0.016119 | 0.017112 | 0.017896 | 0.018511 | 0.018993 | 0.019368 | 0.019657 | 0.026428 | 0.025888 | 0.025162 | 0.024482 | 0.016143 | 0 | 0.30783 | 0.30783 | 0.13171 | 1
LO12Med | NR | Clothes Washer | Residential | Water Heating | 0.0017066 | 0.0012689 | 16.4676 | 0.00010363 | 41.9593 | 40-50 | Multifamily - High Rise | Front Load_CEE Tier 2+Electric DHW_Gas Dryer | 0 | 0 | 0 | 0 | 0 | 0 | 0 | 0 | 0 | 0 | 0 | 0 | 0 | 0 | 0 | 0 | 0 | 0 | 0 | 0 | 0 | 0 | 0 | 0
LO12Med | NR | Clothes Washer | Residential | Water Heating | 0.0046159 | 0.0034303 | 44.568 | 0.00010357 | -224.9709 | <0 | Manufactured | Top Load_ENERGY STAR but not CEE+Electric DHW_Electric Dryer | 0.014968 | 0.029615 | 0.043948 | 0.057971 | 0.07169 | 0.08369 | 0.092899 | 0.099903 | 0.10516 | 0.10905 | 0.11185 | 0.11379 | 0.11506 | 0.11579 | 0.13041 | 0.1293 | 0.12683 | 0.08993 | 0 | 0 | 1.6419 | 1.6419 | 0.82075 | 1
LO12Med | NR | Clothes Washer | Residential | Water Heating | 0.0030268 | 0.0022459 | 29.2765 | 0.00010339 | -343.6572 | <0 | Manufactured | Top Load_ENERGY STAR but not CEE+Gas DHW_Electric Dryer | 0.0010178 | 0.0020139 | 0.0029886 | 0.0039422 | 0.0048751 | 0.0056911 | 0.0063174 | 0.0067937 | 0.0071515 | 0.0074157 | 0.007606 | 0.0077381 | 0.0078243 | 0.0078743 | 0.0088684 | 0.0087928 | 0.0086246 | 0.0061155 | 0 | 0 | 0.11165 | 0.11165 | 0.055813 | 1
LO12Med | NR | Clothes Washer | Residential | Water Heating | 0.0025981 | 0.0019264 | 25.151 | 0.0001033 | -396.4232 | <0 | Manufactured | Top Load_ENERGY STAR but not CEE+Electric DHW_Gas Dryer | 4.482e-05 | 8.8682e-05 | 0.0001316 | 0.00017359 | 0.00021467 | 0.00025061 | 0.00027818 | 0.00029916 | 0.00031491 | 0.00032654 | 0.00033493 | 0.00034074 | 0.00034454 | 0.00034674 | 0.00039051 | 0.00038719 | 0.00037978 | 0.00026929 | 0 | 0 | 0.0049165 | 0.0049165 | 0.0024577 | 1
LO12Med | NR | Clothes Washer | Residential | Water Heating | 0.001009 | 0.00074208 | 9.8594 | 0.00010234 | -1014.7662 | <0 | Manufactured | Top Load_ENERGY STAR but not CEE+Gas DHW_Gas Dryer | 5.1879e-05 | 0.00010265 | 0.00015233 | 0.00020093 | 0.00024848 | 0.00029008 | 0.000322 | 0.00034627 | 0.00036451 | 0.00037797 | 0.00038768 | 0.00039441 | 0.0003988 | 0.00040135 | 0.00045202 | 0.00044817 | 0.00043959 | 0.00031171 | 0 | 0 | 0.0056908 | 0.0056908 | 0.0028448 | 1
LO12Med | NR | Clothes Washer | Residential | Water Heating | 0.0026684 | 0.0019762 | 25.8668 | 0.00010316 | -65.5439 | <0 | Manufactured | Top Load_CEE Tier 1+Electric DHW_Electric Dryer | 0.0086526 | 0.01712 | 0.025406 | 0.033513 | 0.041443 | 0.04838 | 0.053704 | 0.057753 | 0.060795 | 0.063041 | 0.064659 | 0.065781 | 0.066514 | 0.066939 | 0.07539 | 0.074748 | 0.073318 | 0.051988 | 0 | 0 | 0.94914 | 0.94914 | 0.47447 | 1
LO12Med | NR | Clothes Washer | Residential | Water Heating | 0.00018318 | 0.00012397 | 1.9516 | 9.3863e-05 | -833.4977 | <0 | Manufactured | Top Load_CEE Tier 1+Electric DHW_Gas Dryer | 3.16e-06 | 6.2525e-06 | 9.2785e-06 | 1.2239e-05 | 1.5135e-05 | 1.7669e-05 | 1.9613e-05 | 2.1092e-05 | 2.2203e-05 | 2.3023e-05 | 2.3614e-05 | 2.4024e-05 | 2.4291e-05 | 2.4447e-05 | 2.7533e-05 | 2.7298e-05 | 2.6776e-05 | 1.8986e-05 | 0 | 0 | 0.00034664 | 0.00034664 | 0.00017328 | 1
LO12Med | NR | Clothes Washer | Residential | Water Heating | 0.0031349 | 0.0023239 | 30.3555 | 0.00010327 | -51.4624 | <0 | Manufactured | Top Load_CEE Tier 1+Gas DHW_Gas Dryer | 0.00016118 | 0.00031891 | 0.00047326 | 0.00062426 | 0.00077199 | 0.00090121 | 0.0010004 | 0.0010758 | 0.0011325 | 0.0011743 | 0.0012044 | 0.0012254 | 0.001239 | 0.0012469 | 0.0014043 | 0.0013924 | 0.0013657 | 0.00096842 | 0 | 0 | 0.01768 | 0.01768 | 0.0088382 | 1
LO12Med | NR | Clothes Washer | Residential | Water Heating | 0.0056201 | 0.0041761 | 54.2707 | 0.00010356 | -30.0573 | <0 | Manufactured | Top Load_CEE Tier 1+Gas DHW_Electric Dryer | 0.0018899 | 0.0037394 | 0.0055491 | 0.0073198 | 0.0090519 | 0.010567 | 0.01173 | 0.012614 | 0.013279 | 0.013769 | 0.014123 | 0.014368 | 0.014528 | 0.014621 | 0.016467 | 0.016326 | 0.016014 | 0.011355 | 0 | 0 | 0.20731 | 0.20731 | 0.10363 | 1
LO12Med | NR | Clothes Washer | Residential | Water Heating | 0.016954 | 0.012637 | 163.128 | 0.00010393 | -45.3279 | <0 | Manufactured | Front Load_CEE Tier 1+Electric DHW_Electric Dryer | 0.054975 | 0.10878 | 0.16142 | 0.21293 | 0.26331 | 0.30739 | 0.34122 | 0.36694 | 0.38626 | 0.40054 | 0.41082 | 0.41795 | 0.4226 | 0.42531 | 0.479 | 0.47492 | 0.46583 | 0.33031 | 0 | 0 | 6.0305 | 6.0305 | 3.0146 | 1
LO12Med | NR | Clothes Washer | Residential | Water Heating | 0.01124 | 0.0083782 | 108.1398 | 0.00010394 | -69.4839 | <0 | Manufactured | Front Load_CEE Tier 1+Gas DHW_Electric Dryer | 0.0037796 | 0.0074785 | 0.011098 | 0.014639 | 0.018103 | 0.021133 | 0.023459 | 0.025228 | 0.026556 | 0.027537 | 0.028244 | 0.028735 | 0.029055 | 0.02924 | 0.032932 | 0.032651 | 0.032026 | 0.022709 | 0 | 0 | 0.4146 | 0.4146 | 0.20726 | 1
LO12Med | NR | Clothes Washer | Residential | Water Heating | 0.00283 | 0.0021105 | 27.2131 | 0.00010399 | -257.1273 | <0 | Manufactured | Front Load_CEE Tier 1+Electric DHW_Gas Dryer | 4.882e-05 | 9.6596e-05 | 0.00014335 | 0.00018908 | 0.00023383 | 0.00027297 | 0.00030301 | 0.00032585 | 0.00034301 | 0.00035569 | 0.00036482 | 0.00037115 | 0.00037529 | 0.00037769 | 0.00042537 | 0.00042174 | 0.00041367 | 0.00029333 | 0 | 0 | 0.0053553 | 0.0053553 | 0.002677 | 1
LO12Med | NR | Clothes Washer | Residential | Water Heating | 0.0027085 | 0.0020156 | 26.1088 | 0.00010374 | 25.3986 | 20-30 | Manufactured | Front Load_CEE Tier 2+Electric DHW_Electric Dryer | 0.0087826 | 0.017377 | 0.025788 | 0.034016 | 0.042065 | 0.049107 | 0.054511 | 0.05862 | 0.061708 | 0.063987 | 0.06563 | 0.066769 | 0.067513 | 0.067945 | 0.076522 | 0.07587 | 0.074419 | 0.052769 | 0 | 0 | 0.9634 | 0.9634 | 0.48159 | 1
LO12Med | NR | Clothes Washer | Residential | Water Heating | 0.0017066 | 0.0012689 | 16.4676 | 0.00010363 | 41.9593 | 40-50 | Manufactured | Front Load_CEE Tier 2+Electric DHW_Gas Dryer | 2.944e-05 | 5.8251e-05 | 8.6443e-05 | 0.00011403 | 0.00014101 | 0.00016461 | 0.00018273 | 0.0001965 | 0.00020685 | 0.00021449 | 0.00022 | 0.00022382 | 0.00022631 | 0.00022776 | 0.00025651 | 0.00025433 | 0.00024946 | 0.00017689 | 0 | 0 | 0.0032294 | 0.0032294 | 0.0016143 | 0
LO50Fast | New | Desktop | Residential | Electronics | 0.0040217 | 0.0036565 | 34.0651 | 0.00011806 | 64.589 | 60-70 | Single Family | ENEGY STAR Desktop Computer - Market Average Baseline | 0.033144 | 0.047258 | 0.056034 | 0.061477 | 0.063666 | 0.062964 | 0.062337 | 0.061717 | 0.061528 | 0.061337 | 0.059358 | 0.058674 | 0.058405 | 0.058059 | 0.056519 | 0.055705 | 0.054697 | 0.053339 | 0.052473 | 0.051431 | 1.1301 | 1.1301 | 0.63082 | 0
LO50Fast | New | Desktop | Residential | Electronics | 0.0040217 | 0.0036565 | 34.0651 | 0.00011806 | 64.589 | 60-70 | Multifamily - Low Rise | ENEGY STAR Desktop Computer - Market Average Baseline | 0.0073131 | 0.010587 | 0.012741 | 0.014183 | 0.014898 | 0.014964 | 0.015036 | 0.015093 | 0.015255 | 0.015429 | 0.015164 | 0.015215 | 0.015367 | 0.01551 | 0.015332 | 0.015349 | 0.015298 | 0.015159 | 0.01515 | 0.015096 | 0.28814 | 0.28814 | 0.15066 | 0
LO50Fast | New | Desktop | Residential | Electronics | 0.0040217 | 0.0036565 | 34.0651 | 0.00011806 | 64.589 | 60-70 | Multifamily - High Rise | ENEGY STAR Desktop Computer - Market Average Baseline | 0.0021299 | 0.0030651 | 0.0036962 | 0.0041311 | 0.0043643 | 0.004395 | 0.0044321 | 0.0044747 | 0.0045385 | 0.0045983 | 0.0045103 | 0.0045179 | 0.0045643 | 0.0046015 | 0.0045415 | 0.004541 | 0.0045222 | 0.0044641 | 0.0044366 | 0.0044027 | 0.084927 | 0.084927 | 0.044336 | 0
LO50Fast | New | Desktop | Residential | Electronics | 0.0040217 | 0.0036565 | 34.0651 | 0.00011806 | 64.589 | 60-70 | Manufactured | ENEGY STAR Desktop Computer - Market Average Baseline | 0.0022041 | 0.0032819 | 0.0040595 | 0.0046406 | 0.0050022 | 0.0051462 | 0.0052951 | 0.0054433 | 0.0056281 | 0.0058163 | 0.0058317 | 0.0059673 | 0.0061441 | 0.0063139 | 0.0063507 | 0.0064646 | 0.0065535 | 0.0065953 | 0.0066923 | 0.0067655 | 0.1102 | 0.1102 | 0.052349 | 0
LO50Fast | New | Desktop | Residential | Electronics | 0.0027566 | 0.0025063 | 23.3493 | 0.00011806 | 103.7445 | 100-130 | Single Family | ENEGY STAR Desktop Computer - Washington State Code Baseline | 0.023525 | 0.033542 | 0.039771 | 0.043634 | 0.045189 | 0.04469 | 0.044245 | 0.043805 | 0.043671 | 0.043535 | 0.042131 | 0.041645 | 0.041454 | 0.041208 | 0.040116 | 0.039538 | 0.038823 | 0.037858 | 0.037244 | 0.036505 | 0.80213 | 0.80213 | 0.44774 | 0
LO50Fast | New | Desktop | Residential | Electronics | 0.0027566 | 0.0025063 | 23.3493 | 0.00011806 | 103.7445 | 100-130 | Multifamily - Low Rise | ENEGY STAR Desktop Computer - Washington State Code Baseline | 0.0051906 | 0.0075144 | 0.0090429 | 0.010066 | 0.010574 | 0.010621 | 0.010672 | 0.010712 | 0.010827 | 0.010951 | 0.010763 | 0.010799 | 0.010907 | 0.011009 | 0.010882 | 0.010894 | 0.010858 | 0.01076 | 0.010753 | 0.010715 | 0.20451 | 0.20451 | 0.10694 | 0
LO50Fast | New | Desktop | Residential | Electronics | 0.0027566 | 0.0025063 | 23.3493 | 0.00011806 | 103.7445 | 100-130 | Multifamily - High Rise | ENEGY STAR Desktop Computer - Washington State Code Baseline | 0.0015117 | 0.0021755 | 0.0026235 | 0.0029322 | 0.0030977 | 0.0031195 | 0.0031458 | 0.003176 | 0.0032213 | 0.0032638 | 0.0032013 | 0.0032067 | 0.0032396 | 0.003266 | 0.0032234 | 0.0032231 | 0.0032097 | 0.0031685 | 0.003149 | 0.0031249 | 0.060279 | 0.060279 | 0.031468 | 0
LO50Fast | New | Desktop | Residential | Electronics | 0.0027566 | 0.0025063 | 23.3493 | 0.00011806 | 103.7445 | 100-130 | Manufactured | ENEGY STAR Desktop Computer - Washington State Code Baseline | 0.0015644 | 0.0023294 | 0.0028813 | 0.0032937 | 0.0035504 | 0.0036526 | 0.0037583 | 0.0038635 | 0.0039947 | 0.0041282 | 0.0041392 | 0.0042354 | 0.0043609 | 0.0044814 | 0.0045075 | 0.0045884 | 0.0046515 | 0.0046812 | 0.00475 | 0.0048019 | 0.078214 | 0.078214 | 0.037156 | 0
LO50Fast | NR | Desktop | Residential | Electronics | 0.0040217 | 0.0036565 | 34.0651 | 0.00011806 | 64.589 | 60-70 | Single Family | ENEGY STAR Desktop Computer - Market Average Baseline | 0.38808 | 0.56664 | 0.6838 | 0.75739 | 0.80455 | 0.82621 | 0.83382 | 0.79732 | 0 | 0 | 0 | 0 | 0 | 0 | 0 | 0 | 0 | 0 | 0 | 0 | 5.6578 | 5.6578 | 5.6578 | 0
LO50Fast | NR | Desktop | Residential | Electronics | 0.0040217 | 0.0036565 | 34.0651 | 0.00011806 | 64.589 | 60-70 | Multifamily - Low Rise | ENEGY STAR Desktop Computer - Market Average Baseline | 0.047081 | 0.068744 | 0.082957 | 0.091885 | 0.097606 | 0.10023 | 0.10116 | 0.10374 | 0 | 0 | 0 | 0 | 0 | 0 | 0 | 0 | 0 | 0 | 0 | 0 | 0.6934 | 0.6934 | 0.6934 | 0
LO50Fast | NR | Desktop | Residential | Electronics | 0.0040217 | 0.0036565 | 34.0651 | 0.00011806 | 64.589 | 60-70 | Multifamily - High Rise | ENEGY STAR Desktop Computer - Market Average Baseline | 0.013932 | 0.020342 | 0.024548 | 0.02719 | 0.028883 | 0.029661 | 0.029933 | 0.030605 | 0 | 0 | 0 | 0 | 0 | 0 | 0 | 0 | 0 | 0 | 0 | 0 | 0.20509 | 0.20509 | 0.20509 | 0
LO50Fast | NR | Desktop | Residential | Electronics | 0.0040217 | 0.0036565 | 34.0651 | 0.00011806 | 64.589 | 60-70 | Manufactured | ENEGY STAR Desktop Computer - Market Average Baseline | 0.043419 | 0.062861 | 0.075218 | 0.082611 | 0.087014 | 0.088603 | 0.088665 | 0.0085109 | 0 | 0 | 0 | 0 | 0 | 0 | 0 | 0 | 0 | 0 | 0 | 0 | 0.5369 | 0.5369 | 0.5369 | 0
LO50Fast | NR | Desktop | Residential | Electronics | 0.0027566 | 0.0025063 | 23.3493 | 0.00011806 | 103.7445 | 100-130 | Single Family | ENEGY STAR Desktop Computer - Washington State Code Baseline | 0.29552 | 0.43149 | 0.52071 | 0.57675 | 0.61266 | 0.62915 | 0.63495 | 0.60716 | 0 | 0 | 0 | 0 | 0 | 0 | 0 | 0 | 0 | 0 | 0 | 0 | 4.3084 | 4.3084 | 4.3084 | 0
LO50Fast | NR | Desktop | Residential | Electronics | 0.0027566 | 0.0025063 | 23.3493 | 0.00011806 | 103.7445 | 100-130 | Multifamily - Low Rise | ENEGY STAR Desktop Computer - Washington State Code Baseline | 0.035852 | 0.052348 | 0.063171 | 0.06997 | 0.074327 | 0.076328 | 0.07703 | 0.078995 | 0 | 0 | 0 | 0 | 0 | 0 | 0 | 0 | 0 | 0 | 0 | 0 | 0.52802 | 0.52802 | 0.52802 | 0
LO50Fast | NR | Desktop | Residential | Electronics | 0.0027566 | 0.0025063 | 23.3493 | 0.00011806 | 103.7445 | 100-130 | Multifamily - High Rise | ENEGY STAR Desktop Computer - Washington State Code Baseline | 0.010609 | 0.01549 | 0.018693 | 0.020705 | 0.021994 | 0.022586 | 0.022794 | 0.023306 | 0 | 0 | 0 | 0 | 0 | 0 | 0 | 0 | 0 | 0 | 0 | 0 | 0.15618 | 0.15618 | 0.15618 | 0
LO50Fast | NR | Desktop | Residential | Electronics | 0.0027566 | 0.0025063 | 23.3493 | 0.00011806 | 103.7445 | 100-130 | Manufactured | ENEGY STAR Desktop Computer - Washington State Code Baseline | 0.033063 | 0.047868 | 0.057278 | 0.062907 | 0.066261 | 0.067471 | 0.067517 | 0.006481 | 0 | 0 | 0 | 0 | 0 | 0 | 0 | 0 | 0 | 0 | 0 | 0 | 0.40885 | 0.40885 | 0.40885 | 0
LO50Fast | New | Laptop | Residential | Electronics | 0.00050414 | 0.00045837 | 4.2703 | 0.00011806 | -20.3967 | <0 | Single Family | ENEGY STAR Laptop Computer | 0.0073362 | 0.010806 | 0.013237 | 0.015001 | 0.016047 | 0.016391 | 0.01676 | 0.017136 | 0.017641 | 0.018159 | 0.018144 | 0.018517 | 0.019029 | 0.019528 | 0.019624 | 0.019966 | 0.020236 | 0.020368 | 0.020681 | 0.020921 | 0.34553 | 0.34553 | 0.16666 | 1
LO50Fast | New | Laptop | Residential | Electronics | 0.00050414 | 0.00045837 | 4.2703 | 0.00011806 | -20.3967 | <0 | Multifamily - Low Rise | ENEGY STAR Laptop Computer | 0.0020154 | 0.0030143 | 0.0037473 | 0.004309 | 0.0046754 | 0.0048501 | 0.0050332 | 0.0052175 | 0.0054456 | 0.0056872 | 0.0057714 | 0.0059788 | 0.0062338 | 0.0064955 | 0.0066284 | 0.0068497 | 0.0070467 | 0.0072075 | 0.0074347 | 0.0076456 | 0.11129 | 0.11129 | 0.049766 | 1
LO50Fast | New | Laptop | Residential | Electronics | 0.00050414 | 0.00045837 | 4.2703 | 0.00011806 | -20.3967 | <0 | Multifamily - High Rise | ENEGY STAR Laptop Computer | 0.00058698 | 0.0008727 | 0.0010871 | 0.0012551 | 0.0013696 | 0.0014245 | 0.0014837 | 0.0015469 | 0.0016202 | 0.001695 | 0.0017166 | 0.0017753 | 0.0018516 | 0.0019271 | 0.0019634 | 0.0020265 | 0.0020831 | 0.0021225 | 0.0021772 | 0.0022299 | 0.032815 | 0.032815 | 0.014658 | 1
LO50Fast | New | Laptop | Residential | Electronics | 0.00050414 | 0.00045837 | 4.2703 | 0.00011806 | -20.3967 | <0 | Manufactured | ENEGY STAR Laptop Computer | 0.00046565 | 0.00071632 | 0.0009153 | 0.0010808 | 0.0012034 | 0.0012787 | 0.0013588 | 0.0014425 | 0.0015402 | 0.0016435 | 0.0017015 | 0.0017975 | 0.0019108 | 0.002027 | 0.0021047 | 0.0022116 | 0.0023142 | 0.0024039 | 0.0025176 | 0.0026268 | 0.033261 | 0.033261 | 0.013347 | 1
LO50Fast | NR | Laptop | Residential | Electronics | 0.00050414 | 0.00045837 | 4.2703 | 0.00011806 | -20.3967 | <0 | Single Family | ENEGY STAR Laptop Computer | 0.15589 | 0.23516 | 0.29316 | 0.33541 | 0.37736 | 0.3961 | 0.4101 | 0.18304 | 0 | 0 | 0 | 0 | 0 | 0 | 0 | 0 | 0 | 0 | 0 | 0 | 2.3862 | 2.3862 | 2.3862 | 1
LO50Fast | NR | Laptop | Residential | Electronics | 0.00050414 | 0.00045837 | 4.2703 | 0.00011806 | -20.3967 | <0 | Multifamily - Low Rise | ENEGY STAR Laptop Computer | 0.023548 | 0.035522 | 0.044282 | 0.050665 | 0.058155 | 0.060569 | 0.062376 | 0.028908 | 0 | 0 | 0 | 0 | 0 | 0 | 0 | 0 | 0 | 0 | 0 | 0 | 0.36403 | 0.36403 | 0.36403 | 1
LO50Fast | NR | Laptop | Residential | Electronics | 0.00050414 | 0.00045837 | 4.2703 | 0.00011806 | -20.3967 | <0 | Multifamily - High Rise | ENEGY STAR Laptop Computer | 0.0069682 | 0.010511 | 0.013104 | 0.014992 | 0.017197 | 0.017913 | 0.018453 | 0.0085335 | 0 | 0 | 0 | 0 | 0 | 0 | 0 | 0 | 0 | 0 | 0 | 0 | 0.10767 | 0.10767 | 0.10767 | 1
LO50Fast | NR | Laptop | Residential | Electronics | 0.00050414 | 0.00045837 | 4.2703 | 0.00011806 | -20.3967 | <0 | Manufactured | ENEGY STAR Laptop Computer | 0.016648 | 0.024901 | 0.03078 | 0.034919 | 0.038584 | 0.040337 | 0.02996 | 0 | 0 | 0 | 0 | 0 | 0 | 0 | 0 | 0 | 0 | 0 | 0 | 0 | 0.21613 | 0.21613 | 0.21613 | 1
Retro5Med | Retro | DHP | Residential | HVAC | 0.21562 | 0.2241 | 1448.5559 | 0.00014885 | 270.129 | >170 | Multifamily - Low Rise | Existing_MF_DHP | 6.0861 | 7.4558 | 9.1031 | 10.5432 | 11.9986 | 13.9959 | 15.3189 | 15.6138 | 14.6807 | 12.5906 | 9.721 | 6.419 | 2.028 | 0 | 0 | 0 | 0 | 0 | 0 | 0 | 135.5547 | 135.5547 | 127.1077 | 0
Retro5Med | Retro | DHP | Residential | HVAC | 0.21562 | 0.2241 | 1448.5559 | 0.00014885 | 270.129 | >170 | Multifamily - High Rise | Existing_MF_DHP | 1.5911 | 1.9492 | 2.3798 | 2.7563 | 3.1368 | 3.659 | 4.0048 | 4.0819 | 3.838 | 3.2916 | 2.5414 | 1.6781 | 0.53018 | 0 | 0 | 0 | 0 | 0 | 0 | 0 | 35.4381 | 35.4381 | 33.2298 | 0
Retro5Med | Retro | DHP | Residential | HVAC | 0.67245 | 0.6989 | 4517.5798 | 0.00014885 | 68.5246 | 60-70 | Single Family | HZ1_[> 20,000]_Pre kWh_VBDD R^2 ≥ 0.8 | 2.0812 | 2.5496 | 3.1129 | 3.6053 | 4.103 | 4.786 | 5.2384 | 5.3392 | 5.0202 | 4.3055 | 3.3242 | 2.195 | 0.69351 | 0 | 0 | 0 | 0 | 0 | 0 | 0 | 46.354 | 46.354 | 43.4655 | 0
Retro5Med | Retro | DHP | Residential | HVAC | 0.43479 | 0.45189 | 2920.9557 | 0.00014885 | 119.5141 | 100-130 | Single Family | HZ1_[15,001 - 20,000]_Pre kWh_VBDD R^2 ≥ 0.8 | 1.0756 | 1.3176 | 1.6087 | 1.8633 | 2.1205 | 2.4734 | 2.7072 | 2.7594 | 2.5945 | 2.2251 | 1.718 | 1.1344 | 0.35841 | 0 | 0 | 0 | 0 | 0 | 0 | 0 | 23.9561 | 23.9561 | 22.4633 | 0
Retro5Med | Retro | DHP | Residential | HVAC | 0.3614 | 0.37562 | 2427.9632 | 0.00014885 | 148.8082 | 130-170 | Single Family | HZ1_[10,001 - 15,000]_Pre kWh_VBDD R^2 ≥ 0.8 | 2.7665 | 3.3891 | 4.1378 | 4.7925 | 5.454 | 6.3619 | 6.9633 | 7.0973 | 6.6732 | 5.7231 | 4.4187 | 2.9178 | 0.92187 | 0 | 0 | 0 | 0 | 0 | 0 | 0 | 61.617 | 61.617 | 57.7774 | 0
Retro5Med | Retro | DHP | Residential | HVAC | 0.3959 | 0.46362 | 2749.0161 | 0.00014402 | 128.9692 | 100-130 | Single Family | HZ23_[15,001 - 20,000]_Pre kWh_VBDD R^2 ≥ 0.8 | 0.19094 | 0.23391 | 0.28559 | 0.33077 | 0.37643 | 0.4391 | 0.4806 | 0.48985 | 0.46058 | 0.39501 | 0.30498 | 0.20138 | 0.063627 | 0 | 0 | 0 | 0 | 0 | 0 | 0 | 4.2528 | 4.2528 | 3.9878 | 0
Retro5Med | Retro | DHP | Residential | HVAC | 0.35413 | 0.41471 | 2458.9813 | 0.00014402 | 147.0503 | 130-170 | Single Family | HZ23_[> 20,000]_Pre kWh_VBDD R^2 ≥ 0.8 | 0.26299 | 0.32217 | 0.39335 | 0.45558 | 0.51847 | 0.60477 | 0.66194 | 0.67468 | 0.63436 | 0.54405 | 0.42005 | 0.27737 | 0.087634 | 0 | 0 | 0 | 0 | 0 | 0 | 0 | 5.8574 | 5.8574 | 5.4924 | 0
Retro5Med | Retro | DHP | Residential | HVAC | 0.17479 | 0.18167 | 1174.2892 | 0.00014885 | 334.1084 | >170 | Single Family | HZ1_[0 - 10,000]_Pre kWh_VBDD R^2 ≥ 0.8 | 0.90759 | 1.1119 | 1.3575 | 1.5723 | 1.7893 | 2.0871 | 2.2844 | 2.3284 | 2.1893 | 1.8776 | 1.4496 | 0.95723 | 0.30244 | 0 | 0 | 0 | 0 | 0 | 0 | 0 | 20.2146 | 20.2146 | 18.9549 | 0
Retro5Med | Retro | DHP | Residential | HVAC | 0.006429 | 0.0075288 | 44.6412 | 0.00014402 | 9415.6791 | >170 | Single Family | HZ23_[10,001 - 15,000]_Pre kWh_VBDD R^2 ≥ 0.8 | 0.0093042 | 0.011398 | 0.013916 | 0.016118 | 0.018343 | 0.021396 | 0.023419 | 0.02387 | 0.022443 | 0.019248 | 0.014861 | 0.0098131 | 0.0031004 | 0 | 0 | 0 | 0 | 0 | 0 | 0 | 0.20723 | 0.20723 | 0.19432 | 0
Retro5Med | Retro | DHP | Residential | HVAC | 0.037998 | 0.039493 | 255.2765 | 0.00014885 | 1626.053 | >170 | Single Family | HZ1_[10,001 - 15,000]_Pre kWh_VBDD R^2 < 0.8 | 0.089971 | 0.11022 | 0.13457 | 0.15586 | 0.17737 | 0.2069 | 0.22646 | 0.23082 | 0.21702 | 0.18613 | 0.14371 | 0.094891 | 0.029981 | 0 | 0 | 0 | 0 | 0 | 0 | 0 | 2.0039 | 2.0039 | 1.879 | 0
Retro5Med | Retro | DHP | Residential | HVAC | 0.096169 | 0.099952 | 646.0782 | 0.00014885 | 627.5053 | >170 | Single Family | HZ1_[15,001 - 20,000]_Pre kWh_VBDD R^2 < 0.8 | 0.0026668 | 0.003267 | 0.0039888 | 0.0046198 | 0.0052575 | 0.0061327 | 0.0067124 | 0.0068416 | 0.0064328 | 0.005517 | 0.0042596 | 0.0028127 | 0.00088866 | 0 | 0 | 0 | 0 | 0 | 0 | 0 | 0.059397 | 0.059397 | 0.055696 | 0
Retro5Med | Retro | DHP | Residential | HVAC | 0.27958 | 0.29058 | 1878.2431 | 0.00014885 | 199.6073 | >170 | Single Family | HZ1_[> 20,000]_Pre kWh_VBDD R^2 < 0.8 | 0.026908 | 0.032963 | 0.040246 | 0.046613 | 0.053047 | 0.061878 | 0.067727 | 0.06903 | 0.064905 | 0.055665 | 0.042978 | 0.028379 | 0.0089663 | 0 | 0 | 0 | 0 | 0 | 0 | 0 | 0.5993 | 0.5993 | 0.56196 | 0
Retro5Med | Retro | DHP | Residential | HVAC | 0.06226 | 0.072911 | 432.3192 | 0.00014402 | 950.4467 | >170 | Single Family | HZ23_[> 20,000]_Pre kWh_VBDD R^2 < 0.8 | 0 | 0 | 0 | 0 | 0 | 0 | 0 | 0 | 0 | 0 | 0 | 0 | 0 | 0 | 0 | 0 | 0 | 0 | 0 | 0 | 0 | 0 | 0 | 0
Retro5Med | Retro | DHP | Residential | HVAC | 0.67245 | 0.6989 | 4517.5798 | 0.00014885 | 68.5246 | 60-70 | Manufactured | HZ1_[> 20,000]_Pre kWh_VBDD R^2 ≥ 0.8 | 0 | 0 | 0 | 0 | 0 | 0 | 0 | 0 | 0 | 0 | 0 | 0 | 0 | 0 | 0 | 0 | 0 | 0 | 0 | 0 | 0 | 0 | 0 | 0
Retro5Med | Retro | DHP | Residential | HVAC | 0.43479 | 0.45189 | 2920.9557 | 0.00014885 | 119.5141 | 100-130 | Manufactured | HZ1_[15,001 - 20,000]_Pre kWh_VBDD R^2 ≥ 0.8 | 0.037601 | 0.045674 | 0.055295 | 0.063502 | 0.071658 | 0.082882 | 0.089951 | 0.090909 | 0.084756 | 0.072076 | 0.018661 | 0 | 0 | 0 | 0 | 0 | 0 | 0 | 0 | 0 | 0.71296 | 0.71296 | 0.71296 | 0
Retro5Med | Retro | DHP | Residential | HVAC | 0.3614 | 0.37562 | 2427.9632 | 0.00014885 | 148.8082 | 130-170 | Manufactured | HZ1_[10,001 - 15,000]_Pre kWh_VBDD R^2 ≥ 0.8 | 0 | 0 | 0 | 0 | 0 | 0 | 0 | 0 | 0 | 0 | 0 | 0 | 0 | 0 | 0 | 0 | 0 | 0 | 0 | 0 | 0 | 0 | 0 | 0
Retro5Med | Retro | DHP | Residential | HVAC | 0.3959 | 0.46362 | 2749.0161 | 0.00014402 | 128.9692 | 100-130 | Manufactured | HZ23_[15,001 - 20,000]_Pre kWh_VBDD R^2 ≥ 0.8 | 0.0044741 | 0.0054348 | 0.0065795 | 0.0075562 | 0.0085267 | 0.0098622 | 0.010703 | 0.010817 | 0.010085 | 0.0085764 | 0.0022204 | 0 | 0 | 0 | 0 | 0 | 0 | 0 | 0 | 0 | 0.084836 | 0.084836 | 0.084836 | 0
Retro5Med | Retro | DHP | Residential | HVAC | 0.35413 | 0.41471 | 2458.9813 | 0.00014402 | 147.0503 | 130-170 | Manufactured | HZ23_[> 20,000]_Pre kWh_VBDD R^2 ≥ 0.8 | 0 | 0 | 0 | 0 | 0 | 0 | 0 | 0 | 0 | 0 | 0 | 0 | 0 | 0 | 0 | 0 | 0 | 0 | 0 | 0 | 0 | 0 | 0 | 0
Retro5Med | Retro | DHP | Residential | HVAC | 0.17479 | 0.18167 | 1174.2892 | 0.00014885 | 334.1084 | >170 | Manufactured | HZ1_[0 - 10,000]_Pre kWh_VBDD R^2 ≥ 0.8 | 0.024 | 0.029153 | 0.035294 | 0.040533 | 0.045739 | 0.052902 | 0.057414 | 0.058026 | 0.054098 | 0.046005 | 0.011911 | 0 | 0 | 0 | 0 | 0 | 0 | 0 | 0 | 0 | 0.45508 | 0.45508 | 0.45508 | 0
Retro5Med | Retro | DHP | Residential | HVAC | 0.006429 | 0.0075288 | 44.6412 | 0.00014402 | 9415.6791 | >170 | Manufactured | HZ23_[10,001 - 15,000]_Pre kWh_VBDD R^2 ≥ 0.8 | 0 | 0 | 0 | 0 | 0 | 0 | 0 | 0 | 0 | 0 | 0 | 0 | 0 | 0 | 0 | 0 | 0 | 0 | 0 | 0 | 0 | 0 | 0 | 0
Retro5Med | Retro | DHP | Residential | HVAC | 0.037998 | 0.039493 | 255.2765 | 0.00014885 | 1626.053 | >170 | Manufactured | HZ1_[10,001 - 15,000]_Pre kWh_VBDD R^2 < 0.8 | 0 | 0 | 0 | 0 | 0 | 0 | 0 | 0 | 0 | 0 | 0 | 0 | 0 | 0 | 0 | 0 | 0 | 0 | 0 | 0 | 0 | 0 | 0 | 0
Retro5Med | Retro | DHP | Residential | HVAC | 0.096169 | 0.099952 | 646.0782 | 0.00014885 | 627.5053 | >170 | Manufactured | HZ1_[15,001 - 20,000]_Pre kWh_VBDD R^2 < 0.8 | 0 | 0 | 0 | 0 | 0 | 0 | 0 | 0 | 0 | 0 | 0 | 0 | 0 | 0 | 0 | 0 | 0 | 0 | 0 | 0 | 0 | 0 | 0 | 0
Retro5Med | Retro | DHP | Residential | HVAC | 0.27958 | 0.29058 | 1878.2431 | 0.00014885 | 199.6073 | >170 | Manufactured | HZ1_[> 20,000]_Pre kWh_VBDD R^2 < 0.8 | 0 | 0 | 0 | 0 | 0 | 0 | 0 | 0 | 0 | 0 | 0 | 0 | 0 | 0 | 0 | 0 | 0 | 0 | 0 | 0 | 0 | 0 | 0 | 0
Retro5Med | Retro | DHP | Residential | HVAC | 0.06226 | 0.072911 | 432.3192 | 0.00014402 | 950.4467 | >170 | Manufactured | HZ23_[> 20,000]_Pre kWh_VBDD R^2 < 0.8 | 0 | 0 | 0 | 0 | 0 | 0 | 0 | 0 | 0 | 0 | 0 | 0 | 0 | 0 | 0 | 0 | 0 | 0 | 0 | 0 | 0 | 0 | 0 | 0
Retro3Slow | Retro | DHP Ducted | Residential | HVAC | 0.66621 | 0.69242 | 4475.6934 | 0.00014885 | 61.0605 | 60-70 | Single Family | DHP with Existing FAF Optimized Control - Single Family - HZ1 | 0.11223 | 0.17601 | 0.35122 | 0.61323 | 0.95175 | 1.3294 | 1.6882 | 1.965 | 2.1114 | 2.1066 | 1.9617 | 1.7126 | 1.4072 | 1.092 | 0.80278 | 0.56067 | 0.37293 | 0.11401 | 0 | 0 | 19.4288 | 19.4288 | 13.3667 | 0
Retro3Slow | Retro | DHP Ducted | Residential | HVAC | 0.74206 | 0.869 | 5152.6328 | 0.00014402 | 57.9769 | 50-60 | Single Family | DHP with Existing FAF Optimized Control - Single Family - HZ2 | 0.014316 | 0.022452 | 0.044802 | 0.078226 | 0.12141 | 0.16959 | 0.21535 | 0.25067 | 0.26934 | 0.26872 | 0.25024 | 0.21846 | 0.1795 | 0.1393 | 0.10241 | 0.071521 | 0.047573 | 0.014543 | 0 | 0 | 2.4784 | 2.4784 | 1.7051 | 0
Retro3Slow | Retro | DHP Ducted | Residential | HVAC | 0.79794 | 0.82933 | 5360.6647 | 0.00014885 | 55.2514 | 50-60 | Manufactured | DHP with Existing FAF Optimized Control - Manufactured - HZ1 | 0.2291 | 0.35628 | 0.70495 | 1.2205 | 1.8782 | 2.6014 | 3.2755 | 3.7806 | 4.0279 | 3.9848 | 3.6794 | 3.1851 | 2.595 | 1.9968 | 0.25101 | 0 | 0 | 0 | 0 | 0 | 33.7665 | 33.7665 | 25.7386 | 0
Retro3Slow | Retro | DHP Ducted | Residential | HVAC | 0.81558 | 0.9551 | 5663.1828 | 0.00014402 | 46.961 | 40-50 | Manufactured | DHP with Existing FAF Optimized Control - Manufactured - HZ2 | 0.072095 | 0.11212 | 0.22183 | 0.38406 | 0.59104 | 0.81862 | 1.0307 | 1.1897 | 1.2675 | 1.254 | 1.1579 | 1.0023 | 0.8166 | 0.62834 | 0.078988 | 0 | 0 | 0 | 0 | 0 | 10.6257 | 10.6257 | 8.0995 | 0
LO12Med | New | Dishwasher | Residential | Water Heating | 0.0046907 | 0.0054224 | 43.5467 | 0.00010772 | 53.5051 | 50-60 | Single Family | ENERGY STAR Dishwasher | 0.0021002 | 0.0040925 | 0.006018 | 0.00793 | 0.0096418 | 0.010932 | 0.012006 | 0.012877 | 0.013659 | 0.014296 | 0.014369 | 0.014631 | 0.014911 | 0.015103 | 0.014927 | 0.014893 | 0.014646 | 0.014304 | 0.014092 | 0.013831 | 0.23926 | 0.23926 | 0.10792 | 0
LO12Med | New | Dishwasher | Residential | Water Heating | 0.0046907 | 0.0054224 | 43.5467 | 0.00010772 | 53.5051 | 50-60 | Multifamily - Low Rise | ENERGY STAR Dishwasher | 0.00070544 | 0.0013957 | 0.002083 | 0.0027849 | 0.0034347 | 0.003955 | 0.0044083 | 0.0047938 | 0.0051553 | 0.005474 | 0.0055879 | 0.0057759 | 0.0059721 | 0.0061422 | 0.0061641 | 0.0062468 | 0.0062358 | 0.0061885 | 0.0061937 | 0.0061799 | 0.094877 | 0.094877 | 0.039778 | 0
LO12Med | New | Dishwasher | Residential | Water Heating | 0.0046907 | 0.0054224 | 43.5467 | 0.00010772 | 53.5051 | 50-60 | Multifamily - High Rise | ENERGY STAR Dishwasher | 0.00020545 | 0.00040408 | 0.00060431 | 0.0008112 | 0.0010062 | 0.0011616 | 0.0012994 | 0.0014213 | 0.0015338 | 0.0016314 | 0.001662 | 0.001715 | 0.0017739 | 0.0018222 | 0.0018258 | 0.0018481 | 0.0018434 | 0.0018224 | 0.0018137 | 0.0018024 | 0.028008 | 0.028008 | 0.011741 | 0
LO12Med | New | Dishwasher | Residential | Water Heating | 0.0046907 | 0.0054224 | 43.5467 | 0.00010772 | 53.5051 | 50-60 | Manufactured | ENERGY STAR Dishwasher | 0.00016608 | 0.00033796 | 0.00051843 | 0.0007118 | 0.00090082 | 0.0010625 | 0.0012127 | 0.0013505 | 0.0014857 | 0.0016119 | 0.0016786 | 0.0017695 | 0.0018653 | 0.0019531 | 0.0019944 | 0.0020551 | 0.0020867 | 0.0021032 | 0.0021371 | 0.0021635 | 0.029165 | 0.029165 | 0.011037 | 0
LO12Med | NR | Dishwasher | Residential | Water Heating | 0.0046907 | 0.0054224 | 43.5467 | 0.00010772 | 53.5051 | 50-60 | Single Family | ENERGY STAR Dishwasher | 0.011592 | 0.023132 | 0.034619 | 0.046054 | 0.057437 | 0.067621 | 0.075701 | 0.082101 | 0.08716 | 0.091149 | 0.094284 | 0.096737 | 0.098647 | 0.10012 | 0.10125 | 0.11926 | 0.11665 | 0.11423 | 0.11198 | 0.097182 | 1.6269 | 1.6269 | 0.67085 | 0
LO12Med | NR | Dishwasher | Residential | Water Heating | 0.0046907 | 0.0054224 | 43.5467 | 0.00010772 | 53.5051 | 50-60 | Multifamily - Low Rise | ENERGY STAR Dishwasher | 0.0021409 | 0.004272 | 0.0063935 | 0.0085053 | 0.010607 | 0.012488 | 0.013981 | 0.015162 | 0.016097 | 0.016833 | 0.017412 | 0.017866 | 0.018218 | 0.018491 | 0.018699 | 0.024618 | 0.023854 | 0.023129 | 0.022439 | 0.019428 | 0.31063 | 0.31063 | 0.12389 | 0
LO12Med | NR | Dishwasher | Residential | Water Heating | 0.0046907 | 0.0054224 | 43.5467 | 0.00010772 | 53.5051 | 50-60 | Multifamily - High Rise | ENERGY STAR Dishwasher | 0.00063351 | 0.0012641 | 0.0018919 | 0.0025168 | 0.0031389 | 0.0036955 | 0.004137 | 0.0044868 | 0.0047632 | 0.0049812 | 0.0051525 | 0.0052866 | 0.005391 | 0.0054716 | 0.0055333 | 0.0072577 | 0.0070264 | 0.0068188 | 0.0066227 | 0.0057398 | 0.091809 | 0.091809 | 0.036662 | 0
LO12Med | NR | Dishwasher | Residential | Water Heating | 0.0046907 | 0.0054224 | 43.5467 | 0.00010772 | 53.5051 | 50-60 | Manufactured | ENERGY STAR Dishwasher | 0.0015422 | 0.0030515 | 0.0045283 | 0.0059732 | 0.0073867 | 0.0086232 | 0.0095721 | 0.010294 | 0.010836 | 0.011236 | 0.011525 | 0.011725 | 0.011855 | 0.011931 | 0.011964 | 0.013319 | 0.013056 | 0.012794 | 0.011251 | 0 | 0.18246 | 0.18246 | 0.084567 | 0
LO12Med | New | Clothes Dryer | Residential | Dryer | 0.0093008 | 0.007306 | 70.0749 | 0.00013273 | 10.8457 | 10-20 | Single Family | Vented_ENERGY STAR | 0.041268 | 0.080415 | 0.11825 | 0.15582 | 0.18946 | 0.21481 | 0.23591 | 0.25303 | 0.2684 | 0.2809 | 0.28233 | 0.2875 | 0.29299 | 0.29677 | 0.2933 | 0.29263 | 0.28779 | 0.28106 | 0.2769 | 0.27177 | 4.7013 | 4.7013 | 2.1206 | 1
LO12Med | New | Clothes Dryer | Residential | Dryer | 0.0093008 | 0.007306 | 70.0749 | 0.00013273 | 10.8457 | 10-20 | Multifamily - Low Rise | Vented_ENERGY STAR | 0.0096979 | 0.019187 | 0.028636 | 0.038285 | 0.047218 | 0.05437 | 0.060602 | 0.065901 | 0.070872 | 0.075252 | 0.076818 | 0.079403 | 0.082101 | 0.084439 | 0.08474 | 0.085876 | 0.085725 | 0.085075 | 0.085147 | 0.084956 | 1.3043 | 1.3043 | 0.54684 | 1
LO12Med | New | Clothes Dryer | Residential | Dryer | 0.0093008 | 0.007306 | 70.0749 | 0.00013273 | 10.8457 | 10-20 | Multifamily - High Rise | Vented_ENERGY STAR | 0.002889 | 0.0056819 | 0.0084974 | 0.011407 | 0.014148 | 0.016334 | 0.018272 | 0.019985 | 0.021567 | 0.02294 | 0.02337 | 0.024116 | 0.024943 | 0.025623 | 0.025674 | 0.025987 | 0.02592 | 0.025625 | 0.025504 | 0.025344 | 0.39383 | 0.39383 | 0.16509 | 1
LO12Med | New | Clothes Dryer | Residential | Dryer | 0.0093008 | 0.007306 | 70.0749 | 0.00013273 | 10.8457 | 10-20 | Manufactured | Vented_ENERGY STAR | 0.0034138 | 0.0069469 | 0.010656 | 0.014631 | 0.018516 | 0.021839 | 0.024927 | 0.02776 | 0.03054 | 0.033133 | 0.034504 | 0.036371 | 0.03834 | 0.040147 | 0.040995 | 0.042243 | 0.042892 | 0.043231 | 0.043929 | 0.04447 | 0.59949 | 0.59949 | 0.22687 | 1
LO1Slow | New | Clothes Dryer | Residential | Dryer | 0.078732 | 0.061846 | 593.1885 | 0.00013273 | 38.3786 | 30-40 | Single Family | Ventless_UCEF 7.00 to 7.99 | 0.014289 | 0.021413 | 0.045835 | 0.085235 | 0.14187 | 0.21746 | 0.32088 | 0.45482 | 0.6238 | 0.82349 | 1.0166 | 1.2365 | 1.4631 | 1.6729 | 1.8164 | 1.9419 | 2.019 | 2.05 | 2.0617 | 2.0566 | 20.0837 | 20.0837 | 3.7657 | 0
LO1Slow | New | Clothes Dryer | Residential | Dryer | 0.078732 | 0.061846 | 593.1885 | 0.00013273 | 38.3786 | 30-40 | Multifamily - Low Rise | Ventless_UCEF 7.00 to 7.99 | 0.0033578 | 0.005109 | 0.011099 | 0.020942 | 0.035358 | 0.055042 | 0.082431 | 0.11846 | 0.16472 | 0.22061 | 0.2766 | 0.34151 | 0.40999 | 0.47598 | 0.52479 | 0.56986 | 0.6014 | 0.62052 | 0.63398 | 0.64289 | 5.8146 | 5.8146 | 0.99372 | 0
LO1Slow | New | Clothes Dryer | Residential | Dryer | 0.078732 | 0.061846 | 593.1885 | 0.00013273 | 38.3786 | 30-40 | Multifamily - High Rise | Ventless_UCEF 7.00 to 7.99 | 0.0010003 | 0.0015129 | 0.0032936 | 0.0062395 | 0.010594 | 0.016536 | 0.024853 | 0.035923 | 0.050125 | 0.067253 | 0.084147 | 0.10372 | 0.12456 | 0.14444 | 0.15899 | 0.17244 | 0.18184 | 0.1869 | 0.18989 | 0.19178 | 1.7561 | 1.7561 | 0.30148 | 0
LO1Slow | New | Clothes Dryer | Residential | Dryer | 0.078732 | 0.061846 | 593.1885 | 0.00013273 | 38.3786 | 30-40 | Manufactured | Ventless_UCEF 7.00 to 7.99 | 0.001182 | 0.0018498 | 0.0041305 | 0.0080033 | 0.013866 | 0.022109 | 0.033906 | 0.049898 | 0.070979 | 0.097135 | 0.12424 | 0.15643 | 0.19146 | 0.2263 | 0.25388 | 0.28032 | 0.30091 | 0.31532 | 0.32708 | 0.33651 | 2.8155 | 2.8155 | 0.42729 | 0
LO12Med | NR | Clothes Dryer | Residential | Dryer | 0.0093008 | 0.007306 | 70.0749 | 0.00013273 | 10.8457 | 10-20 | Single Family | Vented_ENERGY STAR | 0.29232 | 0.58331 | 0.87298 | 1.1613 | 1.4484 | 1.7052 | 1.9089 | 2.0703 | 2.1979 | 2.2985 | 2.3775 | 2.4394 | 2.8109 | 2.8081 | 2.7978 | 2.7822 | 1.7244 | 0 | 0 | 0 | 32.2794 | 32.2794 | 16.9166 | 1
LO12Med | NR | Clothes Dryer | Residential | Dryer | 0.0093008 | 0.007306 | 70.0749 | 0.00013273 | 10.8457 | 10-20 | Multifamily - Low Rise | Vented_ENERGY STAR | 0.03777 | 0.075369 | 0.1128 | 0.15005 | 0.18714 | 0.22032 | 0.24665 | 0.2675 | 0.28399 | 0.29698 | 0.3072 | 0.31519 | 0.39741 | 0.39383 | 0.38914 | 0.38365 | 0.28525 | 0 | 0 | 0 | 4.3502 | 4.3502 | 2.1858 | 1
LO12Med | NR | Clothes Dryer | Residential | Dryer | 0.0093008 | 0.007306 | 70.0749 | 0.00013273 | 10.8457 | 10-20 | Multifamily - High Rise | Vented_ENERGY STAR | 0.011432 | 0.022812 | 0.03414 | 0.045417 | 0.056642 | 0.066686 | 0.074654 | 0.080965 | 0.085954 | 0.089888 | 0.09298 | 0.095399 | 0.11992 | 0.11876 | 0.11743 | 0.11588 | 0.086084 | 0 | 0 | 0 | 1.315 | 1.315 | 0.66157 | 1
LO12Med | NR | Clothes Dryer | Residential | Dryer | 0.0093008 | 0.007306 | 70.0749 | 0.00013273 | 10.8457 | 10-20 | Manufactured | Vented_ENERGY STAR | 0.040682 | 0.080495 | 0.11945 | 0.15757 | 0.19485 | 0.22747 | 0.2525 | 0.27154 | 0.28584 | 0.2964 | 0.30401 | 0.30929 | 0.33948 | 0.33921 | 0.33764 | 0.22684 | 0 | 0 | 0 | 0 | 3.7833 | 3.7833 | 2.2308 | 1
LO1Slow | NR | Clothes Dryer | Residential | Dryer | 0.078732 | 0.061846 | 593.1885 | 0.00013273 | 38.3786 | 30-40 | Single Family | Ventless_UCEF 7.00 to 7.99 | 0.10121 | 0.15532 | 0.33837 | 0.63526 | 1.0846 | 1.7263 | 2.5965 | 3.7214 | 5.1082 | 6.7383 | 8.5607 | 10.4918 | 14.2167 | 16.235 | 17.9815 | 19.378 | 20.3347 | 20.939 | 21.1934 | 21.3494 | 252.6523 | 192.8856 | 30.7661 | 0
LO1Slow | NR | Clothes Dryer | Residential | Dryer | 0.078732 | 0.061846 | 593.1885 | 0.00013273 | 38.3786 | 30-40 | Multifamily - Low Rise | Ventless_UCEF 7.00 to 7.99 | 0.013078 | 0.020069 | 0.04372 | 0.08208 | 0.14014 | 0.22305 | 0.33549 | 0.48083 | 0.66003 | 0.87065 | 1.1061 | 1.3556 | 2.0268 | 2.3168 | 2.5684 | 2.7709 | 2.9048 | 2.9834 | 3.013 | 3.0263 | 34.9971 | 26.9413 | 3.9752 | 0
LO1Slow | NR | Clothes Dryer | Residential | Dryer | 0.078732 | 0.061846 | 593.1885 | 0.00013273 | 38.3786 | 30-40 | Multifamily - High Rise | Ventless_UCEF 7.00 to 7.99 | 0.0039582 | 0.0060743 | 0.013233 | 0.024843 | 0.042416 | 0.06751 | 0.10154 | 0.14553 | 0.19977 | 0.26352 | 0.33479 | 0.41031 | 0.61143 | 0.69811 | 0.77428 | 0.836 | 0.87746 | 0.90171 | 0.91131 | 0.91628 | 10.5746 | 8.1401 | 1.2032 | 0
LO1Slow | NR | Clothes Dryer | Residential | Dryer | 0.078732 | 0.061846 | 593.1885 | 0.00013273 | 38.3786 | 30-40 | Manufactured | Ventless_UCEF 7.00 to 7.99 | 0.014086 | 0.021434 | 0.0463 | 0.086191 | 0.14591 | 0.23028 | 0.34345 | 0.48809 | 0.66433 | 0.86894 | 1.0946 | 1.3302 | 1.7101 | 1.9472 | 2.15 | 2.3093 | 2.4163 | 2.481 | 2.5026 | 2.5116 | 29.4657 | 23.362 | 4.0036 | 0
LO3Slow | New | Duct Sealing | Residential | HVAC | 0.20304 | 0.17855 | 1192.1891 | 0.00017031 | 21.2011 | 20-30 | Single Family | SF Duct Sealing - HZ 2/3 (Heat Pump) | 0.00028651 | 0.00071793 | 0.0015641 | 0.0030337 | 0.0052022 | 0.008027 | 0.011629 | 0.015818 | 0.020432 | 0.025057 | 0.028504 | 0.031875 | 0.034781 | 0.036953 | 0.037699 | 0.038366 | 0.038485 | 0.038053 | 0.03777 | 0.037271 | 0.45152 | 0.45152 | 0.12027 | 1
LO3Slow | New | Duct Sealing | Residential | HVAC | 0.16096 | 0.14154 | 945.0969 | 0.00017031 | 34.0633 | 30-40 | Single Family | SF Duct Sealing - HZ 1 (Heat Pump) | 0.0013063 | 0.0032734 | 0.0071316 | 0.013832 | 0.023719 | 0.036599 | 0.053024 | 0.072122 | 0.093157 | 0.11424 | 0.12996 | 0.14533 | 0.15858 | 0.16849 | 0.17189 | 0.17493 | 0.17547 | 0.1735 | 0.17221 | 0.16993 | 2.0587 | 2.0587 | 0.54837 | 0
LO3Slow | New | Duct Sealing | Residential | HVAC | 0.11392 | 0.10018 | 668.9217 | 0.00017031 | 38.2646 | 30-40 | Manufactured | MH Duct Sealing - HZ 1 (Heat Pump) | 0.00067879 | 0.0017763 | 0.0040371 | 0.0081585 | 0.014562 | 0.023374 | 0.035194 | 0.049703 | 0.066584 | 0.084649 | 0.099771 | 0.1155 | 0.13035 | 0.14317 | 0.15091 | 0.15863 | 0.16428 | 0.16764 | 0.17162 | 0.17467 | 1.7652 | 1.7652 | 0.38849 | 0
LO3Slow | New | Duct Sealing | Residential | HVAC | 0.11392 | 0.10018 | 668.9217 | 0.00017031 | 38.2646 | 30-40 | Manufactured | MH Duct Sealing - HZ 2/3 (Heat Pump) | 0.00014406 | 0.000377 | 0.00085682 | 0.0017315 | 0.0030906 | 0.0049607 | 0.0074694 | 0.010549 | 0.014132 | 0.017966 | 0.021175 | 0.024512 | 0.027666 | 0.030386 | 0.03203 | 0.033666 | 0.034865 | 0.035578 | 0.036424 | 0.037071 | 0.37465 | 0.37465 | 0.082451 | 0
Retro3Slow | Retro | Duct Sealing | Residential | HVAC | 0.20304 | 0.17855 | 1192.1891 | 0.00017031 | 21.2011 | 20-30 | Single Family | SF Duct Sealing - HZ 2/3 (Heat Pump) | 0.058633 | 0.092911 | 0.18725 | 0.33007 | 0.51698 | 0.72827 | 0.93186 | 1.0921 | 1.1805 | 1.184 | 1.1075 | 0.97044 | 0.7998 | 0.62224 | 0.45845 | 0.32078 | 0.21372 | 0.1359 | 0.082652 | 0.055911 | 11.1822 | 11.0702 | 7.4102 | 1
Retro3Slow | Retro | Duct Sealing | Residential | HVAC | 0.16096 | 0.14154 | 945.0969 | 0.00017031 | 34.0633 | 30-40 | Single Family | SF Duct Sealing - HZ 1 (Heat Pump) | 0.22575 | 0.3584 | 0.72361 | 1.2777 | 2.0045 | 2.8279 | 3.6232 | 4.2514 | 4.6003 | 4.618 | 4.3229 | 3.7901 | 3.1252 | 2.4325 | 1.7928 | 1.2548 | 0.83627 | 0.5319 | 0.32356 | 0.21893 | 43.7852 | 43.1397 | 28.8337 | 0
Retro3Slow | Retro | Duct Sealing | Residential | HVAC | 0.11392 | 0.10018 | 668.9217 | 0.00017031 | 38.2646 | 30-40 | Manufactured | MH Duct Sealing - HZ 1 (Heat Pump) | 0.087255 | 0.13675 | 0.27275 | 0.47607 | 0.73873 | 1.0315 | 1.3089 | 1.5219 | 1.6326 | 1.6254 | 1.5095 | 1.3132 | 1.0747 | 0.83027 | 0.60744 | 0.14424 | 0 | 0 | 0 | 0 | 14.3113 | 14.3113 | 10.3414 | 0
Retro3Slow | Retro | Duct Sealing | Residential | HVAC | 0.11392 | 0.10018 | 668.9217 | 0.00017031 | 38.2646 | 30-40 | Manufactured | MH Duct Sealing - HZ 2/3 (Heat Pump) | 0.027469 | 0.042943 | 0.085429 | 0.14872 | 0.23016 | 0.32056 | 0.40577 | 0.4707 | 0.50386 | 0.50065 | 0.46411 | 0.40316 | 0.32948 | 0.25422 | 0.16934 | 0 | 0 | 0 | 0 | 0 | 4.3566 | 4.3566 | 3.2004 | 0
LO5Med | New | EV Supply Equip | Residential | Whole Bldg/Meter Level | 0.0022347 | 0.002513 | 23.1633 | 9.6477e-05 | -17.2047 | <0 | Single Family | Level 2 Networked Level 2 EVSE | 8.0726e-05 | 0.000223 | 0.00046044 | 0.0008433 | 0.0013815 | 0.0021163 | 0.0031367 | 0.0044424 | 0.0060576 | 0.0078897 | 0.0095661 | 0.011434 | 0.013387 | 0.015289 | 0.016773 | 0.018548 | 0.020301 | 0.02196 | 0.023854 | 0.025699 | 0.20344 | 0.20344 | 0.036198 | 1
LO5Med | New | EV Supply Equip | Residential | Whole Bldg/Meter Level | 0.0022347 | 0.002513 | 23.1633 | 9.6477e-05 | -17.2047 | <0 | Multifamily - Low Rise | Level 2 Networked Level 2 EVSE | 3.3163e-05 | 9.3015e-05 | 0.00019492 | 0.00036222 | 0.00060191 | 0.00093639 | 0.0014086 | 0.0020226 | 0.0027962 | 0.0036949 | 0.00455 | 0.0055203 | 0.0065577 | 0.0076043 | 0.0084713 | 0.0095154 | 0.010571 | 0.01162 | 0.012823 | 0.014044 | 0.10342 | 0.10342 | 0.016694 | 1
LO5Med | New | EV Supply Equip | Residential | Whole Bldg/Meter Level | 0.0022347 | 0.002513 | 23.1633 | 9.6477e-05 | -17.2047 | <0 | Multifamily - High Rise | Level 2 Networked Level 2 EVSE | 9.6583e-06 | 2.693e-05 | 5.6548e-05 | 0.00010551 | 0.00017632 | 0.00027503 | 0.00041522 | 0.00059968 | 0.00083191 | 0.0011012 | 0.0013533 | 0.0016391 | 0.0019478 | 0.002256 | 0.0025092 | 0.0028151 | 0.0031249 | 0.0034218 | 0.0037551 | 0.0040959 | 0.030516 | 0.030516 | 0.0049513 | 1
LO5Med | New | EV Supply Equip | Residential | Whole Bldg/Meter Level | 0.0022347 | 0.002513 | 23.1633 | 9.6477e-05 | -17.2047 | <0 | Manufactured | Level 2 Networked Level 2 EVSE | 6.3663e-06 | 1.8366e-05 | 3.9559e-05 | 7.5491e-05 | 0.00012873 | 0.00020512 | 0.00031598 | 0.00046465 | 0.00065712 | 0.00088723 | 0.0011146 | 0.001379 | 0.0016701 | 0.0019718 | 0.002235 | 0.0025527 | 0.0028846 | 0.0032202 | 0.003608 | 0.004009 | 0.027444 | 0.027444 | 0.0039132 | 1
LO5Med | NR | EV Supply Equip | Residential | Whole Bldg/Meter Level | 0.0022347 | 0.002513 | 23.1633 | 9.6477e-05 | -17.2047 | <0 | Single Family | Level 2 Networked Level 2 EVSE | 0.0061394 | 0.017564 | 0.036878 | 0.06813 | 0.11438 | 0.18174 | 0.27424 | 0.39227 | 0.53472 | 0.69519 | 0.86671 | 0.21719 | 0 | 0 | 0 | 0 | 0 | 0 | 0 | 0 | 3.4052 | 3.4052 | 3.188 | 1
LO5Med | NR | EV Supply Equip | Residential | Whole Bldg/Meter Level | 0.0022347 | 0.002513 | 23.1633 | 9.6477e-05 | -17.2047 | <0 | Multifamily - Low Rise | Level 2 Networked Level 2 EVSE | 0.0013867 | 0.0040036 | 0.0084029 | 0.015516 | 0.026037 | 0.041338 | 0.062317 | 0.089048 | 0.12126 | 0.15751 | 0.1962 | 0.096764 | 0 | 0 | 0 | 0 | 0 | 0 | 0 | 0 | 0.81979 | 0.81979 | 0.72302 | 1
LO5Med | NR | EV Supply Equip | Residential | Whole Bldg/Meter Level | 0.0022347 | 0.002513 | 23.1633 | 9.6477e-05 | -17.2047 | <0 | Multifamily - High Rise | Level 2 Networked Level 2 EVSE | 0.00041035 | 0.0011843 | 0.0024855 | 0.0045899 | 0.0077028 | 0.012231 | 0.018439 | 0.026349 | 0.035884 | 0.04661 | 0.05806 | 0.028301 | 0 | 0 | 0 | 0 | 0 | 0 | 0 | 0 | 0.24225 | 0.24225 | 0.21395 | 1
LO5Med | NR | EV Supply Equip | Residential | Whole Bldg/Meter Level | 0.0022347 | 0.002513 | 23.1633 | 9.6477e-05 | -17.2047 | <0 | Manufactured | Level 2 Networked Level 2 EVSE | 0.00081459 | 0.0023004 | 0.0047925 | 0.0087846 | 0.014633 | 0.023067 | 0.034533 | 0.049001 | 0.066257 | 0.085438 | 0.090291 | 0 | 0 | 0 | 0 | 0 | 0 | 0 | 0 | 0 | 0.37991 | 0.37991 | 0.37991 | 1
LO12Med | New | Refrigerator | Residential | Refrigeration | 0.0068895 | 0.007052 | 64.4512 | 0.00010689 | -13.8259 | <0 | Single Family | Refrigerator and Refrigerator-Freezer - Bottom-mounted Freezer - ESME | 0.022379 | 0.043608 | 0.064126 | 0.084499 | 0.10274 | 0.11649 | 0.12793 | 0.13721 | 0.14555 | 0.15233 | 0.1531 | 0.1559 | 0.15889 | 0.16094 | 0.15905 | 0.15869 | 0.15607 | 0.15242 | 0.15016 | 0.14738 | 2.5494 | 2.5494 | 1.15 | 1
LO12Med | New | Refrigerator | Residential | Refrigeration | 0.0068895 | 0.007052 | 64.4512 | 0.00010689 | -13.8259 | <0 | Multifamily - Low Rise | Refrigerator and Refrigerator-Freezer - Bottom-mounted Freezer - ESME | 0.0069536 | 0.013758 | 0.020532 | 0.027452 | 0.033856 | 0.038985 | 0.043453 | 0.047253 | 0.050817 | 0.053958 | 0.05508 | 0.056933 | 0.058868 | 0.060544 | 0.06076 | 0.061575 | 0.061467 | 0.061001 | 0.061052 | 0.060916 | 0.93521 | 0.93521 | 0.3921 | 1
LO12Med | New | Refrigerator | Residential | Refrigeration | 0.0068895 | 0.007052 | 64.4512 | 0.00010689 | -13.8259 | <0 | Multifamily - High Rise | Refrigerator and Refrigerator-Freezer - Bottom-mounted Freezer - ESME | 0.0020252 | 0.0039831 | 0.0059567 | 0.0079961 | 0.0099178 | 0.01145 | 0.012809 | 0.01401 | 0.015119 | 0.016081 | 0.016383 | 0.016905 | 0.017485 | 0.017962 | 0.017997 | 0.018217 | 0.01817 | 0.017963 | 0.017878 | 0.017766 | 0.27608 | 0.27608 | 0.11573 | 1
LO12Med | New | Refrigerator | Residential | Refrigeration | 0.0068895 | 0.007052 | 64.4512 | 0.00010689 | -13.8259 | <0 | Manufactured | Refrigerator and Refrigerator-Freezer - Bottom-mounted Freezer - ESME | 0.0015018 | 0.003056 | 0.004688 | 0.0064365 | 0.0081457 | 0.0096074 | 0.010966 | 0.012212 | 0.013435 | 0.014576 | 0.015179 | 0.016 | 0.016867 | 0.017661 | 0.018034 | 0.018584 | 0.018869 | 0.019018 | 0.019325 | 0.019563 | 0.26372 | 0.26372 | 0.099803 | 1
LO12Med | New | Refrigerator | Residential | Refrigeration | 0.014674 | 0.015021 | 137.2794 | 0.00010689 | 68.4987 | 60-70 | Single Family | Refrigerator and Refrigerator-Freezer - Side-mounted Freezer - ESME | 0.020983 | 0.040887 | 0.060124 | 0.079226 | 0.096328 | 0.10922 | 0.11995 | 0.12865 | 0.13647 | 0.14282 | 0.14355 | 0.14618 | 0.14897 | 0.15089 | 0.14913 | 0.14879 | 0.14633 | 0.14291 | 0.14079 | 0.13818 | 2.3904 | 2.3904 | 1.0782 | 0
LO12Med | New | Refrigerator | Residential | Refrigeration | 0.014674 | 0.015021 | 137.2794 | 0.00010689 | 68.4987 | 60-70 | Multifamily - Low Rise | Refrigerator and Refrigerator-Freezer - Side-mounted Freezer - ESME | 0.0065197 | 0.012899 | 0.019251 | 0.025739 | 0.031744 | 0.036552 | 0.040741 | 0.044304 | 0.047646 | 0.050591 | 0.051643 | 0.053381 | 0.055195 | 0.056766 | 0.056969 | 0.057733 | 0.057631 | 0.057194 | 0.057242 | 0.057115 | 0.87686 | 0.87686 | 0.36763 | 0
LO12Med | New | Refrigerator | Residential | Refrigeration | 0.014674 | 0.015021 | 137.2794 | 0.00010689 | 68.4987 | 60-70 | Multifamily - High Rise | Refrigerator and Refrigerator-Freezer - Side-mounted Freezer - ESME | 0.0018988 | 0.0037345 | 0.005585 | 0.0074972 | 0.009299 | 0.010736 | 0.012009 | 0.013135 | 0.014175 | 0.015078 | 0.01536 | 0.01585 | 0.016394 | 0.016841 | 0.016874 | 0.01708 | 0.017036 | 0.016843 | 0.016763 | 0.016658 | 0.25885 | 0.25885 | 0.10851 | 0
LO12Med | New | Refrigerator | Residential | Refrigeration | 0.014674 | 0.015021 | 137.2794 | 0.00010689 | 68.4987 | 60-70 | Manufactured | Refrigerator and Refrigerator-Freezer - Side-mounted Freezer - ESME | 0.0014081 | 0.0028654 | 0.0043954 | 0.0060348 | 0.0076374 | 0.0090079 | 0.010282 | 0.01145 | 0.012597 | 0.013666 | 0.014232 | 0.015002 | 0.015814 | 0.016559 | 0.016909 | 0.017424 | 0.017692 | 0.017831 | 0.018119 | 0.018342 | 0.24727 | 0.24727 | 0.093575 | 0
LO12Med | New | Refrigerator | Residential | Refrigeration | 0.0030838 | 0.0031565 | 28.8486 | 0.00010689 | 214.7245 | >170 | Single Family | Refrigerator and Refrigerator-Freezer - Other - ESME | 0.009438 | 0.018391 | 0.027044 | 0.035636 | 0.043328 | 0.049126 | 0.053952 | 0.057867 | 0.061382 | 0.064241 | 0.064569 | 0.06575 | 0.067007 | 0.067872 | 0.067078 | 0.066924 | 0.065818 | 0.064279 | 0.063326 | 0.062154 | 1.0752 | 1.0752 | 0.48497 | 0
LO12Med | New | Refrigerator | Residential | Refrigeration | 0.0030838 | 0.0031565 | 28.8486 | 0.00010689 | 214.7245 | >170 | Multifamily - Low Rise | Refrigerator and Refrigerator-Freezer - Other - ESME | 0.0029326 | 0.005802 | 0.0086591 | 0.011577 | 0.014278 | 0.016441 | 0.018325 | 0.019928 | 0.021431 | 0.022756 | 0.023229 | 0.024011 | 0.024826 | 0.025533 | 0.025625 | 0.025968 | 0.025922 | 0.025726 | 0.025748 | 0.02569 | 0.39441 | 0.39441 | 0.16536 | 0
LO12Med | New | Refrigerator | Residential | Refrigeration | 0.0030838 | 0.0031565 | 28.8486 | 0.00010689 | 214.7245 | >170 | Multifamily - High Rise | Refrigerator and Refrigerator-Freezer - Other - ESME | 0.00085408 | 0.0016798 | 0.0025121 | 0.0033722 | 0.0041826 | 0.004829 | 0.0054018 | 0.0059083 | 0.006376 | 0.006782 | 0.006909 | 0.0071295 | 0.0073741 | 0.0075751 | 0.0075901 | 0.0076826 | 0.007663 | 0.0075757 | 0.0075398 | 0.0074926 | 0.11643 | 0.11643 | 0.048807 | 0
LO12Med | New | Refrigerator | Residential | Refrigeration | 0.0030838 | 0.0031565 | 28.8486 | 0.00010689 | 214.7245 | >170 | Manufactured | Refrigerator and Refrigerator-Freezer - Other - ESME | 0.00063334 | 0.0012888 | 0.0019771 | 0.0027145 | 0.0034353 | 0.0040517 | 0.0046246 | 0.0051502 | 0.0056659 | 0.0061471 | 0.0064014 | 0.0067479 | 0.0071132 | 0.0074483 | 0.0076057 | 0.0078373 | 0.0079577 | 0.0080204 | 0.00815 | 0.0082504 | 0.11122 | 0.11122 | 0.04209 | 0
LO12Med | New | Freezer | Residential | Refrigeration | 0.0065588 | 0.0064578 | 58.8604 | 0.00011143 | -16.9465 | <0 | Single Family | Freezer - Chest - ESME | 0.0034341 | 0.0066917 | 0.0098402 | 0.012966 | 0.015765 | 0.017875 | 0.019631 | 0.021056 | 0.022335 | 0.023375 | 0.023494 | 0.023924 | 0.024381 | 0.024696 | 0.024407 | 0.024351 | 0.023949 | 0.023389 | 0.023042 | 0.022615 | 0.39122 | 0.39122 | 0.17646 | 1
LO12Med | New | Freezer | Residential | Refrigeration | 0.0065588 | 0.0064578 | 58.8604 | 0.00011143 | -16.9465 | <0 | Multifamily - Low Rise | Freezer - Chest - ESME | 1.8087e-06 | 3.5784e-06 | 5.3405e-06 | 7.1402e-06 | 8.8061e-06 | 1.014e-05 | 1.1302e-05 | 1.2291e-05 | 1.3218e-05 | 1.4035e-05 | 1.4327e-05 | 1.4809e-05 | 1.5312e-05 | 1.5748e-05 | 1.5804e-05 | 1.6016e-05 | 1.5988e-05 | 1.5866e-05 | 1.588e-05 | 1.5844e-05 | 0.00024325 | 0.00024325 | 0.00010199 | 1
LO12Med | New | Freezer | Residential | Refrigeration | 0.0065588 | 0.0064578 | 58.8604 | 0.00011143 | -16.9465 | <0 | Multifamily - High Rise | Freezer - Chest - ESME | 5.2676e-07 | 1.036e-06 | 1.5494e-06 | 2.0798e-06 | 2.5797e-06 | 2.9783e-06 | 3.3316e-06 | 3.6439e-06 | 3.9324e-06 | 4.1828e-06 | 4.2611e-06 | 4.3971e-06 | 4.548e-06 | 4.6719e-06 | 4.6812e-06 | 4.7383e-06 | 4.7261e-06 | 4.6723e-06 | 4.6502e-06 | 4.621e-06 | 7.1808e-05 | 7.1808e-05 | 3.0102e-05 | 1
LO12Med | New | Freezer | Residential | Refrigeration | 0.0065588 | 0.0064578 | 58.8604 | 0.00011143 | -16.9465 | <0 | Manufactured | Freezer - Chest - ESME | 0.0002986 | 0.00060765 | 0.00093213 | 0.0012798 | 0.0016196 | 0.0019103 | 0.0021804 | 0.0024282 | 0.0026713 | 0.0028982 | 0.0030181 | 0.0031814 | 0.0033537 | 0.0035116 | 0.0035859 | 0.0036951 | 0.0037518 | 0.0037814 | 0.0038425 | 0.0038898 | 0.052437 | 0.052437 | 0.019844 | 1
LO12Med | New | Freezer | Residential | Refrigeration | 0.0082064 | 0.00808 | 73.647 | 0.00011143 | 64.3262 | 60-70 | Single Family | Freezer - Upright - ESME | 0.013716 | 0.026727 | 0.039303 | 0.051789 | 0.062969 | 0.071395 | 0.078408 | 0.084099 | 0.089207 | 0.093361 | 0.093838 | 0.095554 | 0.097381 | 0.098638 | 0.097484 | 0.097261 | 0.095653 | 0.093417 | 0.092031 | 0.090328 | 1.5626 | 1.5626 | 0.70481 | 0
LO12Med | New | Freezer | Residential | Refrigeration | 0.0082064 | 0.00808 | 73.647 | 0.00011143 | 64.3262 | 60-70 | Multifamily - Low Rise | Freezer - Upright - ESME | 7.224e-06 | 1.4292e-05 | 2.1331e-05 | 2.8519e-05 | 3.5173e-05 | 4.05e-05 | 4.5142e-05 | 4.909e-05 | 5.2792e-05 | 5.6055e-05 | 5.7222e-05 | 5.9147e-05 | 6.1157e-05 | 6.2898e-05 | 6.3123e-05 | 6.3969e-05 | 6.3857e-05 | 6.3372e-05 | 6.3426e-05 | 6.3284e-05 | 0.00097157 | 0.00097157 | 0.00040734 | 0
LO12Med | New | Freezer | Residential | Refrigeration | 0.0082064 | 0.00808 | 73.647 | 0.00011143 | 64.3262 | 60-70 | Multifamily - High Rise | Freezer - Upright - ESME | 2.1039e-06 | 4.1379e-06 | 6.1883e-06 | 8.307e-06 | 1.0303e-05 | 1.1896e-05 | 1.3307e-05 | 1.4554e-05 | 1.5707e-05 | 1.6707e-05 | 1.7019e-05 | 1.7562e-05 | 1.8165e-05 | 1.866e-05 | 1.8697e-05 | 1.8925e-05 | 1.8877e-05 | 1.8662e-05 | 1.8573e-05 | 1.8457e-05 | 0.00028681 | 0.00028681 | 0.00012023 | 0
LO12Med | New | Freezer | Residential | Refrigeration | 0.0082064 | 0.00808 | 73.647 | 0.00011143 | 64.3262 | 60-70 | Manufactured | Freezer - Upright - ESME | 0.0011927 | 0.002427 | 0.003723 | 0.0051116 | 0.006469 | 0.0076299 | 0.0087086 | 0.0096983 | 0.01067 | 0.011576 | 0.012055 | 0.012707 | 0.013395 | 0.014026 | 0.014322 | 0.014758 | 0.014985 | 0.015103 | 0.015347 | 0.015536 | 0.20944 | 0.20944 | 0.07926 | 0
LO12Med | NR | Refrigerator | Residential | Refrigeration | 0.0068895 | 0.007052 | 64.4512 | 0.00010689 | -13.8259 | <0 | Single Family | Refrigerator and Refrigerator-Freezer - Bottom-mounted Freezer - ESME | 0.12682 | 0.25306 | 0.37872 | 0.50382 | 0.62834 | 0.73976 | 0.82815 | 0.89816 | 0.95351 | 0.99715 | 1.0314 | 1.0583 | 1.0792 | 1.0953 | 1.1077 | 1.2986 | 1.2698 | 1.2429 | 1.2178 | 0.61134 | 17.3198 | 17.3198 | 7.3389 | 1
LO12Med | NR | Refrigerator | Residential | Refrigeration | 0.0068895 | 0.007052 | 64.4512 | 0.00010689 | -13.8259 | <0 | Multifamily - Low Rise | Refrigerator and Refrigerator-Freezer - Bottom-mounted Freezer - ESME | 0.021666 | 0.043233 | 0.064702 | 0.086073 | 0.10735 | 0.12638 | 0.14148 | 0.15344 | 0.1629 | 0.17035 | 0.17621 | 0.1808 | 0.18437 | 0.18712 | 0.18924 | 0.24727 | 0.23939 | 0.23189 | 0.22474 | 0.11822 | 3.0568 | 3.0568 | 1.2538 | 1
LO12Med | NR | Refrigerator | Residential | Refrigeration | 0.0068895 | 0.007052 | 64.4512 | 0.00010689 | -13.8259 | <0 | Multifamily - High Rise | Refrigerator and Refrigerator-Freezer - Bottom-mounted Freezer - ESME | 0.0064111 | 0.012793 | 0.019146 | 0.02547 | 0.031765 | 0.037398 | 0.041867 | 0.045406 | 0.048204 | 0.05041 | 0.052144 | 0.053501 | 0.054557 | 0.055373 | 0.055997 | 0.072906 | 0.070525 | 0.068377 | 0.06634 | 0.034895 | 0.90348 | 0.90348 | 0.37101 | 1
LO12Med | NR | Refrigerator | Residential | Refrigeration | 0.0068895 | 0.007052 | 64.4512 | 0.00010689 | -13.8259 | <0 | Manufactured | Refrigerator and Refrigerator-Freezer - Bottom-mounted Freezer - ESME | 0.014317 | 0.028329 | 0.042039 | 0.055453 | 0.068576 | 0.080055 | 0.088864 | 0.095564 | 0.1006 | 0.10431 | 0.10699 | 0.10885 | 0.11006 | 0.11076 | 0.11107 | 0.12325 | 0.12076 | 0.11828 | 0.060605 | 0 | 1.6487 | 1.6487 | 0.7851 | 1
LO12Med | NR | Refrigerator | Residential | Refrigeration | 0.014674 | 0.015021 | 137.2794 | 0.00010689 | 68.4987 | 60-70 | Single Family | Refrigerator and Refrigerator-Freezer - Side-mounted Freezer - ESME | 0.1189 | 0.23727 | 0.35509 | 0.47238 | 0.58913 | 0.6936 | 0.77647 | 0.84212 | 0.89401 | 0.93492 | 0.96708 | 0.99224 | 1.0118 | 1.027 | 1.0385 | 1.2176 | 1.1906 | 1.1654 | 1.1418 | 0.57319 | 16.2391 | 16.2391 | 6.881 | 0
LO12Med | NR | Refrigerator | Residential | Refrigeration | 0.014674 | 0.015021 | 137.2794 | 0.00010689 | 68.4987 | 60-70 | Multifamily - Low Rise | Refrigerator and Refrigerator-Freezer - Side-mounted Freezer - ESME | 0.020314 | 0.040535 | 0.060665 | 0.080702 | 0.10065 | 0.1185 | 0.13265 | 0.14387 | 0.15273 | 0.15972 | 0.16522 | 0.16952 | 0.17286 | 0.17545 | 0.17743 | 0.23184 | 0.22445 | 0.21742 | 0.21071 | 0.11084 | 2.8661 | 2.8661 | 1.1756 | 0
LO12Med | NR | Refrigerator | Residential | Refrigeration | 0.014674 | 0.015021 | 137.2794 | 0.00010689 | 68.4987 | 60-70 | Multifamily - High Rise | Refrigerator and Refrigerator-Freezer - Side-mounted Freezer - ESME | 0.0060111 | 0.011995 | 0.017951 | 0.023881 | 0.029783 | 0.035064 | 0.039254 | 0.042573 | 0.045196 | 0.047264 | 0.04889 | 0.050162 | 0.051152 | 0.051917 | 0.052503 | 0.068357 | 0.066124 | 0.06411 | 0.0622 | 0.032718 | 0.84711 | 0.84711 | 0.34786 | 0
LO12Med | NR | Refrigerator | Residential | Refrigeration | 0.014674 | 0.015021 | 137.2794 | 0.00010689 | 68.4987 | 60-70 | Manufactured | Refrigerator and Refrigerator-Freezer - Side-mounted Freezer - ESME | 0.013424 | 0.026561 | 0.039416 | 0.051993 | 0.064297 | 0.075059 | 0.083319 | 0.089601 | 0.09432 | 0.097804 | 0.10031 | 0.10206 | 0.10319 | 0.10385 | 0.10414 | 0.11556 | 0.11323 | 0.1109 | 0.056823 | 0 | 1.5459 | 1.5459 | 0.73611 | 0
LO12Med | NR | Refrigerator | Residential | Refrigeration | 0.0030838 | 0.0031565 | 28.8486 | 0.00010689 | 214.7245 | >170 | Single Family | Refrigerator and Refrigerator-Freezer - Other - ESME | 0.053482 | 0.10672 | 0.15972 | 0.21248 | 0.26499 | 0.31198 | 0.34926 | 0.37878 | 0.40212 | 0.42053 | 0.43499 | 0.44631 | 0.45512 | 0.46192 | 0.46713 | 0.54767 | 0.53551 | 0.52418 | 0.51359 | 0.25782 | 7.3043 | 7.3043 | 3.095 | 0
LO12Med | NR | Refrigerator | Residential | Refrigeration | 0.0030838 | 0.0031565 | 28.8486 | 0.00010689 | 214.7245 | >170 | Multifamily - Low Rise | Refrigerator and Refrigerator-Freezer - Other - ESME | 0.009137 | 0.018233 | 0.027287 | 0.0363 | 0.045272 | 0.053299 | 0.059668 | 0.064712 | 0.0687 | 0.071844 | 0.074315 | 0.076248 | 0.077753 | 0.078916 | 0.079806 | 0.10428 | 0.10096 | 0.097796 | 0.094779 | 0.049856 | 1.2892 | 1.2892 | 0.52877 | 0
LO12Med | NR | Refrigerator | Residential | Refrigeration | 0.0030838 | 0.0031565 | 28.8486 | 0.00010689 | 214.7245 | >170 | Multifamily - High Rise | Refrigerator and Refrigerator-Freezer - Other - ESME | 0.0027038 | 0.0053952 | 0.0080745 | 0.010742 | 0.013396 | 0.015772 | 0.017656 | 0.019149 | 0.020329 | 0.021259 | 0.021991 | 0.022563 | 0.023008 | 0.023352 | 0.023616 | 0.030747 | 0.029743 | 0.028837 | 0.027977 | 0.014716 | 0.38103 | 0.38103 | 0.15647 | 0
LO12Med | NR | Refrigerator | Residential | Refrigeration | 0.0030838 | 0.0031565 | 28.8486 | 0.00010689 | 214.7245 | >170 | Manufactured | Refrigerator and Refrigerator-Freezer - Other - ESME | 0.0060381 | 0.011947 | 0.017729 | 0.023386 | 0.028921 | 0.033762 | 0.037477 | 0.040302 | 0.042425 | 0.043992 | 0.045121 | 0.045905 | 0.046416 | 0.046713 | 0.046841 | 0.051978 | 0.050928 | 0.049882 | 0.025559 | 0 | 0.69532 | 0.69532 | 0.3311 | 0
LO12Med | NR | Freezer | Residential | Refrigeration | 0.0082064 | 0.00808 | 73.647 | 0.00011143 | 64.3262 | 60-70 | Single Family | Freezer - Upright - ESME | 0.052995 | 0.10575 | 0.15826 | 0.21054 | 0.26258 | 0.30914 | 0.34607 | 0.37533 | 0.39846 | 0.41669 | 0.43103 | 0.44224 | 0.45097 | 0.45771 | 0.46288 | 0.46677 | 0.46575 | 0.4647 | 0.46365 | 0.4626 | 10.209 | 7.2041 | 3.0668 | 0
LO12Med | NR | Freezer | Residential | Refrigeration | 0.0082064 | 0.00808 | 73.647 | 0.00011143 | 64.3262 | 60-70 | Multifamily - Low Rise | Freezer - Upright - ESME | 1.5346e-05 | 3.0623e-05 | 4.583e-05 | 6.0968e-05 | 7.6037e-05 | 8.952e-05 | 0.00010022 | 0.00010869 | 0.00011539 | 0.00012067 | 0.00012482 | 0.00012806 | 0.00013059 | 0.00013255 | 0.00013404 | 0.00013517 | 0.00013487 | 0.00013457 | 0.00013426 | 0.00013396 | 0.0029563 | 0.0020862 | 0.0008881 | 0
LO12Med | NR | Freezer | Residential | Refrigeration | 0.0082064 | 0.00808 | 73.647 | 0.00011143 | 64.3262 | 60-70 | Multifamily - High Rise | Freezer - Upright - ESME | 4.5412e-06 | 9.0617e-06 | 1.3562e-05 | 1.8041e-05 | 2.25e-05 | 2.649e-05 | 2.9655e-05 | 3.2162e-05 | 3.4144e-05 | 3.5707e-05 | 3.6935e-05 | 3.7896e-05 | 3.8644e-05 | 3.9222e-05 | 3.9664e-05 | 3.9998e-05 | 3.991e-05 | 3.9821e-05 | 3.9731e-05 | 3.964e-05 | 0.00087481 | 0.00061732 | 0.0002628 | 0
LO12Med | NR | Freezer | Residential | Refrigeration | 0.0082064 | 0.00808 | 73.647 | 0.00011143 | 64.3262 | 60-70 | Manufactured | Freezer - Upright - ESME | 0.0077526 | 0.015339 | 0.022763 | 0.030027 | 0.037132 | 0.043348 | 0.048118 | 0.051746 | 0.054471 | 0.056483 | 0.057933 | 0.058939 | 0.059595 | 0.059976 | 0.060141 | 0.060136 | 0.059498 | 0.058863 | 0.058235 | 0.057613 | 1.2714 | 0.95811 | 0.42511 | 0
LO12Med | NR | Freezer | Residential | Refrigeration | 0.0065588 | 0.0064578 | 58.8604 | 0.00011143 | -16.9465 | <0 | Single Family | Freezer - Chest - ESME | 0.013268 | 0.026476 | 0.039624 | 0.052712 | 0.065741 | 0.077398 | 0.086646 | 0.093971 | 0.099761 | 0.10433 | 0.10792 | 0.11072 | 0.11291 | 0.1146 | 0.11589 | 0.11687 | 0.11661 | 0.11635 | 0.11608 | 0.11582 | 2.556 | 1.8037 | 0.76784 | 1
LO12Med | NR | Freezer | Residential | Refrigeration | 0.0065588 | 0.0064578 | 58.8604 | 0.00011143 | -16.9465 | <0 | Multifamily - Low Rise | Freezer - Chest - ESME | 3.8422e-06 | 7.667e-06 | 1.1474e-05 | 1.5264e-05 | 1.9037e-05 | 2.2413e-05 | 2.5091e-05 | 2.7212e-05 | 2.8889e-05 | 3.0211e-05 | 3.125e-05 | 3.2063e-05 | 3.2696e-05 | 3.3185e-05 | 3.3559e-05 | 3.3842e-05 | 3.3768e-05 | 3.3692e-05 | 3.3616e-05 | 3.3539e-05 | 0.00074017 | 0.00052231 | 0.00022235 | 1
LO12Med | NR | Freezer | Residential | Refrigeration | 0.0065588 | 0.0064578 | 58.8604 | 0.00011143 | -16.9465 | <0 | Multifamily - High Rise | Freezer - Chest - ESME | 1.137e-06 | 2.2688e-06 | 3.3954e-06 | 4.5169e-06 | 5.6334e-06 | 6.6323e-06 | 7.4247e-06 | 8.0524e-06 | 8.5486e-06 | 8.9398e-06 | 9.2473e-06 | 9.4879e-06 | 9.6752e-06 | 9.8199e-06 | 9.9306e-06 | 1.0014e-05 | 9.9923e-06 | 9.9698e-06 | 9.9473e-06 | 9.9247e-06 | 0.00021902 | 0.00015456 | 6.5797e-05 | 1
LO12Med | NR | Freezer | Residential | Refrigeration | 0.0065588 | 0.0064578 | 58.8604 | 0.00011143 | -16.9465 | <0 | Manufactured | Freezer - Chest - ESME | 0.001941 | 0.0038405 | 0.0056992 | 0.0075177 | 0.0092967 | 0.010853 | 0.012047 | 0.012955 | 0.013638 | 0.014142 | 0.014505 | 0.014756 | 0.014921 | 0.015016 | 0.015057 | 0.015056 | 0.014896 | 0.014738 | 0.01458 | 0.014424 | 0.31833 | 0.23988 | 0.10643 | 1
LO1Slow | New | WasteWater Heat Recovery | Residential | Water Heating | 0.019816 | 0.014128 | 189.66 | 0.00010448 | 330.0035 | >170 | Single Family | SF_DHW Preheat, Electric Resistance | 4.6077e-05 | 6.9049e-05 | 0.0001478 | 0.00027486 | 0.00045749 | 0.00070124 | 0.0010348 | 0.0014666 | 0.0020116 | 0.0026555 | 0.0032782 | 0.0039874 | 0.0047181 | 0.0053946 | 0.0058573 | 0.0062619 | 0.0065107 | 0.0066107 | 0.0066483 | 0.0066318 | 0.064764 | 0.064764 | 0.012143 | 0
LO1Slow | New | WasteWater Heat Recovery | Residential | Water Heating | 0.022956 | 0.016366 | 219.7078 | 0.00010448 | 271.2549 | >170 | Single Family | SF_DHW Preheat & Shower Preheat, Electric Resistance | 5.3377e-05 | 7.9988e-05 | 0.00017122 | 0.0003184 | 0.00052997 | 0.00081234 | 0.0011987 | 0.001699 | 0.0023302 | 0.0030762 | 0.0037975 | 0.0046191 | 0.0054656 | 0.0062492 | 0.0067853 | 0.007254 | 0.0075422 | 0.007658 | 0.0077016 | 0.0076824 | 0.075024 | 0.075024 | 0.014067 | 0
LO1Slow | New | WasteWater Heat Recovery | Residential | Water Heating | 0.0099082 | 0.0070638 | 94.83 | 0.00010448 | 678.1702 | >170 | Single Family | SF_DHW Preheat, Electric HPWH | 0.00013055 | 0.00019564 | 0.00041877 | 0.00077876 | 0.0012962 | 0.0019868 | 0.0029318 | 0.0041555 | 0.0056994 | 0.007524 | 0.0092882 | 0.011298 | 0.013368 | 0.015285 | 0.016596 | 0.017742 | 0.018447 | 0.01873 | 0.018837 | 0.01879 | 0.1835 | 0.1835 | 0.034406 | 0
LO1Slow | New | WasteWater Heat Recovery | Residential | Water Heating | 0.011478 | 0.008183 | 109.8539 | 0.00010448 | 560.673 | >170 | Single Family | SF_DHW Preheat & Shower Preheat, Electric HPWH | 0.00015124 | 0.00022663 | 0.00048512 | 0.00090214 | 0.0015016 | 0.0023016 | 0.0033963 | 0.0048138 | 0.0066024 | 0.008716 | 0.01076 | 0.013087 | 0.015486 | 0.017706 | 0.019225 | 0.020553 | 0.02137 | 0.021698 | 0.021821 | 0.021767 | 0.21257 | 0.21257 | 0.039856 | 0
LO1Slow | New | WasteWater Heat Recovery | Residential | Water Heating | 0.019816 | 0.014128 | 189.66 | 0.00010448 | 330.0035 | >170 | Multifamily - Low Rise | MF_DHW Preheat, Electric Resistance | 0.00020935 | 0.00031853 | 0.00069201 | 0.0013057 | 0.0022045 | 0.0034317 | 0.0051393 | 0.0073854 | 0.01027 | 0.013754 | 0.017245 | 0.021292 | 0.025561 | 0.029676 | 0.032719 | 0.035529 | 0.037496 | 0.038687 | 0.039526 | 0.040082 | 0.36252 | 0.36252 | 0.061955 | 0
LO1Slow | New | WasteWater Heat Recovery | Residential | Water Heating | 0.022956 | 0.016366 | 219.7078 | 0.00010448 | 224.8828 | >170 | Multifamily - Low Rise | MF_DHW Preheat & Shower Preheat, Electric Resistance | 0.00024252 | 0.000369 | 0.00080164 | 0.0015126 | 0.0025537 | 0.0039753 | 0.0059535 | 0.0085554 | 0.011897 | 0.015934 | 0.019977 | 0.024665 | 0.029611 | 0.034377 | 0.037902 | 0.041158 | 0.043436 | 0.044817 | 0.045788 | 0.046432 | 0.41996 | 0.41996 | 0.071771 | 0
LO1Slow | New | WasteWater Heat Recovery | Residential | Water Heating | 0.0099082 | 0.0070638 | 94.83 | 0.00010448 | 678.1702 | >170 | Multifamily - Low Rise | MF_DHW Preheat, Electric HPWH | 3.4891e-05 | 5.3088e-05 | 0.00011533 | 0.00021762 | 0.00036741 | 0.00057194 | 0.00085655 | 0.0012309 | 0.0017116 | 0.0022924 | 0.0028741 | 0.0035486 | 0.0042602 | 0.0049459 | 0.0054531 | 0.0059215 | 0.0062493 | 0.0064479 | 0.0065877 | 0.0066803 | 0.06042 | 0.06042 | 0.010326 | 0
LO1Slow | New | WasteWater Heat Recovery | Residential | Water Heating | 0.011478 | 0.008183 | 109.8539 | 0.00010448 | 467.9287 | >170 | Multifamily - Low Rise | MF_DHW Preheat & Shower Preheat, Electric HPWH | 4.0419e-05 | 6.1499e-05 | 0.00013361 | 0.00025209 | 0.00042562 | 0.00066256 | 0.00099225 | 0.0014259 | 0.0019828 | 0.0026556 | 0.0033295 | 0.0041109 | 0.0049352 | 0.0057295 | 0.0063171 | 0.0068596 | 0.0072393 | 0.0074694 | 0.0076314 | 0.0077386 | 0.069993 | 0.069993 | 0.011962 | 0
LO1Slow | New | WasteWater Heat Recovery | Residential | Water Heating | 0.019816 | 0.014128 | 189.66 | 0.00010448 | 330.0035 | >170 | Multifamily - High Rise | MF_DHW Preheat, Electric Resistance | 2.2866e-06 | 3.4585e-06 | 7.5291e-06 | 1.4263e-05 | 2.4218e-05 | 3.78e-05 | 5.6814e-05 | 8.2117e-05 | 0.00011458 | 0.00015374 | 0.00019236 | 0.0002371 | 0.00028474 | 0.00033017 | 0.00036345 | 0.0003942 | 0.00041568 | 0.00042726 | 0.00043409 | 0.0004384 | 0.0040143 | 0.0040143 | 0.00068916 | 0
LO1Slow | New | WasteWater Heat Recovery | Residential | Water Heating | 0.022956 | 0.016366 | 219.7078 | 0.00010448 | 224.8828 | >170 | Multifamily - High Rise | MF_DHW Preheat & Shower Preheat, Electric Resistance | 2.6488e-06 | 4.0065e-06 | 8.7219e-06 | 1.6523e-05 | 2.8055e-05 | 4.3789e-05 | 6.5815e-05 | 9.5127e-05 | 0.00013274 | 0.00017809 | 0.00022283 | 0.00027466 | 0.00032985 | 0.00038248 | 0.00042104 | 0.00045665 | 0.00048154 | 0.00049495 | 0.00050286 | 0.00050786 | 0.0046502 | 0.0046502 | 0.00079835 | 0
LO1Slow | New | WasteWater Heat Recovery | Residential | Water Heating | 0.0099082 | 0.0070638 | 94.83 | 0.00010448 | 678.1702 | >170 | Multifamily - High Rise | MF_DHW Preheat, Electric HPWH | 3.811e-07 | 5.7642e-07 | 1.2548e-06 | 2.3772e-06 | 4.0364e-06 | 6.3e-06 | 9.4689e-06 | 1.3686e-05 | 1.9097e-05 | 2.5623e-05 | 3.2059e-05 | 3.9517e-05 | 4.7456e-05 | 5.5029e-05 | 6.0576e-05 | 6.57e-05 | 6.9281e-05 | 7.1209e-05 | 7.2348e-05 | 7.3067e-05 | 0.00066904 | 0.00066904 | 0.00011486 | 0
LO1Slow | New | WasteWater Heat Recovery | Residential | Water Heating | 0.011478 | 0.008183 | 109.8539 | 0.00010448 | 467.9287 | >170 | Multifamily - High Rise | MF_DHW Preheat & Shower Preheat, Electric HPWH | 4.4147e-07 | 6.6774e-07 | 1.4537e-06 | 2.7538e-06 | 4.6759e-06 | 7.2981e-06 | 1.0969e-05 | 1.5855e-05 | 2.2123e-05 | 2.9682e-05 | 3.7139e-05 | 4.5777e-05 | 5.4975e-05 | 6.3747e-05 | 7.0173e-05 | 7.6108e-05 | 8.0257e-05 | 8.2491e-05 | 8.381e-05 | 8.4643e-05 | 0.00077504 | 0.00077504 | 0.00013306 | 0
LO1Slow | New | GSHP | Residential | HVAC | 0.30375 | 0.25422 | 2215.0534 | 0.00013713 | 359.7482 | >170 | Single Family | Ground Source Heat Pump Upgrade from Air Source Heat Pump - With Desuperheater - New House 4000 square feet or greater | 0.00014247 | 0.0002135 | 0.00045701 | 0.00084986 | 0.0014146 | 0.0021683 | 0.0031995 | 0.0045349 | 0.0062198 | 0.0082109 | 0.010136 | 0.012329 | 0.014589 | 0.01668 | 0.018111 | 0.019362 | 0.020131 | 0.020441 | 0.020557 | 0.020506 | 0.20025 | 0.20025 | 0.037547 | 0
LO1Slow | New | GSHP | Residential | HVAC | 0.19896 | 0.16701 | 1585.684 | 0.00012547 | 363.9864 | >170 | Single Family | Ground Source Heat Pump Upgrade from Air Source Heat Pump - With Desuperheater - New House less than 4000 square feet | 0.00098372 | 0.0014742 | 0.0031555 | 0.005868 | 0.0097671 | 0.014971 | 0.022091 | 0.031312 | 0.042945 | 0.056693 | 0.069987 | 0.085128 | 0.10073 | 0.11517 | 0.12505 | 0.13369 | 0.139 | 0.14113 | 0.14194 | 0.14158 | 1.3827 | 1.3827 | 0.25925 | 0
LO1Slow | NR | GSHP | Residential | HVAC | 0.22603 | 0.19031 | 1777.2856 | 0.00012718 | 347.0463 | >170 | Single Family | Ground Source Heat Pump Upgrade from Air Source Heat Pump - With Desuperheater - Existing House less than 4000 square feet | 0.0047496 | 0.0072887 | 0.015879 | 0.02981 | 0.050896 | 0.081007 | 0.12185 | 0.17463 | 0.23971 | 0.31621 | 0.40172 | 0.49234 | 0.58293 | 0.66785 | 0.742 | 0.80176 | 0.84577 | 0.87735 | 0.89359 | 0.90612 | 18.1951 | 8.2534 | 1.4437 | 0
LO1Slow | NR | GSHP | Residential | HVAC | 0.33335 | 0.2792 | 2395.9819 | 0.00013913 | 377.5955 | >170 | Single Family | Ground Source Heat Pump Upgrade from Air Source Heat Pump - With Desuperheater - Existing House 4000 square feet or greater | 0.00066452 | 0.0010198 | 0.0022216 | 0.0041708 | 0.0071209 | 0.011334 | 0.017048 | 0.024433 | 0.033538 | 0.044241 | 0.056206 | 0.068884 | 0.081558 | 0.093441 | 0.10381 | 0.11218 | 0.11833 | 0.12275 | 0.12502 | 0.12678 | 2.5457 | 1.1548 | 0.202 | 0
LO12Med | New | HPWH | Residential | Water Heating | 0.1953 | 0.10875 | 1528.8957 | 0.00012774 | 44.5701 | 40-50 | Single Family | Tier3_buffer | 0.28595 | 0.55719 | 0.81935 | 1.0797 | 1.3127 | 1.4884 | 1.6346 | 1.7532 | 1.8597 | 1.9463 | 1.9563 | 1.992 | 2.0301 | 2.0563 | 2.0323 | 2.0276 | 1.9941 | 1.9475 | 1.9186 | 1.8831 | 32.5751 | 32.5751 | 14.6934 | 0
LO12Med | New | HPWH | Residential | Water Heating | 0.1953 | 0.10875 | 1528.8957 | 0.00012774 | 44.5701 | 40-50 | Multifamily - Low Rise | Tier3_buffer | 0 | 0 | 0 | 0 | 0 | 0 | 0 | 0 | 0 | 0 | 0 | 0 | 0 | 0 | 0 | 0 | 0 | 0 | 0 | 0 | 0 | 0 | 0 | 0
LO12Med | New | HPWH | Residential | Water Heating | 0.1953 | 0.10875 | 1528.8957 | 0.00012774 | 44.5701 | 40-50 | Multifamily - High Rise | Tier3_buffer | 0 | 0 | 0 | 0 | 0 | 0 | 0 | 0 | 0 | 0 | 0 | 0 | 0 | 0 | 0 | 0 | 0 | 0 | 0 | 0 | 0 | 0 | 0 | 0
LO12Med | New | HPWH | Residential | Water Heating | 0.1953 | 0.10875 | 1528.8957 | 0.00012774 | 44.5701 | 40-50 | Manufactured | Tier3_buffer | 0.0091453 | 0.01861 | 0.028548 | 0.039196 | 0.049605 | 0.058506 | 0.066778 | 0.074367 | 0.081814 | 0.088762 | 0.092435 | 0.097437 | 0.10271 | 0.10755 | 0.10982 | 0.11317 | 0.11491 | 0.11581 | 0.11768 | 0.11913 | 1.606 | 1.606 | 0.60777 | 0
LO12Med | New | HPWH | Residential | Water Heating | 0.16509 | 0.070205 | 1399.5139 | 0.00011796 | 56.1234 | 50-60 | Single Family | Tier3_indor2_hp85 | 0.021918 | 0.042709 | 0.062803 | 0.082756 | 0.10062 | 0.11408 | 0.12529 | 0.13438 | 0.14255 | 0.14919 | 0.14995 | 0.15269 | 0.15561 | 0.15762 | 0.15577 | 0.15542 | 0.15285 | 0.14927 | 0.14706 | 0.14434 | 2.4969 | 2.4969 | 1.1262 | 0
LO12Med | New | HPWH | Residential | Water Heating | 0.16509 | 0.070205 | 1399.5139 | 0.00011796 | 56.1234 | 50-60 | Multifamily - Low Rise | Tier3_indor2_hp85 | 0 | 0 | 0 | 0 | 0 | 0 | 0 | 0 | 0 | 0 | 0 | 0 | 0 | 0 | 0 | 0 | 0 | 0 | 0 | 0 | 0 | 0 | 0 | 0
LO12Med | New | HPWH | Residential | Water Heating | 0.16509 | 0.070205 | 1399.5139 | 0.00011796 | 56.1234 | 50-60 | Multifamily - High Rise | Tier3_indor2_hp85 | 0 | 0 | 0 | 0 | 0 | 0 | 0 | 0 | 0 | 0 | 0 | 0 | 0 | 0 | 0 | 0 | 0 | 0 | 0 | 0 | 0 | 0 | 0 | 0
LO12Med | New | HPWH | Residential | Water Heating | 0.16509 | 0.070205 | 1399.5139 | 0.00011796 | 56.1234 | 50-60 | Manufactured | Tier3_indor2_hp85 | 0.0081484 | 0.016582 | 0.025436 | 0.034923 | 0.044197 | 0.052129 | 0.059499 | 0.066261 | 0.072896 | 0.079087 | 0.082359 | 0.086816 | 0.091516 | 0.095827 | 0.097853 | 0.10083 | 0.10238 | 0.10319 | 0.10486 | 0.10615 | 1.4309 | 1.4309 | 0.54152 | 0
LO12Med | New | HPWH | Residential | Water Heating | 0.21794 | 0.11937 | 1708.5661 | 0.00012756 | 55.6729 | 50-60 | Single Family | Tier3_indor2_gas | 0.081247 | 0.15832 | 0.23281 | 0.30677 | 0.37299 | 0.4229 | 0.46444 | 0.49815 | 0.52841 | 0.55302 | 0.55584 | 0.566 | 0.57683 | 0.58427 | 0.57744 | 0.57612 | 0.56659 | 0.55334 | 0.54514 | 0.53505 | 9.2557 | 9.2557 | 4.1749 | 0
LO12Med | New | HPWH | Residential | Water Heating | 0.21794 | 0.11937 | 1708.5661 | 0.00012756 | 55.6728 | 50-60 | Multifamily - Low Rise | Tier3_indor2_gas | 0 | 0 | 0 | 0 | 0 | 0 | 0 | 0 | 0 | 0 | 0 | 0 | 0 | 0 | 0 | 0 | 0 | 0 | 0 | 0 | 0 | 0 | 0 | 0
LO12Med | New | HPWH | Residential | Water Heating | 0.21794 | 0.11937 | 1708.5661 | 0.00012756 | 55.6728 | 50-60 | Multifamily - High Rise | Tier3_indor2_gas | 0 | 0 | 0 | 0 | 0 | 0 | 0 | 0 | 0 | 0 | 0 | 0 | 0 | 0 | 0 | 0 | 0 | 0 | 0 | 0 | 0 | 0 | 0 | 0
LO12Med | New | HPWH | Residential | Water Heating | 0.21794 | 0.11937 | 1708.5661 | 0.00012756 | 55.6729 | 50-60 | Manufactured | Tier3_indor2_gas | 0.0071716 | 0.014594 | 0.022387 | 0.030737 | 0.038899 | 0.045879 | 0.052366 | 0.058317 | 0.064157 | 0.069606 | 0.072486 | 0.076408 | 0.080545 | 0.084339 | 0.086122 | 0.088744 | 0.090108 | 0.090818 | 0.092285 | 0.093422 | 1.2594 | 1.2594 | 0.4766 | 0
LO12Med | New | HPWH | Residential | Water Heating | 0.10648 | 0.035299 | 1038.9603 | 0.00010249 | 89.7567 | 80-90 | Single Family | Tier3_indor2_resistheat | 0.016017 | 0.031211 | 0.045895 | 0.060477 | 0.073531 | 0.08337 | 0.091561 | 0.098205 | 0.10417 | 0.10902 | 0.10958 | 0.11158 | 0.11372 | 0.11518 | 0.11384 | 0.11358 | 0.1117 | 0.10909 | 0.10747 | 0.10548 | 1.8247 | 1.8247 | 0.82304 | 0
LO12Med | New | HPWH | Residential | Water Heating | 0.10648 | 0.035299 | 1038.9603 | 0.00010249 | 89.7567 | 80-90 | Multifamily - Low Rise | Tier3_indor2_resistheat | 0 | 0 | 0 | 0 | 0 | 0 | 0 | 0 | 0 | 0 | 0 | 0 | 0 | 0 | 0 | 0 | 0 | 0 | 0 | 0 | 0 | 0 | 0 | 0
LO12Med | New | HPWH | Residential | Water Heating | 0.10648 | 0.035299 | 1038.9603 | 0.00010249 | 89.7567 | 80-90 | Multifamily - High Rise | Tier3_indor2_resistheat | 0 | 0 | 0 | 0 | 0 | 0 | 0 | 0 | 0 | 0 | 0 | 0 | 0 | 0 | 0 | 0 | 0 | 0 | 0 | 0 | 0 | 0 | 0 | 0
LO12Med | New | HPWH | Residential | Water Heating | 0.10648 | 0.035299 | 1038.9603 | 0.00010249 | 89.7567 | 80-90 | Manufactured | Tier3_indor2_resistheat | 0.0087595 | 0.017825 | 0.027344 | 0.037542 | 0.047512 | 0.056038 | 0.06396 | 0.071229 | 0.078362 | 0.085017 | 0.088535 | 0.093326 | 0.098379 | 0.10301 | 0.10519 | 0.10839 | 0.11006 | 0.11093 | 0.11272 | 0.11411 | 1.5382 | 1.5382 | 0.58212 | 0
LO12Med | New | HPWH | Residential | Water Heating | 0.25224 | 0.14045 | 1974.6499 | 0.00012774 | 179.6328 | >170 | Single Family | Tier3 NoResistance_SplitSystem | 0 | 0 | 0 | 0 | 0 | 0 | 0 | 0 | 0 | 0 | 0 | 0 | 0 | 0 | 0 | 0 | 0 | 0 | 0 | 0 | 0 | 0 | 0 | 0
LO12Med | New | HPWH | Residential | Water Heating | 0.25224 | 0.14045 | 1974.6499 | 0.00012774 | 179.6328 | >170 | Multifamily - Low Rise | Tier3 NoResistance_SplitSystem | 0.27039 | 0.53496 | 0.7984 | 1.0675 | 1.3165 | 1.5159 | 1.6897 | 1.8374 | 1.976 | 2.0981 | 2.1418 | 2.2139 | 2.2891 | 2.3543 | 2.3627 | 2.3943 | 2.3901 | 2.372 | 2.374 | 2.3687 | 36.3657 | 36.3657 | 15.2467 | 0
LO12Med | New | HPWH | Residential | Water Heating | 0.25224 | 0.14045 | 1974.6499 | 0.00012774 | 179.6328 | >170 | Multifamily - High Rise | Tier3 NoResistance_SplitSystem | 0 | 0 | 0 | 0 | 0 | 0 | 0 | 0 | 0 | 0 | 0 | 0 | 0 | 0 | 0 | 0 | 0 | 0 | 0 | 0 | 0 | 0 | 0 | 0
LO12Med | New | HPWH | Residential | Water Heating | 0.25224 | 0.14045 | 1974.6499 | 0.00012774 | 179.6328 | >170 | Manufactured | Tier3 NoResistance_SplitSystem | 0 | 0 | 0 | 0 | 0 | 0 | 0 | 0 | 0 | 0 | 0 | 0 | 0 | 0 | 0 | 0 | 0 | 0 | 0 | 0 | 0 | 0 | 0 | 0
LO5Med | NR | HPWH | Residential | Water Heating | 0.1953 | 0.10875 | 1528.8957 | 0.00012774 | 44.5701 | 40-50 | Single Family | Tier3_buffer | 0.75639 | 1.6813 | 2.8088 | 4.1127 | 5.5946 | 7.3213 | 9.2085 | 11.1281 | 12.9273 | 14.4627 | 15.638 | 16.4297 | 16.8863 | 19.4495 | 19.1129 | 18.8013 | 18.5122 | 18.2082 | 16.958 | 0 | 229.9979 | 229.9979 | 85.6397 | 0
LO5Med | NR | HPWH | Residential | Water Heating | 0.1953 | 0.10875 | 1528.8957 | 0.00012774 | 44.5701 | 40-50 | Multifamily - Low Rise | Tier3_buffer | 0 | 0 | 0 | 0 | 0 | 0 | 0 | 0 | 0 | 0 | 0 | 0 | 0 | 0 | 0 | 0 | 0 | 0 | 0 | 0 | 0 | 0 | 0 | 0
LO5Med | NR | HPWH | Residential | Water Heating | 0.1953 | 0.10875 | 1528.8957 | 0.00012774 | 44.5701 | 40-50 | Multifamily - High Rise | Tier3_buffer | 0 | 0 | 0 | 0 | 0 | 0 | 0 | 0 | 0 | 0 | 0 | 0 | 0 | 0 | 0 | 0 | 0 | 0 | 0 | 0 | 0 | 0 | 0 | 0
LO5Med | NR | HPWH | Residential | Water Heating | 0.1953 | 0.10875 | 1528.8957 | 0.00012774 | 44.5701 | 40-50 | Manufactured | Tier3_buffer | 0.042413 | 0.09348 | 0.15485 | 0.22483 | 0.30326 | 0.3935 | 0.49076 | 0.58806 | 0.67738 | 0.75144 | 0.80566 | 0.8393 | 0.85535 | 0.93361 | 0.91786 | 0.90227 | 0.88684 | 0.87023 | 0.11277 | 0 | 10.8439 | 10.8439 | 4.5256 | 0
LO5Med | NR | HPWH | Residential | Water Heating | 0.16509 | 0.070205 | 1399.5139 | 0.00011796 | 56.1233 | 50-60 | Single Family | Tier3_indor2_hp85 | 0.057977 | 0.12887 | 0.21529 | 0.31524 | 0.42882 | 0.56118 | 0.70583 | 0.85296 | 0.99088 | 1.1086 | 1.1987 | 1.2593 | 1.2943 | 1.4908 | 1.465 | 1.4411 | 1.419 | 1.3957 | 1.2998 | 0 | 17.6293 | 17.6293 | 6.5643 | 0
LO5Med | NR | HPWH | Residential | Water Heating | 0.16509 | 0.070205 | 1399.5139 | 0.00011796 | 56.1234 | 50-60 | Multifamily - Low Rise | Tier3_indor2_hp85 | 0 | 0 | 0 | 0 | 0 | 0 | 0 | 0 | 0 | 0 | 0 | 0 | 0 | 0 | 0 | 0 | 0 | 0 | 0 | 0 | 0 | 0 | 0 | 0
LO5Med | NR | HPWH | Residential | Water Heating | 0.16509 | 0.070205 | 1399.5139 | 0.00011796 | 56.1234 | 50-60 | Multifamily - High Rise | Tier3_indor2_hp85 | 0 | 0 | 0 | 0 | 0 | 0 | 0 | 0 | 0 | 0 | 0 | 0 | 0 | 0 | 0 | 0 | 0 | 0 | 0 | 0 | 0 | 0 | 0 | 0
LO5Med | NR | HPWH | Residential | Water Heating | 0.16509 | 0.070205 | 1399.5139 | 0.00011796 | 56.1233 | 50-60 | Manufactured | Tier3_indor2_hp85 | 0.03779 | 0.08329 | 0.13797 | 0.20032 | 0.2702 | 0.35061 | 0.43727 | 0.52396 | 0.60355 | 0.66953 | 0.71784 | 0.74782 | 0.76212 | 0.83185 | 0.81781 | 0.80392 | 0.79017 | 0.77537 | 0.10048 | 0 | 9.6619 | 9.6619 | 4.0323 | 0
LO5Med | NR | HPWH | Residential | Water Heating | 0.21794 | 0.11937 | 1708.5661 | 0.00012756 | 55.6729 | 50-60 | Single Family | Tier3_indor2_gas | 0.21491 | 0.47771 | 0.79807 | 1.1686 | 1.5896 | 2.0802 | 2.6164 | 3.1619 | 3.6731 | 4.1093 | 4.4433 | 4.6682 | 4.798 | 5.5262 | 5.4306 | 5.3421 | 5.2599 | 5.1735 | 4.8183 | 0 | 65.35 | 65.35 | 24.3331 | 0
LO5Med | NR | HPWH | Residential | Water Heating | 0.21794 | 0.11937 | 1708.5661 | 0.00012756 | 55.6729 | 50-60 | Multifamily - Low Rise | Tier3_indor2_gas | 0 | 0 | 0 | 0 | 0 | 0 | 0 | 0 | 0 | 0 | 0 | 0 | 0 | 0 | 0 | 0 | 0 | 0 | 0 | 0 | 0 | 0 | 0 | 0
LO5Med | NR | HPWH | Residential | Water Heating | 0.21794 | 0.11937 | 1708.5661 | 0.00012756 | 55.6728 | 50-60 | Multifamily - High Rise | Tier3_indor2_gas | 0 | 0 | 0 | 0 | 0 | 0 | 0 | 0 | 0 | 0 | 0 | 0 | 0 | 0 | 0 | 0 | 0 | 0 | 0 | 0 | 0 | 0 | 0 | 0
LO5Med | NR | HPWH | Residential | Water Heating | 0.21794 | 0.11937 | 1708.5661 | 0.00012756 | 55.6729 | 50-60 | Manufactured | Tier3_indor2_gas | 0.03326 | 0.073305 | 0.12143 | 0.17631 | 0.23781 | 0.30858 | 0.38485 | 0.46115 | 0.53119 | 0.58927 | 0.63178 | 0.65817 | 0.67075 | 0.73212 | 0.71977 | 0.70755 | 0.69544 | 0.68242 | 0.088434 | 0 | 8.5036 | 8.5036 | 3.5489 | 0
LO5Med | NR | HPWH | Residential | Water Heating | 0.10648 | 0.035299 | 1038.9603 | 0.00010249 | 89.7567 | 80-90 | Single Family | Tier3_indor2_resistheat | 0.042368 | 0.094176 | 0.15733 | 0.23037 | 0.31337 | 0.41009 | 0.51581 | 0.62333 | 0.72411 | 0.81012 | 0.87595 | 0.9203 | 0.94587 | 1.0894 | 1.0706 | 1.0531 | 1.0369 | 1.0199 | 0.94989 | 0 | 12.8831 | 12.8831 | 4.797 | 0
LO5Med | NR | HPWH | Residential | Water Heating | 0.10648 | 0.035299 | 1038.9603 | 0.00010249 | 89.7567 | 80-90 | Multifamily - Low Rise | Tier3_indor2_resistheat | 0 | 0 | 0 | 0 | 0 | 0 | 0 | 0 | 0 | 0 | 0 | 0 | 0 | 0 | 0 | 0 | 0 | 0 | 0 | 0 | 0 | 0 | 0 | 0
LO5Med | NR | HPWH | Residential | Water Heating | 0.10648 | 0.035299 | 1038.9603 | 0.00010249 | 89.7567 | 80-90 | Multifamily - High Rise | Tier3_indor2_resistheat | 0 | 0 | 0 | 0 | 0 | 0 | 0 | 0 | 0 | 0 | 0 | 0 | 0 | 0 | 0 | 0 | 0 | 0 | 0 | 0 | 0 | 0 | 0 | 0
LO5Med | NR | HPWH | Residential | Water Heating | 0.10648 | 0.035299 | 1038.9603 | 0.00010249 | 89.7567 | 80-90 | Manufactured | Tier3_indor2_resistheat | 0.040624 | 0.089536 | 0.14832 | 0.21534 | 0.29046 | 0.3769 | 0.47006 | 0.56325 | 0.6488 | 0.71974 | 0.77166 | 0.80389 | 0.81926 | 0.89422 | 0.87914 | 0.86421 | 0.84942 | 0.83351 | 0.10801 | 0 | 10.3864 | 10.3864 | 4.3347 | 0
LO5Med | NR | HPWH | Residential | Water Heating | 0.25224 | 0.14045 | 1974.6499 | 0.00012774 | 179.6328 | >170 | Single Family | Tier3 NoResistance_SplitSystem | 0 | 0 | 0 | 0 | 0 | 0 | 0 | 0 | 0 | 0 | 0 | 0 | 0 | 0 | 0 | 0 | 0 | 0 | 0 | 0 | 0 | 0 | 0 | 0
LO5Med | NR | HPWH | Residential | Water Heating | 0.25224 | 0.14045 | 1974.6499 | 0.00012774 | 179.6328 | >170 | Multifamily - Low Rise | Tier3 NoResistance_SplitSystem | 0.35386 | 0.78655 | 1.314 | 1.924 | 2.6173 | 3.4251 | 4.308 | 5.206 | 6.0477 | 6.766 | 7.3159 | 7.6863 | 7.8999 | 10.2319 | 9.9623 | 9.7079 | 9.4679 | 9.2056 | 8.9599 | 0.03817 | 113.2242 | 113.2242 | 40.0645 | 0
LO5Med | NR | HPWH | Residential | Water Heating | 0.25224 | 0.14045 | 1974.6499 | 0.00012774 | 179.6328 | >170 | Multifamily - High Rise | Tier3 NoResistance_SplitSystem | 0 | 0 | 0 | 0 | 0 | 0 | 0 | 0 | 0 | 0 | 0 | 0 | 0 | 0 | 0 | 0 | 0 | 0 | 0 | 0 | 0 | 0 | 0 | 0
LO5Med | NR | HPWH | Residential | Water Heating | 0.25224 | 0.14045 | 1974.6499 | 0.00012774 | 179.6328 | >170 | Manufactured | Tier3 NoResistance_SplitSystem | 0 | 0 | 0 | 0 | 0 | 0 | 0 | 0 | 0 | 0 | 0 | 0 | 0 | 0 | 0 | 0 | 0 | 0 | 0 | 0 | 0 | 0 | 0 | 0
LO3Slow | New | Heat Recovery Ventilation | Residential | HVAC | 0.091925 | 0.073478 | 543.6441 | 0.00016909 | 364.6596 | >170 | Single Family | HRV HZ3CZ2 | 0.00010841 | 0.00027166 | 0.00059186 | 0.0011479 | 0.0019685 | 0.0030374 | 0.0044005 | 0.0059855 | 0.0077312 | 0.0094813 | 0.010786 | 0.012061 | 0.013161 | 0.013983 | 0.014265 | 0.014518 | 0.014562 | 0.014399 | 0.014292 | 0.014103 | 0.17086 | 0.17086 | 0.04551 | 0
LO3Slow | New | Heat Recovery Ventilation | Residential | HVAC | 0.084908 | 0.069396 | 501.3397 | 0.00016936 | 397.7912 | >170 | Single Family | HRV HZ3CZ3 | 1.01e-05 | 2.5309e-05 | 5.5139e-05 | 0.00010695 | 0.00018339 | 0.00028297 | 0.00040996 | 0.00055762 | 0.00072026 | 0.0008833 | 0.0010048 | 0.0011237 | 0.0012261 | 0.0013027 | 0.001329 | 0.0013525 | 0.0013567 | 0.0013415 | 0.0013315 | 0.0013139 | 0.015917 | 0.015917 | 0.0042398 | 0
LO3Slow | New | Heat Recovery Ventilation | Residential | HVAC | 0.06549 | 0.054914 | 385.9485 | 0.00016968 | 525.1122 | >170 | Single Family | HRV HZ3CZ1 | 0.0003349 | 0.00083919 | 0.0018283 | 0.0035461 | 0.0060808 | 0.0093827 | 0.013594 | 0.01849 | 0.023882 | 0.029288 | 0.033319 | 0.037259 | 0.040655 | 0.043194 | 0.044066 | 0.044846 | 0.044985 | 0.04448 | 0.04415 | 0.043565 | 0.52778 | 0.52778 | 0.14058 | 0
LO3Slow | New | Heat Recovery Ventilation | Residential | HVAC | 0.048033 | 0.038353 | 284.0908 | 0.00016908 | 723.4838 | >170 | Single Family | HRV HZ2CZ2 | 0.00046183 | 0.0011572 | 0.0025212 | 0.0048901 | 0.0083855 | 0.012939 | 0.018746 | 0.025497 | 0.032934 | 0.040389 | 0.045947 | 0.05138 | 0.056063 | 0.059565 | 0.060767 | 0.061843 | 0.062034 | 0.061339 | 0.060883 | 0.060077 | 0.72782 | 0.72782 | 0.19387 | 0
LO3Slow | New | Heat Recovery Ventilation | Residential | HVAC | 0.044432 | 0.033532 | 263.8201 | 0.00016842 | 781.2535 | >170 | Single Family | HRV HZ2CZ3 | 5.6507e-05 | 0.0001416 | 0.00030849 | 0.00059833 | 0.001026 | 0.0015831 | 0.0022937 | 0.0031198 | 0.0040297 | 0.0049418 | 0.0056219 | 0.0062867 | 0.0068597 | 0.0072881 | 0.0074353 | 0.0075669 | 0.0075903 | 0.0075052 | 0.0074494 | 0.0073508 | 0.089053 | 0.089053 | 0.023721 | 0
LO3Slow | New | Heat Recovery Ventilation | Residential | HVAC | 0.039041 | 0.031943 | 230.5018 | 0.00016938 | 898.2046 | >170 | Single Family | HRV HZ2CZ1 | 0.00023324 | 0.00058446 | 0.0012733 | 0.0024697 | 0.004235 | 0.0065347 | 0.0094674 | 0.012877 | 0.016633 | 0.020398 | 0.023205 | 0.025949 | 0.028315 | 0.030083 | 0.03069 | 0.031234 | 0.03133 | 0.030979 | 0.030748 | 0.030341 | 0.36758 | 0.36758 | 0.097911 | 0
LO3Slow | New | Heat Recovery Ventilation | Residential | HVAC | 0.035224 | 0.02574 | 209.5892 | 0.00016806 | 990.6757 | >170 | Single Family | HRV HZ1CZ3 | 0.00040545 | 0.001016 | 0.0022135 | 0.0042931 | 0.0073618 | 0.011359 | 0.016457 | 0.022385 | 0.028913 | 0.035458 | 0.040337 | 0.045108 | 0.049219 | 0.052293 | 0.053349 | 0.054293 | 0.054461 | 0.053851 | 0.05345 | 0.052743 | 0.63897 | 0.63897 | 0.1702 | 0
LO3Slow | New | Heat Recovery Ventilation | Residential | HVAC | 0.024374 | 0.017781 | 145.0455 | 0.00016804 | 1443.9981 | >170 | Single Family | HRV HZ1CZ2 | 0.00033047 | 0.00082809 | 0.0018041 | 0.0034992 | 0.0060004 | 0.0092586 | 0.013414 | 0.018245 | 0.023566 | 0.028901 | 0.032878 | 0.036766 | 0.040117 | 0.042623 | 0.043483 | 0.044253 | 0.04439 | 0.043892 | 0.043566 | 0.042989 | 0.5208 | 0.5208 | 0.13873 | 0
LO3Slow | New | Heat Recovery Ventilation | Residential | HVAC | 0.019122 | 0.017082 | 112.1395 | 0.00017052 | 1875.8353 | >170 | Single Family | HRV HZ1CZ1 | 0.00096572 | 0.0024199 | 0.0052721 | 0.010226 | 0.017535 | 0.027056 | 0.039199 | 0.053317 | 0.068868 | 0.084457 | 0.096078 | 0.10744 | 0.11723 | 0.12456 | 0.12707 | 0.12932 | 0.12972 | 0.12826 | 0.12731 | 0.12563 | 1.5219 | 1.5219 | 0.40539 | 0
LO3Slow | New | Fixtures | Residential | Lighting | 9.9203e-05 | 9.4046e-05 | 0.7927 | 0.00012515 | -66.87 | <0 | Single Family | ID/MT/OR-Floor/Table_0 to 249 lumens | 2.7453e-06 | 6.8792e-06 | 1.4987e-05 | 2.9069e-05 | 4.9847e-05 | 7.6914e-05 | 0.00011143 | 0.00015157 | 0.00019577 | 0.00024009 | 0.00027313 | 0.00030543 | 0.00033327 | 0.00035408 | 0.00036123 | 0.00036762 | 0.00036876 | 0.00036463 | 0.00036191 | 0.00035712 | 0.0043265 | 0.0043265 | 0.0011524 | 1
LO3Slow | New | Fixtures | Residential | Lighting | 0.00019434 | 0.00018423 | 1.5529 | 0.00012515 | -66.87 | <0 | Single Family | ID/MT/OR-Floor/Table_250 to 499 lumens | 1.9228e-05 | 4.8182e-05 | 0.00010497 | 0.0002036 | 0.00034913 | 0.00053871 | 0.00078048 | 0.0010616 | 0.0013712 | 0.0016816 | 0.001913 | 0.0021392 | 0.0023342 | 0.00248 | 0.0025301 | 0.0025749 | 0.0025828 | 0.0025539 | 0.0025349 | 0.0025013 | 0.030303 | 0.030303 | 0.0080717 | 1
LO3Slow | New | Fixtures | Residential | Lighting | 0.00037289 | 0.0003535 | 2.9796 | 0.00012515 | -66.87 | <0 | Single Family | ID/MT/OR-Floor/Table_500 to 999 lumens | 0.00016326 | 0.00040911 | 0.00089131 | 0.0017287 | 0.0029644 | 0.0045741 | 0.0066269 | 0.0090137 | 0.011643 | 0.014278 | 0.016243 | 0.018164 | 0.019819 | 0.021057 | 0.021482 | 0.021863 | 0.02193 | 0.021684 | 0.021523 | 0.021238 | 0.2573 | 0.2573 | 0.068536 | 1
LO3Slow | New | Fixtures | Residential | Lighting | 0.00068359 | 0.00064805 | 5.4623 | 0.00012515 | -66.87 | <0 | Single Family | ID/MT/OR-Floor/Table_1000 to 1999 lumens | 0.0001796 | 0.00045003 | 0.00098047 | 0.0019017 | 0.003261 | 0.0050317 | 0.0072899 | 0.0099155 | 0.012807 | 0.015707 | 0.017868 | 0.019981 | 0.021802 | 0.023164 | 0.023631 | 0.02405 | 0.024124 | 0.023854 | 0.023676 | 0.023363 | 0.28304 | 0.28304 | 0.075392 | 1
LO3Slow | New | Fixtures | Residential | Lighting | 0.0013249 | 0.001256 | 10.5866 | 0.00012515 | -66.87 | <0 | Single Family | ID/MT/OR-Floor/Table_2000 to 3999 lumens | 5.0009e-05 | 0.00012531 | 0.00027302 | 0.00052953 | 0.00090803 | 0.0014011 | 0.0020299 | 0.002761 | 0.0035663 | 0.0043736 | 0.0049754 | 0.0055638 | 0.0060709 | 0.00645 | 0.0065803 | 0.0066968 | 0.0067174 | 0.0066421 | 0.0065927 | 0.0065055 | 0.078813 | 0.078813 | 0.020993 | 1
LO3Slow | New | Fixtures | Residential | Lighting | 0.0024201 | 0.0022942 | 19.3377 | 0.00012515 | -66.87 | <0 | Single Family | ID/MT/OR-Floor/Table_4000 to 7999 lumens | 5.7583e-06 | 1.4429e-05 | 3.1436e-05 | 6.0972e-05 | 0.00010455 | 0.00016133 | 0.00023373 | 0.00031791 | 0.00041064 | 0.00050359 | 0.00057289 | 0.00064063 | 0.00069903 | 0.00074268 | 0.00075768 | 0.00077109 | 0.00077347 | 0.0007648 | 0.00075911 | 0.00074907 | 0.0090748 | 0.0090748 | 0.0024172 | 1
LO3Slow | New | Fixtures | Residential | Lighting | 0.00013061 | 0.00012357 | 1.0409 | 0.00012549 | -37.1249 | <0 | Single Family | ID/MT/OR-Ceiling and Wall Flush Mount _0 to 249 lumens | 1.5261e-06 | 3.824e-06 | 8.3312e-06 | 1.6159e-05 | 2.7709e-05 | 4.2755e-05 | 6.1943e-05 | 8.4253e-05 | 0.00010883 | 0.00013346 | 0.00015183 | 0.00016978 | 0.00018526 | 0.00019683 | 0.0002008 | 0.00020435 | 0.00020499 | 0.00020269 | 0.00020118 | 0.00019852 | 0.002405 | 0.002405 | 0.00064061 | 1
LO3Slow | New | Fixtures | Residential | Lighting | 0.00025587 | 0.00024207 | 2.0391 | 0.00012549 | -37.1249 | <0 | Single Family | ID/MT/OR-Ceiling and Wall Flush Mount _250 to 499 lumens | 1.8633e-05 | 4.6691e-05 | 0.00010172 | 0.0001973 | 0.00033833 | 0.00052204 | 0.00075633 | 0.0010287 | 0.0013288 | 0.0016296 | 0.0018538 | 0.002073 | 0.002262 | 0.0024033 | 0.0024518 | 0.0024952 | 0.0025029 | 0.0024748 | 0.0024564 | 0.0024239 | 0.029365 | 0.029365 | 0.007822 | 1
LO3Slow | New | Fixtures | Residential | Lighting | 0.00049096 | 0.00046447 | 3.9125 | 0.00012549 | -37.1249 | <0 | Single Family | ID/MT/OR-Ceiling and Wall Flush Mount _500 to 999 lumens | 0.00017415 | 0.00043639 | 0.00095074 | 0.001844 | 0.0031621 | 0.0048791 | 0.0070689 | 0.0096148 | 0.012419 | 0.01523 | 0.017326 | 0.019375 | 0.021141 | 0.022461 | 0.022915 | 0.023321 | 0.023393 | 0.02313 | 0.022958 | 0.022655 | 0.27446 | 0.27446 | 0.073106 | 1
LO3Slow | New | Fixtures | Residential | Lighting | 0.00090004 | 0.00085147 | 7.1725 | 0.00012549 | -37.1249 | <0 | Single Family | ID/MT/OR-Ceiling and Wall Flush Mount _1000 to 1999 lumens | 0.00021513 | 0.00053908 | 0.0011745 | 0.0022779 | 0.0039062 | 0.0060273 | 0.0087322 | 0.011877 | 0.015341 | 0.018814 | 0.021403 | 0.023934 | 0.026116 | 0.027747 | 0.028307 | 0.028808 | 0.028897 | 0.028573 | 0.028361 | 0.027985 | 0.33904 | 0.33904 | 0.090309 | 1
LO3Slow | New | Fixtures | Residential | Lighting | 0.0017444 | 0.0016503 | 13.9011 | 0.00012549 | -37.1249 | <0 | Single Family | ID/MT/OR-Ceiling and Wall Flush Mount _2000 to 3999 lumens | 0.00017014 | 0.00042634 | 0.00092886 | 0.0018016 | 0.0030893 | 0.0047668 | 0.0069061 | 0.0093935 | 0.012133 | 0.01488 | 0.016927 | 0.018929 | 0.020655 | 0.021944 | 0.022387 | 0.022784 | 0.022854 | 0.022598 | 0.02243 | 0.022133 | 0.26814 | 0.26814 | 0.071423 | 1
LO3Slow | New | Fixtures | Residential | Lighting | 0.0031863 | 0.0030144 | 25.3921 | 0.00012549 | -37.1249 | <0 | Single Family | ID/MT/OR-Ceiling and Wall Flush Mount _4000 to 7999 lumens | 5.1577e-05 | 0.00012924 | 0.00028157 | 0.00054612 | 0.00093649 | 0.001445 | 0.0020935 | 0.0028475 | 0.0036781 | 0.0045106 | 0.0051313 | 0.0057381 | 0.0062612 | 0.0066522 | 0.0067865 | 0.0069067 | 0.006928 | 0.0068503 | 0.0067994 | 0.0067094 | 0.081283 | 0.081283 | 0.021651 | 1
LO3Slow | New | Fixtures | Residential | Lighting | 0.00010381 | 9.7994e-05 | 0.82491 | 0.00012585 | -111.0448 | <0 | Single Family | ID/MT/OR-Downlight Fixture_0 to 249 lumens | 7.0322e-08 | 1.7621e-07 | 3.8391e-07 | 7.446e-07 | 1.2768e-06 | 1.9702e-06 | 2.8544e-06 | 3.8824e-06 | 5.0148e-06 | 6.1499e-06 | 6.9962e-06 | 7.8236e-06 | 8.5367e-06 | 9.0698e-06 | 9.2529e-06 | 9.4167e-06 | 9.4458e-06 | 9.3399e-06 | 9.2705e-06 | 9.1478e-06 | 0.00011082 | 0.00011082 | 2.952e-05 | 1
LO3Slow | New | Fixtures | Residential | Lighting | 0.00020337 | 0.00019197 | 1.616 | 0.00012585 | -111.0448 | <0 | Single Family | ID/MT/OR-Downlight Fixture_250 to 499 lumens | 1.1616e-05 | 2.9106e-05 | 6.3413e-05 | 0.00012299 | 0.00021091 | 0.00032543 | 0.00047148 | 0.00064129 | 0.00082833 | 0.0010158 | 0.0011556 | 0.0012923 | 0.0014101 | 0.0014981 | 0.0015284 | 0.0015554 | 0.0015602 | 0.0015428 | 0.0015313 | 0.001511 | 0.018306 | 0.018306 | 0.004876 | 1
LO3Slow | New | Fixtures | Residential | Lighting | 0.00039021 | 0.00036834 | 3.1007 | 0.00012585 | -111.0448 | <0 | Single Family | ID/MT/OR-Downlight Fixture_500 to 999 lumens | 0.00040793 | 0.0010222 | 0.002227 | 0.0043194 | 0.0074069 | 0.011429 | 0.016558 | 0.022522 | 0.02909 | 0.035675 | 0.040584 | 0.045384 | 0.049521 | 0.052613 | 0.053675 | 0.054626 | 0.054794 | 0.05418 | 0.053777 | 0.053065 | 0.64288 | 0.64288 | 0.17124 | 1
LO3Slow | New | Fixtures | Residential | Lighting | 0.00071535 | 0.00067525 | 5.6843 | 0.00012585 | -111.0448 | <0 | Single Family | ID/MT/OR-Downlight Fixture_1000 to 1999 lumens | 0.00012453 | 0.00031205 | 0.00067985 | 0.0013186 | 0.0022611 | 0.0034889 | 0.0050547 | 0.0068753 | 0.0088805 | 0.010891 | 0.012389 | 0.013855 | 0.015117 | 0.016061 | 0.016386 | 0.016676 | 0.016727 | 0.01654 | 0.016417 | 0.0162 | 0.19625 | 0.19625 | 0.052276 | 1
LO3Slow | New | Fixtures | Residential | Lighting | 0.0013864 | 0.0013087 | 11.0168 | 0.00012585 | -111.0448 | <0 | Single Family | ID/MT/OR-Downlight Fixture_2000 to 3999 lumens | 3.7063e-05 | 9.2872e-05 | 0.00020234 | 0.00039244 | 0.00067296 | 0.0010384 | 0.0015044 | 0.0020462 | 0.002643 | 0.0032413 | 0.0036873 | 0.0041234 | 0.0044992 | 0.0047802 | 0.0048767 | 0.0049631 | 0.0049784 | 0.0049226 | 0.004886 | 0.0048213 | 0.058409 | 0.058409 | 0.015558 | 1
LO3Slow | New | Fixtures | Residential | Lighting | 0.0025325 | 0.0023905 | 20.1235 | 0.00012585 | -111.0448 | <0 | Single Family | ID/MT/OR-Downlight Fixture_4000 to 7999 lumens | 1.1673e-05 | 2.9249e-05 | 6.3724e-05 | 0.0001236 | 0.00021194 | 0.00032703 | 0.0004738 | 0.00064444 | 0.0008324 | 0.0010208 | 0.0011613 | 0.0012986 | 0.001417 | 0.0015055 | 0.0015359 | 0.0015631 | 0.0015679 | 0.0015503 | 0.0015388 | 0.0015184 | 0.018396 | 0.018396 | 0.0049 | 1
LO3Slow | New | Fixtures | Residential | Lighting | 0.00015581 | 0.00017678 | 0.87246 | 0.00017859 | -72.4583 | <0 | Single Family | ID/MT/OR-Exterior Porch_0 to 249 lumens | 1.2988e-09 | 3.2544e-09 | 7.0903e-09 | 1.3752e-08 | 2.3582e-08 | 3.6387e-08 | 5.2717e-08 | 7.1704e-08 | 9.2617e-08 | 1.1358e-07 | 1.2921e-07 | 1.4449e-07 | 1.5766e-07 | 1.6751e-07 | 1.7089e-07 | 1.7392e-07 | 1.7445e-07 | 1.725e-07 | 1.7121e-07 | 1.6895e-07 | 2.0468e-06 | 2.0468e-06 | 5.452e-07 | 1
LO3Slow | New | Fixtures | Residential | Lighting | 0.00030523 | 0.0003463 | 1.7091 | 0.00017859 | -72.4583 | <0 | Single Family | ID/MT/OR-Exterior Porch_250 to 499 lumens | 4.1164e-07 | 1.0315e-06 | 2.2473e-06 | 4.3587e-06 | 7.4743e-06 | 1.1533e-05 | 1.6709e-05 | 2.2727e-05 | 2.9355e-05 | 3.6e-05 | 4.0954e-05 | 4.5797e-05 | 4.9971e-05 | 5.3092e-05 | 5.4164e-05 | 5.5123e-05 | 5.5293e-05 | 5.4674e-05 | 5.4267e-05 | 5.3549e-05 | 0.00064873 | 0.00064873 | 0.0001728 | 1
LO3Slow | New | Fixtures | Residential | Lighting | 0.00058566 | 0.00066447 | 3.2794 | 0.00017859 | -72.4583 | <0 | Single Family | ID/MT/OR-Exterior Porch_500 to 999 lumens | 2.0579e-05 | 5.1568e-05 | 0.00011235 | 0.00021791 | 0.00037366 | 0.00057656 | 0.00083532 | 0.0011362 | 0.0014676 | 0.0017998 | 0.0020474 | 0.0022895 | 0.0024982 | 0.0026543 | 0.0027078 | 0.0027558 | 0.0027643 | 0.0027333 | 0.002713 | 0.0026771 | 0.032432 | 0.032432 | 0.0086389 | 1
LO3Slow | New | Fixtures | Residential | Lighting | 0.0010737 | 0.0012181 | 6.0119 | 0.00017859 | -72.4583 | <0 | Single Family | ID/MT/OR-Exterior Porch_1000 to 1999 lumens | 4.0305e-05 | 0.000101 | 0.00022003 | 0.00042677 | 0.00073182 | 0.0011292 | 0.001636 | 0.0022252 | 0.0028742 | 0.0035248 | 0.0040099 | 0.0044841 | 0.0048928 | 0.0051983 | 0.0053033 | 0.0053972 | 0.0054138 | 0.0053532 | 0.0053133 | 0.005243 | 0.063518 | 0.063518 | 0.016919 | 1
LO3Slow | New | Fixtures | Residential | Lighting | 0.0020809 | 0.0023609 | 11.6518 | 0.00017859 | -72.4583 | <0 | Single Family | ID/MT/OR-Exterior Porch_2000 to 3999 lumens | 3.8133e-05 | 9.5552e-05 | 0.00020818 | 0.00040377 | 0.00069238 | 0.0010683 | 0.0015478 | 0.0021053 | 0.0027193 | 0.0033349 | 0.0037938 | 0.0042424 | 0.0046291 | 0.0049182 | 0.0050175 | 0.0051063 | 0.0051221 | 0.0050647 | 0.005027 | 0.0049605 | 0.060095 | 0.060095 | 0.016007 | 1
LO3Slow | New | Fixtures | Residential | Lighting | 0.003801 | 0.0043124 | 21.2835 | 0.00017859 | -72.4583 | <0 | Single Family | ID/MT/OR-Exterior Porch_4000 to 7999 lumens | 1.6709e-06 | 4.187e-06 | 9.122e-06 | 1.7693e-05 | 3.0339e-05 | 4.6813e-05 | 6.7823e-05 | 9.225e-05 | 0.00011916 | 0.00014613 | 0.00016624 | 0.0001859 | 0.00020284 | 0.00021551 | 0.00021986 | 0.00022375 | 0.00022444 | 0.00022193 | 0.00022028 | 0.00021736 | 0.0026333 | 0.0026333 | 0.00070142 | 1
LO3Slow | New | Fixtures | Residential | Lighting | 0.00017263 | 0.00020188 | 0.95994 | 0.00017983 | -89.0984 | <0 | Single Family | ID/MT/OR-Chandelier/Pendant_0 to 249 lumens | 1.0939e-06 | 2.741e-06 | 5.9717e-06 | 1.1582e-05 | 1.9861e-05 | 3.0646e-05 | 4.44e-05 | 6.0391e-05 | 7.8005e-05 | 9.5663e-05 | 0.00010883 | 0.0001217 | 0.00013279 | 0.00014108 | 0.00014393 | 0.00014648 | 0.00014693 | 0.00014528 | 0.0001442 | 0.00014229 | 0.0017239 | 0.0017239 | 0.00045918 | 1
LO3Slow | New | Fixtures | Residential | Lighting | 0.00033817 | 0.00039547 | 1.8805 | 0.00017983 | -89.0984 | <0 | Single Family | ID/MT/OR-Chandelier/Pendant_250 to 499 lumens | 8.842e-06 | 2.2156e-05 | 4.8271e-05 | 9.3624e-05 | 0.00016055 | 0.00024772 | 0.0003589 | 0.00048816 | 0.00063054 | 0.00077328 | 0.00087968 | 0.00098371 | 0.0010734 | 0.0011404 | 0.0011634 | 0.001184 | 0.0011877 | 0.0011744 | 0.0011656 | 0.0011502 | 0.013935 | 0.013935 | 0.0037117 | 1
LO3Slow | New | Fixtures | Residential | Lighting | 0.00064887 | 0.00075881 | 3.6083 | 0.00017983 | -89.0984 | <0 | Single Family | ID/MT/OR-Chandelier/Pendant_500 to 999 lumens | 6.5002e-05 | 0.00016288 | 0.00035486 | 0.00068827 | 0.0011802 | 0.0018211 | 0.0026384 | 0.0035887 | 0.0046354 | 0.0056847 | 0.0064669 | 0.0072317 | 0.0078909 | 0.0083837 | 0.0085529 | 0.0087044 | 0.0087312 | 0.0086334 | 0.0085692 | 0.0084557 | 0.10244 | 0.10244 | 0.027287 | 1
LO3Slow | New | Fixtures | Residential | Lighting | 0.0011895 | 0.0013911 | 6.6148 | 0.00017983 | -89.0984 | <0 | Single Family | ID/MT/OR-Chandelier/Pendant_1000 to 1999 lumens | 0.00011012 | 0.00027593 | 0.00060116 | 0.001166 | 0.0019994 | 0.0030851 | 0.0044697 | 0.0060795 | 0.0078527 | 0.0096302 | 0.010955 | 0.012251 | 0.013368 | 0.014202 | 0.014489 | 0.014746 | 0.014791 | 0.014625 | 0.014517 | 0.014325 | 0.17354 | 0.17354 | 0.046225 | 1
LO3Slow | New | Fixtures | Residential | Lighting | 0.0023054 | 0.0026961 | 12.8202 | 0.00017983 | -89.0984 | <0 | Single Family | ID/MT/OR-Chandelier/Pendant_2000 to 3999 lumens | 0.00015877 | 0.00039784 | 0.00086677 | 0.0016811 | 0.0028828 | 0.0044482 | 0.0064445 | 0.0087656 | 0.011322 | 0.013885 | 0.015796 | 0.017664 | 0.019274 | 0.020478 | 0.020891 | 0.021261 | 0.021326 | 0.021087 | 0.020931 | 0.020654 | 0.25021 | 0.25021 | 0.066649 | 1
LO3Slow | New | Fixtures | Residential | Lighting | 0.0042112 | 0.0049247 | 23.4176 | 0.00017983 | -89.0984 | <0 | Single Family | ID/MT/OR-Chandelier/Pendant_4000 to 7999 lumens | 9.5379e-05 | 0.000239 | 0.0005207 | 0.0010099 | 0.0017318 | 0.0026722 | 0.0038715 | 0.0052658 | 0.0068017 | 0.0083413 | 0.0094891 | 0.010611 | 0.011579 | 0.012302 | 0.01255 | 0.012772 | 0.012812 | 0.012668 | 0.012574 | 0.012407 | 0.15031 | 0.15031 | 0.040038 | 1
LO3Slow | New | Fixtures | Residential | Lighting | 2.898e-05 | 2.7142e-05 | 0.22794 | 0.00012714 | 11.6324 | 10-20 | Single Family | ID/MT/OR-Linear Flush Mount_0 to 249 lumens | 1.2045e-07 | 3.0183e-07 | 6.5759e-07 | 1.2754e-06 | 2.1871e-06 | 3.3747e-06 | 4.8893e-06 | 6.6502e-06 | 8.5898e-06 | 1.0534e-05 | 1.1984e-05 | 1.3401e-05 | 1.4623e-05 | 1.5536e-05 | 1.5849e-05 | 1.613e-05 | 1.618e-05 | 1.5998e-05 | 1.5879e-05 | 1.5669e-05 | 0.00018983 | 0.00018983 | 5.0565e-05 | 1
LO3Slow | New | Fixtures | Residential | Lighting | 5.6772e-05 | 5.3172e-05 | 0.44653 | 0.00012714 | 11.6324 | 10-20 | Single Family | ID/MT/OR-Linear Flush Mount_250 to 499 lumens | 3.4369e-06 | 8.6122e-06 | 1.8763e-05 | 3.6392e-05 | 6.2405e-05 | 9.6291e-05 | 0.00013951 | 0.00018975 | 0.00024509 | 0.00030058 | 0.00034194 | 0.00038237 | 0.00041723 | 0.00044328 | 0.00045223 | 0.00046024 | 0.00046166 | 0.00045648 | 0.00045309 | 0.00044709 | 0.0054164 | 0.0054164 | 0.0014428 | 1
LO3Slow | New | Fixtures | Residential | Lighting | 0.00010893 | 0.00010202 | 0.85678 | 0.00012714 | 11.6324 | 10-20 | Single Family | ID/MT/OR-Linear Flush Mount_500 to 999 lumens | 6.7148e-05 | 0.00016826 | 0.00036658 | 0.000711 | 0.0012192 | 0.0018813 | 0.0027256 | 0.0037072 | 0.0047885 | 0.0058724 | 0.0066805 | 0.0074705 | 0.0081514 | 0.0086605 | 0.0088354 | 0.0089918 | 0.0090196 | 0.0089185 | 0.0088521 | 0.008735 | 0.10582 | 0.10582 | 0.028188 | 1
LO3Slow | New | Fixtures | Residential | Lighting | 0.0001997 | 0.00018703 | 1.5707 | 0.00012714 | 11.6324 | 10-20 | Single Family | ID/MT/OR-Linear Flush Mount_1000 to 1999 lumens | 0.00010991 | 0.00027542 | 0.00060005 | 0.0011638 | 0.0019957 | 0.0030794 | 0.0044614 | 0.0060683 | 0.0078382 | 0.0096124 | 0.010935 | 0.012228 | 0.013343 | 0.014176 | 0.014462 | 0.014718 | 0.014764 | 0.014598 | 0.01449 | 0.014298 | 0.17322 | 0.17322 | 0.04614 | 1
LO3Slow | New | Fixtures | Residential | Lighting | 0.00038704 | 0.00036249 | 3.0442 | 0.00012714 | 11.6324 | 10-20 | Single Family | ID/MT/OR-Linear Flush Mount_2000 to 3999 lumens | 4.0722e-05 | 0.00010204 | 0.00022231 | 0.00043119 | 0.0007394 | 0.0011409 | 0.0016529 | 0.0022483 | 0.002904 | 0.0035614 | 0.0040514 | 0.0045305 | 0.0049435 | 0.0052522 | 0.0053583 | 0.0054531 | 0.0054699 | 0.0054086 | 0.0053684 | 0.0052974 | 0.064176 | 0.064176 | 0.017095 | 1
LO3Slow | New | Fixtures | Residential | Lighting | 0.00070697 | 0.00066213 | 5.5605 | 0.00012714 | 11.6324 | 10-20 | Single Family | ID/MT/OR-Linear Flush Mount_4000 to 7999 lumens | 4.7034e-06 | 1.1786e-05 | 2.5677e-05 | 4.9803e-05 | 8.5401e-05 | 0.00013177 | 0.00019091 | 0.00025967 | 0.00033541 | 0.00041134 | 0.00046794 | 0.00052328 | 0.00057097 | 0.00060663 | 0.00061888 | 0.00062984 | 0.00063178 | 0.0006247 | 0.00062005 | 0.00061185 | 0.0074124 | 0.0074124 | 0.0019744 | 1
LO3Slow | New | Fixtures | Residential | Lighting | 2.1873e-05 | 2.0242e-05 | 0.16937 | 0.00012914 | 20.5429 | 20-30 | Single Family | ID/MT/OR-Linear Shop_0 to 249 lumens | 2.882e-08 | 7.2218e-08 | 1.5734e-07 | 3.0517e-07 | 5.233e-07 | 8.0745e-07 | 1.1698e-06 | 1.5912e-06 | 2.0553e-06 | 2.5205e-06 | 2.8673e-06 | 3.2064e-06 | 3.4987e-06 | 3.7172e-06 | 3.7922e-06 | 3.8593e-06 | 3.8713e-06 | 3.8279e-06 | 3.7994e-06 | 3.7491e-06 | 4.542e-05 | 4.542e-05 | 1.2098e-05 | 1
LO3Slow | New | Fixtures | Residential | Lighting | 4.2848e-05 | 3.9655e-05 | 0.33179 | 0.00012914 | 20.5429 | 20-30 | Single Family | ID/MT/OR-Linear Shop_250 to 499 lumens | 0 | 0 | 0 | 0 | 0 | 0 | 0 | 0 | 0 | 0 | 0 | 0 | 0 | 0 | 0 | 0 | 0 | 0 | 0 | 0 | 0 | 0 | 0 | 1
LO3Slow | New | Fixtures | Residential | Lighting | 8.2216e-05 | 7.6087e-05 | 0.63662 | 0.00012914 | 20.5429 | 20-30 | Single Family | ID/MT/OR-Linear Shop_500 to 999 lumens | 4.532e-08 | 1.1356e-07 | 2.4742e-07 | 4.7988e-07 | 8.2289e-07 | 1.2697e-06 | 1.8396e-06 | 2.5021e-06 | 3.2319e-06 | 3.9635e-06 | 4.5089e-06 | 5.0421e-06 | 5.5017e-06 | 5.8452e-06 | 5.9633e-06 | 6.0688e-06 | 6.0876e-06 | 6.0193e-06 | 5.9746e-06 | 5.8955e-06 | 7.1423e-05 | 7.1423e-05 | 1.9025e-05 | 1
LO3Slow | New | Fixtures | Residential | Lighting | 0.00015072 | 0.00013949 | 1.1671 | 0.00012914 | 20.5429 | 20-30 | Single Family | ID/MT/OR-Linear Shop_1000 to 1999 lumens | 2.5417e-08 | 6.369e-08 | 1.3876e-07 | 2.6913e-07 | 4.615e-07 | 7.121e-07 | 1.0317e-06 | 1.4033e-06 | 1.8125e-06 | 2.2228e-06 | 2.5287e-06 | 2.8277e-06 | 3.0855e-06 | 3.2782e-06 | 3.3444e-06 | 3.4036e-06 | 3.4141e-06 | 3.3758e-06 | 3.3507e-06 | 3.3064e-06 | 4.0056e-05 | 4.0056e-05 | 1.067e-05 | 1
LO3Slow | New | Fixtures | Residential | Lighting | 0.00029211 | 0.00027034 | 2.2619 | 0.00012914 | 20.5429 | 20-30 | Single Family | ID/MT/OR-Linear Shop_2000 to 3999 lumens | 0 | 0 | 0 | 0 | 0 | 0 | 0 | 0 | 0 | 0 | 0 | 0 | 0 | 0 | 0 | 0 | 0 | 0 | 0 | 0 | 0 | 0 | 0 | 1
LO3Slow | New | Fixtures | Residential | Lighting | 0.00053358 | 0.00049381 | 4.1317 | 0.00012914 | 20.5429 | 20-30 | Single Family | ID/MT/OR-Linear Shop_4000 to 7999 lumens | 3.6742e-07 | 9.2069e-07 | 2.0059e-06 | 3.8905e-06 | 6.6714e-06 | 1.0294e-05 | 1.4914e-05 | 2.0285e-05 | 2.6202e-05 | 3.2133e-05 | 3.6555e-05 | 4.0877e-05 | 4.4603e-05 | 4.7389e-05 | 4.8346e-05 | 4.9202e-05 | 4.9354e-05 | 4.88e-05 | 4.8437e-05 | 4.7796e-05 | 0.00057904 | 0.00057904 | 0.00015424 | 1
LO3Slow | New | Fixtures | Residential | Lighting | 0.00025527 | 0.00024217 | 2.0416 | 0.00012504 | -46.2769 | <0 | Single Family | ID/MT/OR-Track_0 to 249 lumens | 1.5829e-08 | 3.9663e-08 | 8.6413e-08 | 1.676e-07 | 2.874e-07 | 4.4347e-07 | 6.4249e-07 | 8.7389e-07 | 1.1288e-06 | 1.3843e-06 | 1.5748e-06 | 1.761e-06 | 1.9215e-06 | 2.0415e-06 | 2.0827e-06 | 2.1196e-06 | 2.1262e-06 | 2.1023e-06 | 2.0867e-06 | 2.0591e-06 | 2.4945e-05 | 2.4945e-05 | 6.6446e-06 | 1
LO3Slow | New | Fixtures | Residential | Lighting | 0.00050008 | 0.0004744 | 3.9995 | 0.00012504 | -46.2769 | <0 | Single Family | ID/MT/OR-Track_250 to 499 lumens | 1.4438e-06 | 3.6178e-06 | 7.8819e-06 | 1.5287e-05 | 2.6215e-05 | 4.0449e-05 | 5.8603e-05 | 7.971e-05 | 0.00010296 | 0.00012626 | 0.00014364 | 0.00016063 | 0.00017527 | 0.00018621 | 0.00018997 | 0.00019333 | 0.00019393 | 0.00019176 | 0.00019033 | 0.00018781 | 0.0022753 | 0.0022753 | 0.00060607 | 1
LO3Slow | New | Fixtures | Residential | Lighting | 0.00095953 | 0.00091026 | 7.674 | 0.00012504 | -46.2769 | <0 | Single Family | ID/MT/OR-Track_500 to 999 lumens | 2.2987e-05 | 5.76e-05 | 0.00012549 | 0.00024339 | 0.00041737 | 0.00064401 | 0.00093303 | 0.0012691 | 0.0016392 | 0.0020103 | 0.0022869 | 0.0025574 | 0.0027905 | 0.0029647 | 0.0030246 | 0.0030781 | 0.0030876 | 0.003053 | 0.0030303 | 0.0029902 | 0.036226 | 0.036226 | 0.0096494 | 1
LO3Slow | New | Fixtures | Residential | Lighting | 0.001759 | 0.0016687 | 14.0682 | 0.00012504 | -46.2769 | <0 | Single Family | ID/MT/OR-Track_1000 to 1999 lumens | 3.34e-05 | 8.3695e-05 | 0.00018234 | 0.00035366 | 0.00060646 | 0.00093577 | 0.0013557 | 0.001844 | 0.0023819 | 0.002921 | 0.003323 | 0.0037159 | 0.0040546 | 0.0043079 | 0.0043948 | 0.0044726 | 0.0044865 | 0.0044362 | 0.0044032 | 0.0043449 | 0.052638 | 0.052638 | 0.014021 | 1
LO3Slow | New | Fixtures | Residential | Lighting | 0.0034092 | 0.0032342 | 27.2659 | 0.00012504 | -46.2769 | <0 | Single Family | ID/MT/OR-Track_2000 to 3999 lumens | 5.3341e-05 | 0.00013366 | 0.00029121 | 0.00056481 | 0.00096853 | 0.0014944 | 0.0021651 | 0.002945 | 0.0038039 | 0.004665 | 0.0053069 | 0.0059345 | 0.0064754 | 0.0068798 | 0.0070187 | 0.0071429 | 0.007165 | 0.0070847 | 0.007032 | 0.0069389 | 0.084064 | 0.084064 | 0.022392 | 1
LO3Slow | New | Fixtures | Residential | Lighting | 0.0062274 | 0.0059076 | 49.8044 | 0.00012504 | -46.2769 | <0 | Single Family | ID/MT/OR-Track_4000 to 7999 lumens | 2.1459e-05 | 5.3772e-05 | 0.00011715 | 0.00022722 | 0.00038964 | 0.00060121 | 0.00087103 | 0.0011848 | 0.0015303 | 0.0018767 | 0.002135 | 0.0023874 | 0.002605 | 0.0027677 | 0.0028236 | 0.0028736 | 0.0028825 | 0.0028502 | 0.002829 | 0.0027915 | 0.033819 | 0.033819 | 0.0090082 | 1
LO3Slow | New | Fixtures | Residential | Lighting | 7.0455e-05 | 6.6792e-05 | 0.56298 | 0.00012515 | -73.9724 | <0 | Single Family | WA-Floor/Table_0 to 249 lumens | 2.1986e-06 | 5.5093e-06 | 1.2003e-05 | 2.328e-05 | 3.9921e-05 | 6.1598e-05 | 8.9243e-05 | 0.00012139 | 0.00015679 | 0.00019228 | 0.00021874 | 0.00024461 | 0.0002669 | 0.00028357 | 0.0002893 | 0.00029442 | 0.00029533 | 0.00029202 | 0.00028985 | 0.00028601 | 0.0034649 | 0.0034649 | 0.00092295 | 1
LO3Slow | New | Fixtures | Residential | Lighting | 0.00013802 | 0.00013084 | 1.1029 | 0.00012515 | -73.9725 | <0 | Single Family | WA-Floor/Table_250 to 499 lumens | 1.5399e-05 | 3.8588e-05 | 8.4069e-05 | 0.00016306 | 0.00027961 | 0.00043144 | 0.00062506 | 0.00085019 | 0.0010982 | 0.0013467 | 0.0015321 | 0.0017132 | 0.0018694 | 0.0019861 | 0.0020263 | 0.0020621 | 0.0020685 | 0.0020453 | 0.0020301 | 0.0020032 | 0.024269 | 0.024269 | 0.0064644 | 1
LO3Slow | New | Fixtures | Residential | Lighting | 0.00026483 | 0.00025106 | 2.1161 | 0.00012515 | -73.9725 | <0 | Single Family | WA-Floor/Table_500 to 999 lumens | 0.00013075 | 0.00032764 | 0.00071382 | 0.0013845 | 0.0023741 | 0.0036633 | 0.0053073 | 0.0072188 | 0.0093243 | 0.011435 | 0.013009 | 0.014547 | 0.015873 | 0.016864 | 0.017205 | 0.017509 | 0.017563 | 0.017366 | 0.017237 | 0.017009 | 0.20606 | 0.20606 | 0.054888 | 1
LO3Slow | New | Fixtures | Residential | Lighting | 0.00048549 | 0.00046025 | 3.8794 | 0.00012515 | -73.9724 | <0 | Single Family | WA-Floor/Table_1000 to 1999 lumens | 0.00014383 | 0.00036042 | 0.00078523 | 0.001523 | 0.0026116 | 0.0040297 | 0.0058383 | 0.007941 | 0.010257 | 0.012579 | 0.01431 | 0.016002 | 0.017461 | 0.018551 | 0.018926 | 0.019261 | 0.01932 | 0.019104 | 0.018962 | 0.018711 | 0.22668 | 0.22668 | 0.060379 | 1
LO3Slow | New | Fixtures | Residential | Lighting | 0.00094094 | 0.00089202 | 7.5187 | 0.00012515 | -73.9725 | <0 | Single Family | WA-Floor/Table_2000 to 3999 lumens | 4.0051e-05 | 0.00010036 | 0.00021865 | 0.00042408 | 0.00072722 | 0.0011221 | 0.0016257 | 0.0022112 | 0.0028561 | 0.0035027 | 0.0039846 | 0.0044558 | 0.004862 | 0.0051656 | 0.0052699 | 0.0053632 | 0.0053798 | 0.0053195 | 0.0052799 | 0.00521 | 0.063119 | 0.063119 | 0.016813 | 1
LO3Slow | New | Fixtures | Residential | Lighting | 0.0017187 | 0.0016294 | 13.7338 | 0.00012515 | -73.9724 | <0 | Single Family | WA-Floor/Table_4000 to 7999 lumens | 4.6116e-06 | 1.1556e-05 | 2.5176e-05 | 4.8831e-05 | 8.3734e-05 | 0.0001292 | 0.00018719 | 0.00025461 | 0.00032887 | 0.00040331 | 0.00045881 | 0.00051306 | 0.00055983 | 0.00059479 | 0.0006068 | 0.00061754 | 0.00061945 | 0.00061251 | 0.00060795 | 0.0005999 | 0.0072677 | 0.0072677 | 0.0019359 | 1
LO3Slow | New | Fixtures | Residential | Lighting | 0.00011143 | 0.00010541 | 0.88796 | 0.00012549 | -37.3815 | <0 | Single Family | WA-Ceiling and Wall Flush Mount _0 to 249 lumens | 1.468e-06 | 3.6786e-06 | 8.0145e-06 | 1.5545e-05 | 2.6656e-05 | 4.113e-05 | 5.9588e-05 | 8.105e-05 | 0.00010469 | 0.00012839 | 0.00014605 | 0.00016333 | 0.00017821 | 0.00018934 | 0.00019317 | 0.00019659 | 0.00019719 | 0.00019498 | 0.00019353 | 0.00019097 | 0.0023136 | 0.0023136 | 0.00061626 | 1
LO3Slow | New | Fixtures | Residential | Lighting | 0.00021828 | 0.0002065 | 1.7395 | 0.00012549 | -37.3815 | <0 | Single Family | WA-Ceiling and Wall Flush Mount _250 to 499 lumens | 1.7925e-05 | 4.4916e-05 | 9.7858e-05 | 0.0001898 | 0.00032547 | 0.0005022 | 0.00072758 | 0.00098963 | 0.0012783 | 0.0015676 | 0.0017833 | 0.0019942 | 0.002176 | 0.0023119 | 0.0023586 | 0.0024003 | 0.0024077 | 0.0023808 | 0.0023631 | 0.0023318 | 0.028249 | 0.028249 | 0.0075246 | 1
LO3Slow | New | Fixtures | Residential | Lighting | 0.00041883 | 0.00039623 | 3.3377 | 0.00012549 | -37.3815 | <0 | Single Family | WA-Ceiling and Wall Flush Mount _500 to 999 lumens | 0.00016753 | 0.0004198 | 0.0009146 | 0.0017739 | 0.0030419 | 0.0046937 | 0.0068002 | 0.0092494 | 0.011947 | 0.014651 | 0.016668 | 0.018639 | 0.020338 | 0.021608 | 0.022044 | 0.022434 | 0.022503 | 0.022251 | 0.022086 | 0.021793 | 0.26402 | 0.26402 | 0.070327 | 1
LO3Slow | New | Fixtures | Residential | Lighting | 0.00076781 | 0.00072638 | 6.1187 | 0.00012549 | -37.3815 | <0 | Single Family | WA-Ceiling and Wall Flush Mount _1000 to 1999 lumens | 0.00020695 | 0.00051858 | 0.0011298 | 0.0021913 | 0.0037577 | 0.0057981 | 0.0084003 | 0.011426 | 0.014758 | 0.018099 | 0.02059 | 0.023024 | 0.025123 | 0.026692 | 0.027231 | 0.027713 | 0.027799 | 0.027487 | 0.027283 | 0.026922 | 0.32615 | 0.32615 | 0.086876 | 1
LO3Slow | New | Fixtures | Residential | Lighting | 0.0014881 | 0.0014078 | 11.8588 | 0.00012549 | -37.3815 | <0 | Single Family | WA-Ceiling and Wall Flush Mount _2000 to 3999 lumens | 0.00016368 | 0.00041014 | 0.00089355 | 0.0017331 | 0.0029719 | 0.0045856 | 0.0066436 | 0.0090364 | 0.011672 | 0.014314 | 0.016284 | 0.01821 | 0.019869 | 0.02111 | 0.021536 | 0.021918 | 0.021985 | 0.021739 | 0.021577 | 0.021292 | 0.25795 | 0.25795 | 0.068708 | 1
LO3Slow | New | Fixtures | Residential | Lighting | 0.0027182 | 0.0025715 | 21.6616 | 0.00012549 | -37.3815 | <0 | Single Family | WA-Ceiling and Wall Flush Mount _4000 to 7999 lumens | 3.9018e-05 | 9.7772e-05 | 0.00021301 | 0.00041315 | 0.00070846 | 0.0010932 | 0.0015838 | 0.0021542 | 0.0027825 | 0.0034123 | 0.0038819 | 0.004341 | 0.0047366 | 0.0050324 | 0.0051341 | 0.0052249 | 0.0052411 | 0.0051823 | 0.0051438 | 0.0050757 | 0.061491 | 0.061491 | 0.016379 | 1
LO3Slow | New | Fixtures | Residential | Lighting | 7.9543e-05 | 7.5085e-05 | 0.63206 | 0.00012585 | -112.4296 | <0 | Single Family | WA-Downlight Fixture_0 to 249 lumens | 4.7782e-08 | 1.1973e-07 | 2.6086e-07 | 5.0594e-07 | 8.6759e-07 | 1.3387e-06 | 1.9395e-06 | 2.638e-06 | 3.4074e-06 | 4.1788e-06 | 4.7538e-06 | 5.316e-06 | 5.8005e-06 | 6.1628e-06 | 6.2872e-06 | 6.3985e-06 | 6.4182e-06 | 6.3463e-06 | 6.2991e-06 | 6.2157e-06 | 7.5302e-05 | 7.5302e-05 | 2.0058e-05 | 1
LO3Slow | New | Fixtures | Residential | Lighting | 0.00015582 | 0.00014709 | 1.2382 | 0.00012585 | -112.4296 | <0 | Single Family | WA-Downlight Fixture_250 to 499 lumens | 7.8925e-06 | 1.9777e-05 | 4.3088e-05 | 8.3571e-05 | 0.00014331 | 0.00022112 | 0.00032036 | 0.00043574 | 0.00056283 | 0.00069024 | 0.00078522 | 0.00087808 | 0.00095811 | 0.001018 | 0.0010385 | 0.0010569 | 0.0010602 | 0.0010483 | 0.0010405 | 0.0010267 | 0.012438 | 0.012438 | 0.0033132 | 1
LO3Slow | New | Fixtures | Residential | Lighting | 0.00029899 | 0.00028223 | 2.3758 | 0.00012585 | -112.4296 | <0 | Single Family | WA-Downlight Fixture_500 to 999 lumens | 0.00027718 | 0.00069456 | 0.0015132 | 0.0029349 | 0.0050328 | 0.0077656 | 0.011251 | 0.015303 | 0.019766 | 0.024241 | 0.027576 | 0.030837 | 0.033648 | 0.03575 | 0.036471 | 0.037117 | 0.037232 | 0.036814 | 0.036541 | 0.036057 | 0.43682 | 0.43682 | 0.11636 | 1
LO3Slow | New | Fixtures | Residential | Lighting | 0.00054811 | 0.0005174 | 4.3554 | 0.00012585 | -112.4296 | <0 | Single Family | WA-Downlight Fixture_1000 to 1999 lumens | 8.4616e-05 | 0.00021203 | 0.00046194 | 0.00089596 | 0.0015364 | 0.0023707 | 0.0034346 | 0.0046716 | 0.0060341 | 0.0074001 | 0.0084183 | 0.0094139 | 0.010272 | 0.010913 | 0.011134 | 0.011331 | 0.011366 | 0.011239 | 0.011155 | 0.011007 | 0.13335 | 0.13335 | 0.03552 | 1
LO3Slow | New | Fixtures | Residential | Lighting | 0.0010623 | 0.0010028 | 8.4413 | 0.00012585 | -112.4296 | <0 | Single Family | WA-Downlight Fixture_2000 to 3999 lumens | 2.5183e-05 | 6.3104e-05 | 0.00013748 | 0.00026666 | 0.00045726 | 0.00070555 | 0.0010222 | 0.0013904 | 0.0017959 | 0.0022024 | 0.0025055 | 0.0028018 | 0.0030571 | 0.0032481 | 0.0033136 | 0.0033723 | 0.0033827 | 0.0033448 | 0.0033199 | 0.003276 | 0.039688 | 0.039688 | 0.010572 | 1
LO3Slow | New | Fixtures | Residential | Lighting | 0.0019404 | 0.0018317 | 15.4191 | 0.00012585 | -112.4296 | <0 | Single Family | WA-Downlight Fixture_4000 to 7999 lumens | 7.9313e-06 | 1.9874e-05 | 4.3299e-05 | 8.3981e-05 | 0.00014401 | 0.00022221 | 0.00032194 | 0.00043789 | 0.0005656 | 0.00069363 | 0.00078908 | 0.00088239 | 0.00096282 | 0.001023 | 0.0010436 | 0.0010621 | 0.0010654 | 0.0010534 | 0.0010456 | 0.0010317 | 0.012499 | 0.012499 | 0.0033294 | 1
LO3Slow | New | Fixtures | Residential | Lighting | 0.00014232 | 0.00016147 | 0.7969 | 0.00017859 | -73.9245 | <0 | Single Family | WA-Exterior Porch_0 to 249 lumens | 1.052e-09 | 2.6361e-09 | 5.7431e-09 | 1.1139e-08 | 1.9101e-08 | 2.9473e-08 | 4.27e-08 | 5.808e-08 | 7.5019e-08 | 9.2001e-08 | 1.0466e-07 | 1.1704e-07 | 1.2771e-07 | 1.3568e-07 | 1.3842e-07 | 1.4087e-07 | 1.4131e-07 | 1.3972e-07 | 1.3868e-07 | 1.3685e-07 | 1.6579e-06 | 1.6579e-06 | 4.4161e-07 | 1
LO3Slow | New | Fixtures | Residential | Lighting | 0.0002788 | 0.00031631 | 1.5611 | 0.00017859 | -73.9245 | <0 | Single Family | WA-Exterior Porch_250 to 499 lumens | 3.3343e-07 | 8.355e-07 | 1.8203e-06 | 3.5305e-06 | 6.0541e-06 | 9.3415e-06 | 1.3534e-05 | 1.8408e-05 | 2.3778e-05 | 2.916e-05 | 3.3172e-05 | 3.7095e-05 | 4.0477e-05 | 4.3004e-05 | 4.3873e-05 | 4.4649e-05 | 4.4787e-05 | 4.4285e-05 | 4.3956e-05 | 4.3374e-05 | 0.00052547 | 0.00052547 | 0.00013997 | 1
LO3Slow | New | Fixtures | Residential | Lighting | 0.00053494 | 0.00060693 | 2.9954 | 0.00017859 | -73.9245 | <0 | Single Family | WA-Exterior Porch_500 to 999 lumens | 1.6669e-05 | 4.177e-05 | 9.1002e-05 | 0.0001765 | 0.00030267 | 0.00046701 | 0.00067661 | 0.0009203 | 0.0011887 | 0.0014578 | 0.0016584 | 0.0018545 | 0.0020236 | 0.0021499 | 0.0021933 | 0.0022322 | 0.0022391 | 0.002214 | 0.0021975 | 0.0021684 | 0.02627 | 0.02627 | 0.0069974 | 1
LO3Slow | New | Fixtures | Residential | Lighting | 0.00098067 | 0.0011126 | 5.4913 | 0.00017859 | -73.9245 | <0 | Single Family | WA-Exterior Porch_1000 to 1999 lumens | 3.2647e-05 | 8.1805e-05 | 0.00017823 | 0.00034568 | 0.00059277 | 0.00091464 | 0.0013251 | 0.0018024 | 0.0023281 | 0.0028551 | 0.003248 | 0.0036321 | 0.0039631 | 0.0042106 | 0.0042956 | 0.0043717 | 0.0043852 | 0.004336 | 0.0043038 | 0.0042468 | 0.051449 | 0.051449 | 0.013704 | 1
LO3Slow | New | Fixtures | Residential | Lighting | 0.0019007 | 0.0021564 | 10.6428 | 0.00017859 | -73.9245 | <0 | Single Family | WA-Exterior Porch_2000 to 3999 lumens | 3.0887e-05 | 7.7397e-05 | 0.00016862 | 0.00032705 | 0.00056083 | 0.00086535 | 0.0012537 | 0.0017053 | 0.0022026 | 0.0027012 | 0.0030729 | 0.0034363 | 0.0037495 | 0.0039837 | 0.0040641 | 0.0041361 | 0.0041489 | 0.0041024 | 0.0040718 | 0.004018 | 0.048677 | 0.048677 | 0.012966 | 1
LO3Slow | New | Fixtures | Residential | Lighting | 0.0034718 | 0.003939 | 19.4403 | 0.00017859 | -73.9245 | <0 | Single Family | WA-Exterior Porch_4000 to 7999 lumens | 1.3534e-06 | 3.3914e-06 | 7.3887e-06 | 1.4331e-05 | 2.4574e-05 | 3.7918e-05 | 5.4936e-05 | 7.4722e-05 | 9.6516e-05 | 0.00011836 | 0.00013465 | 0.00015057 | 0.0001643 | 0.00017456 | 0.00017808 | 0.00018124 | 0.0001818 | 0.00017976 | 0.00017842 | 0.00017606 | 0.0021329 | 0.0021329 | 0.00056815 | 1
LO3Slow | New | Fixtures | Residential | Lighting | 0.00011634 | 0.00013606 | 0.64697 | 0.00017983 | -109.2876 | <0 | Single Family | WA-Chandelier/Pendant_0 to 249 lumens | 6.5376e-07 | 1.6382e-06 | 3.5691e-06 | 6.9224e-06 | 1.1871e-05 | 1.8316e-05 | 2.6536e-05 | 3.6094e-05 | 4.6621e-05 | 5.7175e-05 | 6.5042e-05 | 7.2734e-05 | 7.9364e-05 | 8.432e-05 | 8.6022e-05 | 8.7545e-05 | 8.7816e-05 | 8.6831e-05 | 8.6185e-05 | 8.5045e-05 | 0.0010303 | 0.0010303 | 0.00027444 | 1
LO3Slow | New | Fixtures | Residential | Lighting | 0.00022792 | 0.00026653 | 1.2674 | 0.00017983 | -109.2876 | <0 | Single Family | WA-Chandelier/Pendant_250 to 499 lumens | 5.2846e-06 | 1.3242e-05 | 2.885e-05 | 5.5956e-05 | 9.5953e-05 | 0.00014806 | 0.0002145 | 0.00029176 | 0.00037686 | 0.00046216 | 0.00052576 | 0.00058793 | 0.00064152 | 0.00068159 | 0.00069535 | 0.00070766 | 0.00070984 | 0.00070189 | 0.00069667 | 0.00068745 | 0.0083283 | 0.0083283 | 0.0022184 | 1
LO3Slow | New | Fixtures | Residential | Lighting | 0.00043732 | 0.00051142 | 2.4318 | 0.00017983 | -109.2876 | <0 | Single Family | WA-Chandelier/Pendant_500 to 999 lumens | 3.8849e-05 | 9.7349e-05 | 0.00021209 | 0.00041136 | 0.0007054 | 0.0010884 | 0.0015769 | 0.0021449 | 0.0027704 | 0.0033976 | 0.0038651 | 0.0043222 | 0.0047161 | 0.0050107 | 0.0051118 | 0.0052023 | 0.0052184 | 0.0051599 | 0.0051215 | 0.0050537 | 0.061225 | 0.061225 | 0.016308 | 1
LO3Slow | New | Fixtures | Residential | Lighting | 0.0008017 | 0.00093754 | 4.4581 | 0.00017983 | -109.2876 | <0 | Single Family | WA-Chandelier/Pendant_1000 to 1999 lumens | 6.5813e-05 | 0.00016491 | 0.00035929 | 0.00069687 | 0.001195 | 0.0018439 | 0.0026714 | 0.0036335 | 0.0046933 | 0.0057557 | 0.0065477 | 0.007322 | 0.0079894 | 0.0084884 | 0.0086598 | 0.0088131 | 0.0088403 | 0.0087412 | 0.0086762 | 0.0085613 | 0.10372 | 0.10372 | 0.027627 | 1
LO3Slow | New | Fixtures | Residential | Lighting | 0.0015538 | 0.0018171 | 8.6404 | 0.00017983 | -109.2876 | <0 | Single Family | WA-Chandelier/Pendant_2000 to 3999 lumens | 9.4892e-05 | 0.00023778 | 0.00051804 | 0.0010048 | 0.001723 | 0.0026585 | 0.0038517 | 0.0052389 | 0.0067669 | 0.0082987 | 0.0094407 | 0.010557 | 0.011519 | 0.012239 | 0.012486 | 0.012707 | 0.012746 | 0.012603 | 0.01251 | 0.012344 | 0.14955 | 0.14955 | 0.039834 | 1
LO3Slow | New | Fixtures | Residential | Lighting | 0.0028382 | 0.0033191 | 15.7827 | 0.00017983 | -109.2876 | <0 | Single Family | WA-Chandelier/Pendant_4000 to 7999 lumens | 5.7005e-05 | 0.00014284 | 0.00031121 | 0.0006036 | 0.0010351 | 0.0015971 | 0.0023138 | 0.0031472 | 0.0040651 | 0.0049853 | 0.0056714 | 0.006342 | 0.0069201 | 0.0073523 | 0.0075007 | 0.0076335 | 0.0076571 | 0.0075713 | 0.0075149 | 0.0074155 | 0.089837 | 0.089837 | 0.02393 | 1
LO3Slow | New | Fixtures | Residential | Lighting | 2.898e-05 | 2.7142e-05 | 0.22794 | 0.00012714 | 11.6324 | 10-20 | Single Family | WA-Linear Flush Mount_0 to 249 lumens | 1.0682e-07 | 2.6766e-07 | 5.8315e-07 | 1.131e-06 | 1.9395e-06 | 2.9927e-06 | 4.3358e-06 | 5.8974e-06 | 7.6174e-06 | 9.3417e-06 | 1.0627e-05 | 1.1884e-05 | 1.2967e-05 | 1.3777e-05 | 1.4055e-05 | 1.4304e-05 | 1.4348e-05 | 1.4187e-05 | 1.4082e-05 | 1.3895e-05 | 0.00016834 | 0.00016834 | 4.484e-05 | 1
LO3Slow | New | Fixtures | Residential | Lighting | 5.6772e-05 | 5.3172e-05 | 0.44653 | 0.00012714 | 11.6324 | 10-20 | Single Family | WA-Linear Flush Mount_250 to 499 lumens | 3.0478e-06 | 7.6373e-06 | 1.6639e-05 | 3.2272e-05 | 5.534e-05 | 8.539e-05 | 0.00012371 | 0.00016827 | 0.00021735 | 0.00026655 | 0.00030323 | 0.00033908 | 0.00036999 | 0.0003931 | 0.00040104 | 0.00040814 | 0.0004094 | 0.00040481 | 0.0004018 | 0.00039648 | 0.0048033 | 0.0048033 | 0.0012794 | 1
LO3Slow | New | Fixtures | Residential | Lighting | 0.00010893 | 0.00010202 | 0.85678 | 0.00012714 | 11.6324 | 10-20 | Single Family | WA-Linear Flush Mount_500 to 999 lumens | 5.9546e-05 | 0.00014921 | 0.00032508 | 0.00063051 | 0.0010812 | 0.0016683 | 0.002417 | 0.0032875 | 0.0042464 | 0.0052076 | 0.0059242 | 0.0066248 | 0.0072286 | 0.0076801 | 0.0078351 | 0.0079739 | 0.0079985 | 0.0079088 | 0.00785 | 0.0077461 | 0.093842 | 0.093842 | 0.024997 | 1
LO3Slow | New | Fixtures | Residential | Lighting | 0.0001997 | 0.00018703 | 1.5707 | 0.00012714 | 11.6324 | 10-20 | Single Family | WA-Linear Flush Mount_1000 to 1999 lumens | 9.747e-05 | 0.00024424 | 0.00053212 | 0.0010321 | 0.0017698 | 0.0027308 | 0.0039563 | 0.0053813 | 0.0069508 | 0.0085242 | 0.0096972 | 0.010844 | 0.011832 | 0.012571 | 0.012825 | 0.013052 | 0.013093 | 0.012946 | 0.012849 | 0.012679 | 0.15361 | 0.15361 | 0.040916 | 1
LO3Slow | New | Fixtures | Residential | Lighting | 0.00038704 | 0.00036249 | 3.0442 | 0.00012714 | 11.6324 | 10-20 | Single Family | WA-Linear Flush Mount_2000 to 3999 lumens | 3.6112e-05 | 9.049e-05 | 0.00019715 | 0.00038238 | 0.0006557 | 0.0010117 | 0.0014658 | 0.0019937 | 0.0025752 | 0.0031582 | 0.0035928 | 0.0040176 | 0.0043838 | 0.0046576 | 0.0047517 | 0.0048358 | 0.0048507 | 0.0047963 | 0.0047607 | 0.0046977 | 0.056911 | 0.056911 | 0.015159 | 1
LO3Slow | New | Fixtures | Residential | Lighting | 0.00070697 | 0.00066213 | 5.5605 | 0.00012714 | 11.6324 | 10-20 | Single Family | WA-Linear Flush Mount_4000 to 7999 lumens | 4.171e-06 | 1.0452e-05 | 2.277e-05 | 4.4164e-05 | 7.5733e-05 | 0.00011686 | 0.0001693 | 0.00023028 | 0.00029744 | 0.00036477 | 0.00041496 | 0.00046404 | 0.00050633 | 0.00053796 | 0.00054882 | 0.00055853 | 0.00056026 | 0.00055398 | 0.00054986 | 0.00054258 | 0.0065733 | 0.0065733 | 0.0017509 | 1
LO3Slow | New | Fixtures | Residential | Lighting | 2.1873e-05 | 2.0242e-05 | 0.16937 | 0.00012914 | 20.5429 | 20-30 | Single Family | WA-Linear Shop_0 to 249 lumens | 2.5558e-08 | 6.4043e-08 | 1.3953e-07 | 2.7062e-07 | 4.6406e-07 | 7.1604e-07 | 1.0374e-06 | 1.411e-06 | 1.8226e-06 | 2.2351e-06 | 2.5427e-06 | 2.8434e-06 | 3.1026e-06 | 3.2963e-06 | 3.3629e-06 | 3.4224e-06 | 3.433e-06 | 3.3945e-06 | 3.3693e-06 | 3.3247e-06 | 4.0278e-05 | 4.0278e-05 | 1.0729e-05 | 1
LO3Slow | New | Fixtures | Residential | Lighting | 4.2848e-05 | 3.9655e-05 | 0.33179 | 0.00012914 | 20.5429 | 20-30 | Single Family | WA-Linear Shop_250 to 499 lumens | 0 | 0 | 0 | 0 | 0 | 0 | 0 | 0 | 0 | 0 | 0 | 0 | 0 | 0 | 0 | 0 | 0 | 0 | 0 | 0 | 0 | 0 | 0 | 1
LO3Slow | New | Fixtures | Residential | Lighting | 8.2216e-05 | 7.6087e-05 | 0.63662 | 0.00012914 | 20.5429 | 20-30 | Single Family | WA-Linear Shop_500 to 999 lumens | 4.019e-08 | 1.0071e-07 | 2.1941e-07 | 4.2555e-07 | 7.2973e-07 | 1.126e-06 | 1.6313e-06 | 2.2189e-06 | 2.866e-06 | 3.5148e-06 | 3.9984e-06 | 4.4713e-06 | 4.8788e-06 | 5.1835e-06 | 5.2882e-06 | 5.3818e-06 | 5.3984e-06 | 5.3379e-06 | 5.2982e-06 | 5.2281e-06 | 6.3337e-05 | 6.3337e-05 | 1.6871e-05 | 1
LO3Slow | New | Fixtures | Residential | Lighting | 0.00015072 | 0.00013949 | 1.1671 | 0.00012914 | 20.5429 | 20-30 | Single Family | WA-Linear Shop_1000 to 1999 lumens | 2.254e-08 | 5.6479e-08 | 1.2305e-07 | 2.3866e-07 | 4.0926e-07 | 6.3148e-07 | 9.1489e-07 | 1.2444e-06 | 1.6073e-06 | 1.9712e-06 | 2.2424e-06 | 2.5076e-06 | 2.7362e-06 | 2.9071e-06 | 2.9658e-06 | 3.0183e-06 | 3.0276e-06 | 2.9937e-06 | 2.9714e-06 | 2.9321e-06 | 3.5521e-05 | 3.5521e-05 | 9.4617e-06 | 1
LO3Slow | New | Fixtures | Residential | Lighting | 0.00029211 | 0.00027034 | 2.2619 | 0.00012914 | 20.5429 | 20-30 | Single Family | WA-Linear Shop_2000 to 3999 lumens | 0 | 0 | 0 | 0 | 0 | 0 | 0 | 0 | 0 | 0 | 0 | 0 | 0 | 0 | 0 | 0 | 0 | 0 | 0 | 0 | 0 | 0 | 0 | 1
LO3Slow | New | Fixtures | Residential | Lighting | 0.00053358 | 0.00049381 | 4.1317 | 0.00012914 | 20.5429 | 20-30 | Single Family | WA-Linear Shop_4000 to 7999 lumens | 3.2583e-07 | 8.1646e-07 | 1.7788e-06 | 3.4501e-06 | 5.9161e-06 | 9.1286e-06 | 1.3225e-05 | 1.7989e-05 | 2.3236e-05 | 2.8495e-05 | 3.2416e-05 | 3.625e-05 | 3.9554e-05 | 4.2024e-05 | 4.2873e-05 | 4.3632e-05 | 4.3766e-05 | 4.3276e-05 | 4.2954e-05 | 4.2385e-05 | 0.00051349 | 0.00051349 | 0.00013678 | 1
LO3Slow | New | Fixtures | Residential | Lighting | 0.00021426 | 0.00020326 | 1.7136 | 0.00012504 | -52.1552 | <0 | Single Family | WA-Track_0 to 249 lumens | 1.1782e-08 | 2.9522e-08 | 6.4319e-08 | 1.2475e-07 | 2.1392e-07 | 3.3008e-07 | 4.7822e-07 | 6.5045e-07 | 8.4017e-07 | 1.0304e-06 | 1.1721e-06 | 1.3107e-06 | 1.4302e-06 | 1.5195e-06 | 1.5502e-06 | 1.5777e-06 | 1.5825e-06 | 1.5648e-06 | 1.5532e-06 | 1.5326e-06 | 1.8567e-05 | 1.8567e-05 | 4.9457e-06 | 1
LO3Slow | New | Fixtures | Residential | Lighting | 0.00041973 | 0.00039818 | 3.3569 | 0.00012504 | -52.1552 | <0 | Single Family | WA-Track_250 to 499 lumens | 1.0746e-06 | 2.6928e-06 | 5.8667e-06 | 1.1379e-05 | 1.9512e-05 | 3.0107e-05 | 4.3619e-05 | 5.9329e-05 | 7.6634e-05 | 9.3981e-05 | 0.00010691 | 0.00011956 | 0.00013045 | 0.0001386 | 0.0001414 | 0.0001439 | 0.00014435 | 0.00014273 | 0.00014167 | 0.00013979 | 0.0016936 | 0.0016936 | 0.00045111 | 1
LO3Slow | New | Fixtures | Residential | Lighting | 0.00080537 | 0.00076401 | 6.4411 | 0.00012504 | -52.1552 | <0 | Single Family | WA-Track_500 to 999 lumens | 1.7109e-05 | 4.2873e-05 | 9.3405e-05 | 0.00018116 | 0.00031066 | 0.00047935 | 0.00069447 | 0.0009446 | 0.0012201 | 0.0014963 | 0.0017022 | 0.0019035 | 0.002077 | 0.0022067 | 0.0022513 | 0.0022911 | 0.0022982 | 0.0022724 | 0.0022555 | 0.0022257 | 0.026964 | 0.026964 | 0.0071822 | 1
LO3Slow | New | Fixtures | Residential | Lighting | 0.0014764 | 0.0014006 | 11.808 | 0.00012504 | -52.1552 | <0 | Single Family | WA-Track_1000 to 1999 lumens | 2.4861e-05 | 6.2295e-05 | 0.00013572 | 0.00026324 | 0.0004514 | 0.00069651 | 0.0010091 | 0.0013725 | 0.0017729 | 0.0021742 | 0.0024733 | 0.0027658 | 0.0030179 | 0.0032064 | 0.0032712 | 0.0033291 | 0.0033393 | 0.0033019 | 0.0032774 | 0.003234 | 0.039179 | 0.039179 | 0.010436 | 1
LO3Slow | New | Fixtures | Residential | Lighting | 0.0028615 | 0.0027146 | 22.8853 | 0.00012504 | -52.1552 | <0 | Single Family | WA-Track_2000 to 3999 lumens | 3.9703e-05 | 9.9488e-05 | 0.00021675 | 0.0004204 | 0.0007209 | 0.0011123 | 0.0016116 | 0.002192 | 0.0028313 | 0.0034722 | 0.00395 | 0.0044171 | 0.0048197 | 0.0051208 | 0.0052241 | 0.0053166 | 0.005333 | 0.0052733 | 0.005234 | 0.0051648 | 0.06257 | 0.06257 | 0.016667 | 1
LO3Slow | New | Fixtures | Residential | Lighting | 0.0052269 | 0.0049585 | 41.8027 | 0.00012504 | -52.1552 | <0 | Single Family | WA-Track_4000 to 7999 lumens | 1.5972e-05 | 4.0024e-05 | 8.7198e-05 | 0.00016913 | 0.00029002 | 0.00044749 | 0.00064833 | 0.00088183 | 0.001139 | 0.0013969 | 0.0015891 | 0.001777 | 0.001939 | 0.0020601 | 0.0021017 | 0.0021389 | 0.0021455 | 0.0021214 | 0.0021056 | 0.0020778 | 0.025172 | 0.025172 | 0.006705 | 1
LO3Slow | New | Fixtures | Residential | Lighting | 9.9203e-05 | 9.4046e-05 | 0.7927 | 0.00012515 | -66.87 | <0 | Multifamily - Low Rise | ID/MT/OR-Floor/Table_0 to 249 lumens | 3.6569e-07 | 9.304e-07 | 2.0573e-06 | 4.0486e-06 | 7.0421e-06 | 1.1035e-05 | 1.6226e-05 | 2.2377e-05 | 2.9303e-05 | 3.6459e-05 | 4.2124e-05 | 4.7816e-05 | 5.2936e-05 | 5.7106e-05 | 5.9159e-05 | 6.1153e-05 | 6.2264e-05 | 6.2562e-05 | 6.3084e-05 | 6.3281e-05 | 0.00070133 | 0.00070133 | 0.00017197 | 1
LO3Slow | New | Fixtures | Residential | Lighting | 0.00019434 | 0.00018423 | 1.5529 | 0.00012515 | -66.87 | <0 | Multifamily - Low Rise | ID/MT/OR-Floor/Table_250 to 499 lumens | 2.5613e-06 | 6.5166e-06 | 1.4409e-05 | 2.8356e-05 | 4.9323e-05 | 7.7292e-05 | 0.00011365 | 0.00015673 | 0.00020524 | 0.00025536 | 0.00029504 | 0.00033491 | 0.00037076 | 0.00039997 | 0.00041435 | 0.00042832 | 0.0004361 | 0.00043818 | 0.00044184 | 0.00044323 | 0.0049121 | 0.0049121 | 0.0012045 | 1
LO3Slow | New | Fixtures | Residential | Lighting | 0.00037289 | 0.0003535 | 2.9796 | 0.00012515 | -66.87 | <0 | Multifamily - Low Rise | ID/MT/OR-Floor/Table_500 to 999 lumens | 2.1748e-05 | 5.5331e-05 | 0.00012235 | 0.00024077 | 0.0004188 | 0.00065627 | 0.00096498 | 0.0013307 | 0.0017427 | 0.0021683 | 0.0025051 | 0.0028436 | 0.0031481 | 0.0033961 | 0.0035182 | 0.0036368 | 0.0037028 | 0.0037206 | 0.0037516 | 0.0037634 | 0.041708 | 0.041708 | 0.010227 | 1
LO3Slow | New | Fixtures | Residential | Lighting | 0.00068359 | 0.00064805 | 5.4623 | 0.00012515 | -66.87 | <0 | Multifamily - Low Rise | ID/MT/OR-Floor/Table_1000 to 1999 lumens | 2.3923e-05 | 6.0866e-05 | 0.00013459 | 0.00026486 | 0.00046069 | 0.00072193 | 0.0010615 | 0.0014639 | 0.001917 | 0.0023852 | 0.0027558 | 0.0031281 | 0.003463 | 0.0037359 | 0.0038702 | 0.0040006 | 0.0040733 | 0.0040928 | 0.0041269 | 0.0041398 | 0.045881 | 0.045881 | 0.01125 | 1
LO3Slow | New | Fixtures | Residential | Lighting | 0.0013249 | 0.001256 | 10.5866 | 0.00012515 | -66.87 | <0 | Multifamily - Low Rise | ID/MT/OR-Floor/Table_2000 to 3999 lumens | 6.6616e-06 | 1.6948e-05 | 3.7476e-05 | 7.375e-05 | 0.00012828 | 0.00020102 | 0.00029558 | 0.00040762 | 0.0005338 | 0.00066416 | 0.00076735 | 0.00087104 | 0.00096429 | 0.0010403 | 0.0010777 | 0.001114 | 0.0011342 | 0.0011396 | 0.0011492 | 0.0011528 | 0.012776 | 0.012776 | 0.0031326 | 1
LO3Slow | New | Fixtures | Residential | Lighting | 0.0024201 | 0.0022942 | 19.3377 | 0.00012515 | -66.87 | <0 | Multifamily - Low Rise | ID/MT/OR-Floor/Table_4000 to 7999 lumens | 7.6704e-07 | 1.9515e-06 | 4.3151e-06 | 8.4919e-06 | 1.4771e-05 | 2.3147e-05 | 3.4035e-05 | 4.6935e-05 | 6.1463e-05 | 7.6474e-05 | 8.8356e-05 | 0.00010029 | 0.00011103 | 0.00011978 | 0.00012409 | 0.00012827 | 0.0001306 | 0.00013122 | 0.00013232 | 0.00013273 | 0.001471 | 0.001471 | 0.00036071 | 1
LO3Slow | New | Fixtures | Residential | Lighting | 0.00013061 | 0.00012357 | 1.0409 | 0.00012549 | -37.1249 | <0 | Multifamily - Low Rise | ID/MT/OR-Ceiling and Wall Flush Mount _0 to 249 lumens | 2.0328e-07 | 5.1719e-07 | 1.1436e-06 | 2.2505e-06 | 3.9145e-06 | 6.1343e-06 | 9.0198e-06 | 1.2439e-05 | 1.6289e-05 | 2.0267e-05 | 2.3416e-05 | 2.658e-05 | 2.9426e-05 | 3.1744e-05 | 3.2885e-05 | 3.3994e-05 | 3.4611e-05 | 3.4777e-05 | 3.5067e-05 | 3.5177e-05 | 0.00038985 | 0.00038985 | 9.5594e-05 | 1
LO3Slow | New | Fixtures | Residential | Lighting | 0.00025587 | 0.00024207 | 2.0391 | 0.00012549 | -37.1249 | <0 | Multifamily - Low Rise | ID/MT/OR-Ceiling and Wall Flush Mount _250 to 499 lumens | 2.4821e-06 | 6.3149e-06 | 1.3963e-05 | 2.7479e-05 | 4.7797e-05 | 7.49e-05 | 0.00011013 | 0.00015188 | 0.00019889 | 0.00024746 | 0.00028591 | 0.00032454 | 0.00035929 | 0.0003876 | 0.00040153 | 0.00041507 | 0.0004226 | 0.00042463 | 0.00042817 | 0.00042951 | 0.0047602 | 0.0047602 | 0.0011672 | 1
LO3Slow | New | Fixtures | Residential | Lighting | 0.00049096 | 0.00046447 | 3.9125 | 0.00012549 | -37.1249 | <0 | Multifamily - Low Rise | ID/MT/OR-Ceiling and Wall Flush Mount _500 to 999 lumens | 2.3198e-05 | 5.9021e-05 | 0.00013051 | 0.00025683 | 0.00044672 | 0.00070004 | 0.0010293 | 0.0014195 | 0.0018589 | 0.0023128 | 0.0026722 | 0.0030333 | 0.003358 | 0.0036226 | 0.0037528 | 0.0038793 | 0.0039498 | 0.0039687 | 0.0040018 | 0.0040143 | 0.04449 | 0.04449 | 0.010909 | 1
LO3Slow | New | Fixtures | Residential | Lighting | 0.00090004 | 0.00085147 | 7.1725 | 0.00012549 | -37.1249 | <0 | Multifamily - Low Rise | ID/MT/OR-Ceiling and Wall Flush Mount _1000 to 1999 lumens | 2.8657e-05 | 7.2909e-05 | 0.00016122 | 0.00031726 | 0.00055184 | 0.00086476 | 0.0012715 | 0.0017535 | 0.0022963 | 0.0028571 | 0.003301 | 0.003747 | 0.0041482 | 0.004475 | 0.0046359 | 0.0047922 | 0.0048792 | 0.0049025 | 0.0049435 | 0.0049589 | 0.054959 | 0.054959 | 0.013476 | 1
LO3Slow | New | Fixtures | Residential | Lighting | 0.0017444 | 0.0016503 | 13.9011 | 0.00012549 | -37.1249 | <0 | Multifamily - Low Rise | ID/MT/OR-Ceiling and Wall Flush Mount _2000 to 3999 lumens | 2.2664e-05 | 5.7662e-05 | 0.0001275 | 0.00025091 | 0.00043644 | 0.00068392 | 0.0010056 | 0.0013868 | 0.0018161 | 0.0022596 | 0.0026107 | 0.0029635 | 0.0032807 | 0.0035392 | 0.0036664 | 0.00379 | 0.0038588 | 0.0038773 | 0.0039097 | 0.0039219 | 0.043466 | 0.043466 | 0.010658 | 1
LO3Slow | New | Fixtures | Residential | Lighting | 0.0031863 | 0.0030144 | 25.3921 | 0.00012549 | -37.1249 | <0 | Multifamily - Low Rise | ID/MT/OR-Ceiling and Wall Flush Mount _4000 to 7999 lumens | 6.8704e-06 | 1.748e-05 | 3.8651e-05 | 7.6062e-05 | 0.0001323 | 0.00020732 | 0.00030485 | 0.0004204 | 0.00055053 | 0.00068497 | 0.0007914 | 0.00089834 | 0.00099452 | 0.0010729 | 0.0011114 | 0.0011489 | 0.0011698 | 0.0011754 | 0.0011852 | 0.0011889 | 0.013176 | 0.013176 | 0.0032308 | 1
LO3Slow | New | Fixtures | Residential | Lighting | 0.00010381 | 9.7994e-05 | 0.82491 | 0.00012585 | -111.0448 | <0 | Multifamily - Low Rise | ID/MT/OR-Downlight Fixture_0 to 249 lumens | 9.3673e-09 | 2.3832e-08 | 5.2698e-08 | 1.0371e-07 | 1.8038e-07 | 2.8267e-07 | 4.1564e-07 | 5.7318e-07 | 7.5061e-07 | 9.3391e-07 | 1.079e-06 | 1.2248e-06 | 1.356e-06 | 1.4628e-06 | 1.5154e-06 | 1.5665e-06 | 1.5949e-06 | 1.6025e-06 | 1.6159e-06 | 1.621e-06 | 1.7965e-05 | 1.7965e-05 | 4.405e-06 | 1
LO3Slow | New | Fixtures | Residential | Lighting | 0.00020337 | 0.00019197 | 1.616 | 0.00012585 | -111.0448 | <0 | Multifamily - Low Rise | ID/MT/OR-Downlight Fixture_250 to 499 lumens | 1.5473e-06 | 3.9366e-06 | 8.7045e-06 | 1.713e-05 | 2.9795e-05 | 4.6691e-05 | 6.8654e-05 | 9.4677e-05 | 0.00012398 | 0.00015426 | 0.00017823 | 0.00020231 | 0.00022397 | 0.00024162 | 0.0002503 | 0.00025874 | 0.00026344 | 0.0002647 | 0.00026691 | 0.00026775 | 0.0029674 | 0.0029674 | 0.00072761 | 1
LO3Slow | New | Fixtures | Residential | Lighting | 0.00039021 | 0.00036834 | 3.1007 | 0.00012585 | -111.0448 | <0 | Multifamily - Low Rise | ID/MT/OR-Downlight Fixture_500 to 999 lumens | 5.4339e-05 | 0.00013825 | 0.00030569 | 0.00060158 | 0.0010464 | 0.0016398 | 0.0024111 | 0.003325 | 0.0043542 | 0.0054176 | 0.0062593 | 0.0071051 | 0.0078658 | 0.0084854 | 0.0087905 | 0.0090868 | 0.0092518 | 0.0092961 | 0.0093737 | 0.0094031 | 0.10421 | 0.10421 | 0.025553 | 1
LO3Slow | New | Fixtures | Residential | Lighting | 0.00071535 | 0.00067525 | 5.6843 | 0.00012585 | -111.0448 | <0 | Multifamily - Low Rise | ID/MT/OR-Downlight Fixture_1000 to 1999 lumens | 1.6588e-05 | 4.2204e-05 | 9.3321e-05 | 0.00018365 | 0.00031944 | 0.00050057 | 0.00073604 | 0.001015 | 0.0013292 | 0.0016538 | 0.0019108 | 0.002169 | 0.0024012 | 0.0025904 | 0.0026835 | 0.002774 | 0.0028243 | 0.0028379 | 0.0028616 | 0.0028705 | 0.031813 | 0.031813 | 0.0078007 | 1
LO3Slow | New | Fixtures | Residential | Lighting | 0.0013864 | 0.0013087 | 11.0168 | 0.00012585 | -111.0448 | <0 | Multifamily - Low Rise | ID/MT/OR-Downlight Fixture_2000 to 3999 lumens | 4.937e-06 | 1.2561e-05 | 2.7774e-05 | 5.4657e-05 | 9.5071e-05 | 0.00014898 | 0.00021906 | 0.00030209 | 0.0003956 | 0.00049222 | 0.00056869 | 0.00064554 | 0.00071465 | 0.00077095 | 0.00079867 | 0.00082559 | 0.00084058 | 0.00084461 | 0.00085166 | 0.00085432 | 0.0094682 | 0.0094682 | 0.0023217 | 1
LO3Slow | New | Fixtures | Residential | Lighting | 0.0025325 | 0.0023905 | 20.1235 | 0.00012585 | -111.0448 | <0 | Multifamily - Low Rise | ID/MT/OR-Downlight Fixture_4000 to 7999 lumens | 1.5549e-06 | 3.9559e-06 | 8.7473e-06 | 1.7214e-05 | 2.9942e-05 | 4.6921e-05 | 6.8992e-05 | 9.5142e-05 | 0.00012459 | 0.00015502 | 0.00017911 | 0.00020331 | 0.00022507 | 0.00024281 | 0.00025154 | 0.00026001 | 0.00026474 | 0.000266 | 0.00026822 | 0.00026906 | 0.002982 | 0.002982 | 0.00073119 | 1
LO3Slow | New | Fixtures | Residential | Lighting | 0.00015581 | 0.00017678 | 0.87246 | 0.00017859 | -72.4583 | <0 | Multifamily - Low Rise | ID/MT/OR-Exterior Porch_0 to 249 lumens | 1.73e-10 | 4.4016e-10 | 9.7326e-10 | 1.9153e-09 | 3.3315e-09 | 5.2206e-09 | 7.6764e-09 | 1.0586e-08 | 1.3863e-08 | 1.7248e-08 | 1.9928e-08 | 2.2621e-08 | 2.5043e-08 | 2.7016e-08 | 2.7987e-08 | 2.8931e-08 | 2.9456e-08 | 2.9597e-08 | 2.9844e-08 | 2.9937e-08 | 3.3179e-07 | 3.3179e-07 | 8.1356e-08 | 1
LO3Slow | New | Fixtures | Residential | Lighting | 0.00030523 | 0.0003463 | 1.7091 | 0.00017859 | -72.4583 | <0 | Multifamily - Low Rise | ID/MT/OR-Exterior Porch_250 to 499 lumens | 5.4833e-08 | 1.3951e-07 | 3.0848e-07 | 6.0706e-07 | 1.0559e-06 | 1.6547e-06 | 2.433e-06 | 3.3552e-06 | 4.3938e-06 | 5.4669e-06 | 6.3163e-06 | 7.1698e-06 | 7.9374e-06 | 8.5627e-06 | 8.8705e-06 | 9.1696e-06 | 9.3361e-06 | 9.3807e-06 | 9.4591e-06 | 9.4887e-06 | 0.00010516 | 0.00010516 | 2.5786e-05 | 1
LO3Slow | New | Fixtures | Residential | Lighting | 0.00058566 | 0.00066447 | 3.2794 | 0.00017859 | -72.4583 | <0 | Multifamily - Low Rise | ID/MT/OR-Exterior Porch_500 to 999 lumens | 2.7413e-06 | 6.9745e-06 | 1.5422e-05 | 3.0349e-05 | 5.2789e-05 | 8.2723e-05 | 0.00012164 | 0.00016774 | 0.00021966 | 0.00027331 | 0.00031577 | 0.00035844 | 0.00039682 | 0.00042808 | 0.00044347 | 0.00045842 | 0.00046674 | 0.00046897 | 0.00047289 | 0.00047437 | 0.0052573 | 0.0052573 | 0.0012891 | 1
LO3Slow | New | Fixtures | Residential | Lighting | 0.0010737 | 0.0012181 | 6.0119 | 0.00017859 | -72.4583 | <0 | Multifamily - Low Rise | ID/MT/OR-Exterior Porch_1000 to 1999 lumens | 5.3688e-06 | 1.3659e-05 | 3.0203e-05 | 5.9438e-05 | 0.00010339 | 0.00016201 | 0.00023822 | 0.00032852 | 0.00043021 | 0.00053527 | 0.00061844 | 0.000702 | 0.00077716 | 0.00083839 | 0.00086853 | 0.00089781 | 0.00091411 | 0.00091848 | 0.00092615 | 0.00092905 | 0.010296 | 0.010296 | 0.0025247 | 1
LO3Slow | New | Fixtures | Residential | Lighting | 0.0020809 | 0.0023609 | 11.6518 | 0.00017859 | -72.4583 | <0 | Multifamily - Low Rise | ID/MT/OR-Exterior Porch_2000 to 3999 lumens | 5.0795e-06 | 1.2923e-05 | 2.8576e-05 | 5.6235e-05 | 9.7815e-05 | 0.00015328 | 0.00022538 | 0.00031081 | 0.00040702 | 0.00050642 | 0.00058511 | 0.00066417 | 0.00073528 | 0.00079321 | 0.00082172 | 0.00084942 | 0.00086485 | 0.00086899 | 0.00087624 | 0.00087898 | 0.0097415 | 0.0097415 | 0.0023887 | 1
LO3Slow | New | Fixtures | Residential | Lighting | 0.003801 | 0.0043124 | 21.2835 | 0.00017859 | -72.4583 | <0 | Multifamily - Low Rise | ID/MT/OR-Exterior Porch_4000 to 7999 lumens | 2.2258e-07 | 5.6628e-07 | 1.2521e-06 | 2.4641e-06 | 4.2861e-06 | 6.7166e-06 | 9.876e-06 | 1.3619e-05 | 1.7835e-05 | 2.2191e-05 | 2.5639e-05 | 2.9103e-05 | 3.2219e-05 | 3.4757e-05 | 3.6007e-05 | 3.722e-05 | 3.7896e-05 | 3.8078e-05 | 3.8396e-05 | 3.8516e-05 | 0.00042686 | 0.00042686 | 0.00010467 | 1
LO3Slow | New | Fixtures | Residential | Lighting | 0.00017263 | 0.00020188 | 0.95994 | 0.00017983 | -89.0984 | <0 | Multifamily - Low Rise | ID/MT/OR-Chandelier/Pendant_0 to 249 lumens | 1.4571e-07 | 3.7071e-07 | 8.1971e-07 | 1.6131e-06 | 2.8059e-06 | 4.397e-06 | 6.4653e-06 | 8.9159e-06 | 1.1676e-05 | 1.4527e-05 | 1.6784e-05 | 1.9052e-05 | 2.1092e-05 | 2.2754e-05 | 2.3572e-05 | 2.4366e-05 | 2.4809e-05 | 2.4927e-05 | 2.5136e-05 | 2.5214e-05 | 0.00027944 | 0.00027944 | 6.852e-05 | 1
LO3Slow | New | Fixtures | Residential | Lighting | 0.00033817 | 0.00039547 | 1.8805 | 0.00017983 | -89.0984 | <0 | Multifamily - Low Rise | ID/MT/OR-Chandelier/Pendant_250 to 499 lumens | 1.1778e-06 | 2.9966e-06 | 6.626e-06 | 1.304e-05 | 2.2681e-05 | 3.5542e-05 | 5.2261e-05 | 7.207e-05 | 9.4379e-05 | 0.00011743 | 0.00013567 | 0.000154 | 0.00017049 | 0.00018392 | 0.00019054 | 0.00019696 | 0.00020054 | 0.0002015 | 0.00020318 | 0.00020381 | 0.0022588 | 0.0022588 | 0.00055387 | 1
LO3Slow | New | Fixtures | Residential | Lighting | 0.00064887 | 0.00075881 | 3.6083 | 0.00017983 | -89.0984 | <0 | Multifamily - Low Rise | ID/MT/OR-Chandelier/Pendant_500 to 999 lumens | 8.6586e-06 | 2.2029e-05 | 4.8711e-05 | 9.586e-05 | 0.00016674 | 0.00026129 | 0.0003842 | 0.00052982 | 0.00069382 | 0.00086326 | 0.00099739 | 0.0011322 | 0.0012534 | 0.0013521 | 0.0014007 | 0.0014479 | 0.0014742 | 0.0014813 | 0.0014937 | 0.0014983 | 0.016606 | 0.016606 | 0.0040718 | 1
LO3Slow | New | Fixtures | Residential | Lighting | 0.0011895 | 0.0013911 | 6.6148 | 0.00017983 | -89.0984 | <0 | Multifamily - Low Rise | ID/MT/OR-Chandelier/Pendant_1000 to 1999 lumens | 1.4668e-05 | 3.7319e-05 | 8.2519e-05 | 0.00016239 | 0.00028246 | 0.00044264 | 0.00065085 | 0.00089755 | 0.0011754 | 0.0014624 | 0.0016896 | 0.001918 | 0.0021233 | 0.0022906 | 0.0023729 | 0.0024529 | 0.0024974 | 0.0025094 | 0.0025304 | 0.0025383 | 0.028131 | 0.028131 | 0.0068978 | 1
LO3Slow | New | Fixtures | Residential | Lighting | 0.0023054 | 0.0026961 | 12.8202 | 0.00017983 | -89.0984 | <0 | Multifamily - Low Rise | ID/MT/OR-Chandelier/Pendant_2000 to 3999 lumens | 2.1149e-05 | 5.3808e-05 | 0.00011898 | 0.00023414 | 0.00040727 | 0.00063821 | 0.00093842 | 0.0012941 | 0.0016947 | 0.0021086 | 0.0024362 | 0.0027654 | 0.0030614 | 0.0033026 | 0.0034213 | 0.0035367 | 0.0036009 | 0.0036181 | 0.0036483 | 0.0036598 | 0.04056 | 0.04056 | 0.0099455 | 1
LO3Slow | New | Fixtures | Residential | Lighting | 0.0042112 | 0.0049247 | 23.4176 | 0.00017983 | -89.0984 | <0 | Multifamily - Low Rise | ID/MT/OR-Chandelier/Pendant_4000 to 7999 lumens | 1.2705e-05 | 3.2324e-05 | 7.1475e-05 | 0.00014066 | 0.00024466 | 0.00038339 | 0.00056374 | 0.00077742 | 0.0010181 | 0.0012667 | 0.0014635 | 0.0016613 | 0.0018391 | 0.001984 | 0.0020553 | 0.0021246 | 0.0021632 | 0.0021735 | 0.0021917 | 0.0021986 | 0.024366 | 0.024366 | 0.0059746 | 1
LO3Slow | New | Fixtures | Residential | Lighting | 2.898e-05 | 2.7142e-05 | 0.22794 | 0.00012714 | 11.6324 | 10-20 | Multifamily - Low Rise | ID/MT/OR-Linear Flush Mount_0 to 249 lumens | 1.6045e-08 | 4.0823e-08 | 9.0266e-08 | 1.7764e-07 | 3.0898e-07 | 4.8419e-07 | 7.1195e-07 | 9.818e-07 | 1.2857e-06 | 1.5997e-06 | 1.8483e-06 | 2.098e-06 | 2.3226e-06 | 2.5056e-06 | 2.5957e-06 | 2.6832e-06 | 2.7319e-06 | 2.745e-06 | 2.7679e-06 | 2.7766e-06 | 3.0772e-05 | 3.0772e-05 | 7.5454e-06 | 1
LO3Slow | New | Fixtures | Residential | Lighting | 5.6772e-05 | 5.3172e-05 | 0.44653 | 0.00012714 | 11.6324 | 10-20 | Multifamily - Low Rise | ID/MT/OR-Linear Flush Mount_250 to 499 lumens | 4.5782e-07 | 1.1648e-06 | 2.5756e-06 | 5.0685e-06 | 8.8162e-06 | 1.3815e-05 | 2.0314e-05 | 2.8014e-05 | 3.6685e-05 | 4.5644e-05 | 5.2737e-05 | 5.9862e-05 | 6.6272e-05 | 7.1492e-05 | 7.4063e-05 | 7.6559e-05 | 7.7949e-05 | 7.8322e-05 | 7.8977e-05 | 7.9224e-05 | 0.00087801 | 0.00087801 | 0.00021529 | 1
LO3Slow | New | Fixtures | Residential | Lighting | 0.00010893 | 0.00010202 | 0.85678 | 0.00012714 | 11.6324 | 10-20 | Multifamily - Low Rise | ID/MT/OR-Linear Flush Mount_500 to 999 lumens | 8.9445e-06 | 2.2757e-05 | 5.0319e-05 | 9.9025e-05 | 0.00017224 | 0.00026992 | 0.00039688 | 0.00054731 | 0.00071673 | 0.00089177 | 0.0010303 | 0.0011695 | 0.0012948 | 0.0013968 | 0.001447 | 0.0014958 | 0.0015229 | 0.0015302 | 0.001543 | 0.0015478 | 0.017154 | 0.017154 | 0.0042062 | 1
LO3Slow | New | Fixtures | Residential | Lighting | 0.0001997 | 0.00018703 | 1.5707 | 0.00012714 | 11.6324 | 10-20 | Multifamily - Low Rise | ID/MT/OR-Linear Flush Mount_1000 to 1999 lumens | 1.4641e-05 | 3.725e-05 | 8.2367e-05 | 0.00016209 | 0.00028194 | 0.00044182 | 0.00064965 | 0.00089589 | 0.0011732 | 0.0014597 | 0.0016865 | 0.0019144 | 0.0021194 | 0.0022863 | 0.0023685 | 0.0024484 | 0.0024928 | 0.0025048 | 0.0025257 | 0.0025336 | 0.028079 | 0.028079 | 0.0068851 | 1
LO3Slow | New | Fixtures | Residential | Lighting | 0.00038704 | 0.00036249 | 3.0442 | 0.00012714 | 11.6324 | 10-20 | Multifamily - Low Rise | ID/MT/OR-Linear Flush Mount_2000 to 3999 lumens | 5.4245e-06 | 1.3801e-05 | 3.0516e-05 | 6.0054e-05 | 0.00010446 | 0.00016369 | 0.00024069 | 0.00033192 | 0.00043467 | 0.00054082 | 0.00062485 | 0.00070928 | 0.00078522 | 0.00084708 | 0.00087753 | 0.00090711 | 0.00092358 | 0.000928 | 0.00093575 | 0.00093868 | 0.010403 | 0.010403 | 0.0025509 | 1
LO3Slow | New | Fixtures | Residential | Lighting | 0.00070697 | 0.00066213 | 5.5605 | 0.00012714 | 11.6324 | 10-20 | Multifamily - Low Rise | ID/MT/OR-Linear Flush Mount_4000 to 7999 lumens | 6.2653e-07 | 1.594e-06 | 3.5247e-06 | 6.9363e-06 | 1.2065e-05 | 1.8906e-05 | 2.78e-05 | 3.8337e-05 | 5.0204e-05 | 6.2464e-05 | 7.217e-05 | 8.1922e-05 | 9.0693e-05 | 9.7837e-05 | 0.00010135 | 0.00010477 | 0.00010667 | 0.00010718 | 0.00010808 | 0.00010842 | 0.0012016 | 0.0012016 | 0.00029463 | 1
LO3Slow | New | Fixtures | Residential | Lighting | 2.1873e-05 | 2.0242e-05 | 0.16937 | 0.00012914 | 20.5429 | 20-30 | Multifamily - Low Rise | ID/MT/OR-Linear Shop_0 to 249 lumens | 3.8391e-09 | 9.7674e-09 | 2.1597e-08 | 4.2502e-08 | 7.3928e-08 | 1.1585e-07 | 1.7034e-07 | 2.3491e-07 | 3.0763e-07 | 3.8275e-07 | 4.4222e-07 | 5.0198e-07 | 5.5572e-07 | 5.995e-07 | 6.2105e-07 | 6.4199e-07 | 6.5365e-07 | 6.5678e-07 | 6.6226e-07 | 6.6433e-07 | 7.3626e-06 | 7.3626e-06 | 1.8053e-06 | 1
LO3Slow | New | Fixtures | Residential | Lighting | 4.2848e-05 | 3.9655e-05 | 0.33179 | 0.00012914 | 20.5429 | 20-30 | Multifamily - Low Rise | ID/MT/OR-Linear Shop_250 to 499 lumens | 0 | 0 | 0 | 0 | 0 | 0 | 0 | 0 | 0 | 0 | 0 | 0 | 0 | 0 | 0 | 0 | 0 | 0 | 0 | 0 | 0 | 0 | 0 | 1
LO3Slow | New | Fixtures | Residential | Lighting | 8.2216e-05 | 7.6087e-05 | 0.63662 | 0.00012914 | 20.5429 | 20-30 | Multifamily - Low Rise | ID/MT/OR-Linear Shop_500 to 999 lumens | 6.0369e-09 | 1.5359e-08 | 3.3962e-08 | 6.6835e-08 | 1.1625e-07 | 1.8217e-07 | 2.6787e-07 | 3.694e-07 | 4.8374e-07 | 6.0188e-07 | 6.954e-07 | 7.8936e-07 | 8.7388e-07 | 9.4272e-07 | 9.7661e-07 | 1.0095e-06 | 1.0279e-06 | 1.0328e-06 | 1.0414e-06 | 1.0447e-06 | 1.1578e-05 | 1.1578e-05 | 2.8389e-06 | 1
LO3Slow | New | Fixtures | Residential | Lighting | 0.00015072 | 0.00013949 | 1.1671 | 0.00012914 | 20.5429 | 20-30 | Multifamily - Low Rise | ID/MT/OR-Linear Shop_1000 to 1999 lumens | 3.3857e-09 | 8.6139e-09 | 1.9047e-08 | 3.7483e-08 | 6.5198e-08 | 1.0217e-07 | 1.5023e-07 | 2.0717e-07 | 2.713e-07 | 3.3755e-07 | 3.9e-07 | 4.427e-07 | 4.9009e-07 | 5.287e-07 | 5.4771e-07 | 5.6618e-07 | 5.7646e-07 | 5.7921e-07 | 5.8405e-07 | 5.8588e-07 | 6.4931e-06 | 6.4931e-06 | 1.5921e-06 | 1
LO3Slow | New | Fixtures | Residential | Lighting | 0.00029211 | 0.00027034 | 2.2619 | 0.00012914 | 20.5429 | 20-30 | Multifamily - Low Rise | ID/MT/OR-Linear Shop_2000 to 3999 lumens | 0 | 0 | 0 | 0 | 0 | 0 | 0 | 0 | 0 | 0 | 0 | 0 | 0 | 0 | 0 | 0 | 0 | 0 | 0 | 0 | 0 | 0 | 0 | 1
LO3Slow | New | Fixtures | Residential | Lighting | 0.00053358 | 0.00049381 | 4.1317 | 0.00012914 | 20.5429 | 20-30 | Multifamily - Low Rise | ID/MT/OR-Linear Shop_4000 to 7999 lumens | 4.8943e-08 | 1.2452e-07 | 2.7534e-07 | 5.4185e-07 | 9.4249e-07 | 1.4769e-06 | 2.1717e-06 | 2.9948e-06 | 3.9218e-06 | 4.8796e-06 | 5.6378e-06 | 6.3996e-06 | 7.0847e-06 | 7.6429e-06 | 7.9177e-06 | 8.1846e-06 | 8.3332e-06 | 8.373e-06 | 8.443e-06 | 8.4694e-06 | 9.3864e-05 | 9.3864e-05 | 2.3016e-05 | 1
LO3Slow | New | Fixtures | Residential | Lighting | 0.00025527 | 0.00024217 | 2.0416 | 0.00012504 | -46.277 | <0 | Multifamily - Low Rise | ID/MT/OR-Track_0 to 249 lumens | 2.1085e-09 | 5.3644e-09 | 1.1862e-08 | 2.3343e-08 | 4.0603e-08 | 6.3626e-08 | 9.3556e-08 | 1.2902e-07 | 1.6895e-07 | 2.1021e-07 | 2.4288e-07 | 2.7569e-07 | 3.0521e-07 | 3.2926e-07 | 3.4109e-07 | 3.5259e-07 | 3.5899e-07 | 3.6071e-07 | 3.6372e-07 | 3.6486e-07 | 4.0437e-06 | 4.0437e-06 | 9.9152e-07 | 1
LO3Slow | New | Fixtures | Residential | Lighting | 0.00050008 | 0.0004744 | 3.9995 | 0.00012504 | -46.277 | <0 | Multifamily - Low Rise | ID/MT/OR-Track_250 to 499 lumens | 1.9232e-07 | 4.893e-07 | 1.0819e-06 | 2.1292e-06 | 3.7035e-06 | 5.8035e-06 | 8.5334e-06 | 1.1768e-05 | 1.5411e-05 | 1.9174e-05 | 2.2153e-05 | 2.5147e-05 | 2.7839e-05 | 3.0032e-05 | 3.1112e-05 | 3.2161e-05 | 3.2745e-05 | 3.2901e-05 | 3.3176e-05 | 3.328e-05 | 0.00036883 | 0.00036883 | 9.0439e-05 | 1
LO3Slow | New | Fixtures | Residential | Lighting | 0.00095953 | 0.00091026 | 7.674 | 0.00012504 | -46.2769 | <0 | Multifamily - Low Rise | ID/MT/OR-Track_500 to 999 lumens | 3.062e-06 | 7.7903e-06 | 1.7226e-05 | 3.3899e-05 | 5.8964e-05 | 9.2399e-05 | 0.00013586 | 0.00018736 | 0.00024536 | 0.00030528 | 0.00035271 | 0.00040037 | 0.00044323 | 0.00047815 | 0.00049534 | 0.00051204 | 0.00052134 | 0.00052383 | 0.00052821 | 0.00052986 | 0.0058723 | 0.0058723 | 0.0014399 | 1
LO3Slow | New | Fixtures | Residential | Lighting | 0.001759 | 0.0016687 | 14.0682 | 0.00012504 | -46.2769 | <0 | Multifamily - Low Rise | ID/MT/OR-Track_1000 to 1999 lumens | 4.4491e-06 | 1.132e-05 | 2.503e-05 | 4.9257e-05 | 8.5677e-05 | 0.00013426 | 0.00019741 | 0.00027224 | 0.00035651 | 0.00044358 | 0.0005125 | 0.00058175 | 0.00064403 | 0.00069477 | 0.00071975 | 0.00074401 | 0.00075752 | 0.00076115 | 0.0007675 | 0.0007699 | 0.0085326 | 0.0085326 | 0.0020922 | 1
LO3Slow | New | Fixtures | Residential | Lighting | 0.0034092 | 0.0032342 | 27.2659 | 0.00012504 | -46.2769 | <0 | Multifamily - Low Rise | ID/MT/OR-Track_2000 to 3999 lumens | 7.1054e-06 | 1.8078e-05 | 3.9973e-05 | 7.8664e-05 | 0.00013683 | 0.00021442 | 0.00031528 | 0.00043478 | 0.00056936 | 0.00070841 | 0.00081848 | 0.00092907 | 0.0010285 | 0.0011096 | 0.0011495 | 0.0011882 | 0.0012098 | 0.0012156 | 0.0012257 | 0.0012296 | 0.013627 | 0.013627 | 0.0033414 | 1
LO3Slow | New | Fixtures | Residential | Lighting | 0.0062274 | 0.0059076 | 49.8044 | 0.00012504 | -46.2769 | <0 | Multifamily - Low Rise | ID/MT/OR-Track_4000 to 7999 lumens | 2.8585e-06 | 7.2726e-06 | 1.6081e-05 | 3.1646e-05 | 5.5046e-05 | 8.626e-05 | 0.00012684 | 0.00017491 | 0.00022905 | 0.00028499 | 0.00032927 | 0.00037376 | 0.00041378 | 0.00044638 | 0.00046243 | 0.00047802 | 0.00048669 | 0.00048902 | 0.00049311 | 0.00049465 | 0.0054821 | 0.0054821 | 0.0013442 | 1
LO3Slow | New | Fixtures | Residential | Lighting | 7.0455e-05 | 6.6792e-05 | 0.56298 | 0.00012515 | -73.9725 | <0 | Multifamily - Low Rise | WA-Floor/Table_0 to 249 lumens | 2.9287e-07 | 7.4513e-07 | 1.6476e-06 | 3.2424e-06 | 5.6398e-06 | 8.8378e-06 | 1.2995e-05 | 1.7921e-05 | 2.3468e-05 | 2.9199e-05 | 3.3736e-05 | 3.8295e-05 | 4.2395e-05 | 4.5734e-05 | 4.7379e-05 | 4.8976e-05 | 4.9865e-05 | 5.0104e-05 | 5.0522e-05 | 5.068e-05 | 0.00056167 | 0.00056167 | 0.00013772 | 1
LO3Slow | New | Fixtures | Residential | Lighting | 0.00013802 | 0.00013084 | 1.1029 | 0.00012515 | -73.9724 | <0 | Multifamily - Low Rise | WA-Floor/Table_250 to 499 lumens | 2.0513e-06 | 5.2189e-06 | 1.154e-05 | 2.271e-05 | 3.9501e-05 | 6.1901e-05 | 9.1018e-05 | 0.00012552 | 0.00016437 | 0.00020451 | 0.00023629 | 0.00026822 | 0.00029693 | 0.00032033 | 0.00033184 | 0.00034303 | 0.00034926 | 0.00035093 | 0.00035386 | 0.00035497 | 0.003934 | 0.003934 | 0.00096463 | 1
LO3Slow | New | Fixtures | Residential | Lighting | 0.00026483 | 0.00025106 | 2.1161 | 0.00012515 | -73.9724 | <0 | Multifamily - Low Rise | WA-Floor/Table_500 to 999 lumens | 1.7417e-05 | 4.4313e-05 | 9.7984e-05 | 0.00019283 | 0.0003354 | 0.00052559 | 0.00077282 | 0.0010658 | 0.0013957 | 0.0017365 | 0.0020063 | 0.0022774 | 0.0025212 | 0.0027198 | 0.0028176 | 0.0029126 | 0.0029655 | 0.0029797 | 0.0030046 | 0.003014 | 0.033403 | 0.033403 | 0.0081905 | 1
LO3Slow | New | Fixtures | Residential | Lighting | 0.00048549 | 0.00046025 | 3.8794 | 0.00012515 | -73.9724 | <0 | Multifamily - Low Rise | WA-Floor/Table_1000 to 1999 lumens | 1.916e-05 | 4.8746e-05 | 0.00010779 | 0.00021212 | 0.00036895 | 0.00057817 | 0.00085014 | 0.0011724 | 0.0015353 | 0.0019102 | 0.002207 | 0.0025052 | 0.0027734 | 0.0029919 | 0.0030995 | 0.003204 | 0.0032622 | 0.0032778 | 0.0033051 | 0.0033155 | 0.036745 | 0.036745 | 0.0090099 | 1
LO3Slow | New | Fixtures | Residential | Lighting | 0.00094094 | 0.00089202 | 7.5187 | 0.00012515 | -73.9724 | <0 | Multifamily - Low Rise | WA-Floor/Table_2000 to 3999 lumens | 5.3351e-06 | 1.3574e-05 | 3.0013e-05 | 5.9064e-05 | 0.00010274 | 0.00016099 | 0.00023672 | 0.00032645 | 0.0004275 | 0.0005319 | 0.00061455 | 0.00069759 | 0.00077227 | 0.00083311 | 0.00086306 | 0.00089216 | 0.00090836 | 0.0009127 | 0.00092033 | 0.00092321 | 0.010232 | 0.010232 | 0.0025088 | 1
LO3Slow | New | Fixtures | Residential | Lighting | 0.0017187 | 0.0016294 | 13.7338 | 0.00012515 | -73.9725 | <0 | Multifamily - Low Rise | WA-Floor/Table_4000 to 7999 lumens | 6.143e-07 | 1.5629e-06 | 3.4559e-06 | 6.8009e-06 | 1.1829e-05 | 1.8537e-05 | 2.7257e-05 | 3.7589e-05 | 4.9224e-05 | 6.1245e-05 | 7.0761e-05 | 8.0323e-05 | 8.8923e-05 | 9.5928e-05 | 9.9377e-05 | 0.00010273 | 0.00010459 | 0.00010509 | 0.00010597 | 0.0001063 | 0.0011781 | 0.0011781 | 0.00028888 | 1
LO3Slow | New | Fixtures | Residential | Lighting | 0.00011143 | 0.00010541 | 0.88796 | 0.00012549 | -37.3815 | <0 | Multifamily - Low Rise | WA-Ceiling and Wall Flush Mount _0 to 249 lumens | 1.9555e-07 | 4.9753e-07 | 1.1001e-06 | 2.165e-06 | 3.7657e-06 | 5.9011e-06 | 8.677e-06 | 1.1966e-05 | 1.567e-05 | 1.9497e-05 | 2.2526e-05 | 2.557e-05 | 2.8307e-05 | 3.0537e-05 | 3.1635e-05 | 3.2702e-05 | 3.3295e-05 | 3.3455e-05 | 3.3734e-05 | 3.384e-05 | 0.00037503 | 0.00037503 | 9.196e-05 | 1
LO3Slow | New | Fixtures | Residential | Lighting | 0.00021828 | 0.0002065 | 1.7395 | 0.00012549 | -37.3815 | <0 | Multifamily - Low Rise | WA-Ceiling and Wall Flush Mount _250 to 499 lumens | 2.3877e-06 | 6.0749e-06 | 1.3433e-05 | 2.6435e-05 | 4.598e-05 | 7.2053e-05 | 0.00010595 | 0.0001461 | 0.00019133 | 0.00023806 | 0.00027504 | 0.00031221 | 0.00034563 | 0.00037286 | 0.00038627 | 0.00039929 | 0.00040654 | 0.00040849 | 0.0004119 | 0.00041318 | 0.0045792 | 0.0045792 | 0.0011228 | 1
LO3Slow | New | Fixtures | Residential | Lighting | 0.00041883 | 0.00039623 | 3.3377 | 0.00012549 | -37.3815 | <0 | Multifamily - Low Rise | WA-Ceiling and Wall Flush Mount _500 to 999 lumens | 2.2316e-05 | 5.6777e-05 | 0.00012555 | 0.00024706 | 0.00042974 | 0.00067343 | 0.0009902 | 0.0013655 | 0.0017882 | 0.0022249 | 0.0025706 | 0.002918 | 0.0032304 | 0.0034849 | 0.0036102 | 0.0037319 | 0.0037996 | 0.0038178 | 0.0038497 | 0.0038617 | 0.042798 | 0.042798 | 0.010494 | 1
LO3Slow | New | Fixtures | Residential | Lighting | 0.00076781 | 0.00072638 | 6.1187 | 0.00012549 | -37.3815 | <0 | Multifamily - Low Rise | WA-Ceiling and Wall Flush Mount _1000 to 1999 lumens | 2.7568e-05 | 7.0138e-05 | 0.00015509 | 0.0003052 | 0.00053087 | 0.00083189 | 0.0012232 | 0.0016868 | 0.002209 | 0.0027485 | 0.0031755 | 0.0036046 | 0.0039905 | 0.0043049 | 0.0044597 | 0.00461 | 0.0046937 | 0.0047162 | 0.0047556 | 0.0047704 | 0.052869 | 0.052869 | 0.012964 | 1
LO3Slow | New | Fixtures | Residential | Lighting | 0.0014881 | 0.0014078 | 11.8588 | 0.00012549 | -37.3815 | <0 | Multifamily - Low Rise | WA-Ceiling and Wall Flush Mount _2000 to 3999 lumens | 2.1803e-05 | 5.5471e-05 | 0.00012266 | 0.00024138 | 0.00041985 | 0.00065793 | 0.00096741 | 0.0013341 | 0.0017471 | 0.0021737 | 0.0025115 | 0.0028508 | 0.003156 | 0.0034047 | 0.0035271 | 0.003646 | 0.0037122 | 0.0037299 | 0.0037611 | 0.0037728 | 0.041813 | 0.041813 | 0.010253 | 1
LO3Slow | New | Fixtures | Residential | Lighting | 0.0027182 | 0.0025715 | 21.6616 | 0.00012549 | -37.3815 | <0 | Multifamily - Low Rise | WA-Ceiling and Wall Flush Mount _4000 to 7999 lumens | 5.1975e-06 | 1.3224e-05 | 2.924e-05 | 5.7541e-05 | 0.00010009 | 0.00015684 | 0.00023062 | 0.00031803 | 0.00041648 | 0.00051819 | 0.0005987 | 0.0006796 | 0.00075236 | 0.00081163 | 0.00084081 | 0.00086916 | 0.00088494 | 0.00088917 | 0.0008966 | 0.0008994 | 0.0099678 | 0.0099678 | 0.0024442 | 1
LO3Slow | New | Fixtures | Residential | Lighting | 7.9543e-05 | 7.5085e-05 | 0.63206 | 0.00012585 | -112.4296 | <0 | Multifamily - Low Rise | WA-Downlight Fixture_0 to 249 lumens | 6.3649e-09 | 1.6194e-08 | 3.5807e-08 | 7.0466e-08 | 1.2257e-07 | 1.9207e-07 | 2.8242e-07 | 3.8946e-07 | 5.1002e-07 | 6.3458e-07 | 7.3317e-07 | 8.3224e-07 | 9.2134e-07 | 9.9393e-07 | 1.0297e-06 | 1.0644e-06 | 1.0837e-06 | 1.0889e-06 | 1.098e-06 | 1.1014e-06 | 1.2207e-05 | 1.2207e-05 | 2.9931e-06 | 1
LO3Slow | New | Fixtures | Residential | Lighting | 0.00015582 | 0.00014709 | 1.2382 | 0.00012585 | -112.4296 | <0 | Multifamily - Low Rise | WA-Downlight Fixture_250 to 499 lumens | 1.0513e-06 | 2.6748e-06 | 5.9145e-06 | 1.1639e-05 | 2.0245e-05 | 3.1726e-05 | 4.6649e-05 | 6.4331e-05 | 8.4244e-05 | 0.00010482 | 0.0001211 | 0.00013747 | 0.00015219 | 0.00016417 | 0.00017008 | 0.00017581 | 0.000179 | 0.00017986 | 0.00018136 | 0.00018193 | 0.0020163 | 0.0020163 | 0.0004944 | 1
LO3Slow | New | Fixtures | Residential | Lighting | 0.00029899 | 0.00028223 | 2.3758 | 0.00012585 | -112.4296 | <0 | Multifamily - Low Rise | WA-Downlight Fixture_500 to 999 lumens | 3.6922e-05 | 9.3938e-05 | 0.00020771 | 0.00040877 | 0.000711 | 0.0011142 | 0.0016383 | 0.0022592 | 0.0029586 | 0.0036811 | 0.0042531 | 0.0048278 | 0.0053446 | 0.0057657 | 0.005973 | 0.0061743 | 0.0062864 | 0.0063165 | 0.0063693 | 0.0063892 | 0.07081 | 0.07081 | 0.017363 | 1
LO3Slow | New | Fixtures | Residential | Lighting | 0.00054811 | 0.0005174 | 4.3554 | 0.00012585 | -112.4296 | <0 | Multifamily - Low Rise | WA-Downlight Fixture_1000 to 1999 lumens | 1.1271e-05 | 2.8677e-05 | 6.3409e-05 | 0.00012479 | 0.00021705 | 0.00034013 | 0.00050013 | 0.00068969 | 0.00090318 | 0.0011238 | 0.0012984 | 0.0014738 | 0.0016316 | 0.0017601 | 0.0018234 | 0.0018849 | 0.0019191 | 0.0019283 | 0.0019444 | 0.0019505 | 0.021616 | 0.021616 | 0.0053004 | 1
LO3Slow | New | Fixtures | Residential | Lighting | 0.0010623 | 0.0010028 | 8.4413 | 0.00012585 | -112.4296 | <0 | Multifamily - Low Rise | WA-Downlight Fixture_2000 to 3999 lumens | 3.3546e-06 | 8.5348e-06 | 1.8872e-05 | 3.7139e-05 | 6.4599e-05 | 0.00010123 | 0.00014885 | 0.00020527 | 0.00026881 | 0.00033445 | 0.00038642 | 0.00043863 | 0.00048559 | 0.00052385 | 0.00054268 | 0.00056097 | 0.00057116 | 0.00057389 | 0.00057869 | 0.0005805 | 0.0064335 | 0.0064335 | 0.0015775 | 1
LO3Slow | New | Fixtures | Residential | Lighting | 0.0019404 | 0.0018317 | 15.4191 | 0.00012585 | -112.4296 | <0 | Multifamily - Low Rise | WA-Downlight Fixture_4000 to 7999 lumens | 1.0565e-06 | 2.688e-06 | 5.9436e-06 | 1.1697e-05 | 2.0345e-05 | 3.1882e-05 | 4.6879e-05 | 6.4647e-05 | 8.4658e-05 | 0.00010533 | 0.0001217 | 0.00013814 | 0.00015293 | 0.00016498 | 0.00017091 | 0.00017667 | 0.00017988 | 0.00018074 | 0.00018225 | 0.00018282 | 0.0020262 | 0.0020262 | 0.00049683 | 1
LO3Slow | New | Fixtures | Residential | Lighting | 0.00014232 | 0.00016147 | 0.7969 | 0.00017859 | -73.9245 | <0 | Multifamily - Low Rise | WA-Exterior Porch_0 to 249 lumens | 1.4013e-10 | 3.5652e-10 | 7.8834e-10 | 1.5514e-09 | 2.6985e-09 | 4.2287e-09 | 6.2178e-09 | 8.5746e-09 | 1.1229e-08 | 1.3971e-08 | 1.6142e-08 | 1.8323e-08 | 2.0285e-08 | 2.1883e-08 | 2.2669e-08 | 2.3434e-08 | 2.3859e-08 | 2.3973e-08 | 2.4173e-08 | 2.4249e-08 | 2.6875e-07 | 2.6875e-07 | 6.5898e-08 | 1
LO3Slow | New | Fixtures | Residential | Lighting | 0.0002788 | 0.00031631 | 1.5611 | 0.00017859 | -73.9245 | <0 | Multifamily - Low Rise | WA-Exterior Porch_250 to 499 lumens | 4.4415e-08 | 1.13e-07 | 2.4986e-07 | 4.9172e-07 | 8.5529e-07 | 1.3403e-06 | 1.9707e-06 | 2.7177e-06 | 3.559e-06 | 4.4281e-06 | 5.1162e-06 | 5.8075e-06 | 6.4292e-06 | 6.9357e-06 | 7.1851e-06 | 7.4273e-06 | 7.5622e-06 | 7.5983e-06 | 7.6618e-06 | 7.6858e-06 | 8.5179e-05 | 8.5179e-05 | 2.0886e-05 | 1
LO3Slow | New | Fixtures | Residential | Lighting | 0.00053494 | 0.00060693 | 2.9954 | 0.00017859 | -73.9245 | <0 | Multifamily - Low Rise | WA-Exterior Porch_500 to 999 lumens | 2.2204e-06 | 5.6493e-06 | 1.2492e-05 | 2.4583e-05 | 4.2759e-05 | 6.7005e-05 | 9.8524e-05 | 0.00013587 | 0.00017793 | 0.00022138 | 0.00025577 | 0.00029033 | 0.00032142 | 0.00034674 | 0.00035921 | 0.00037132 | 0.00037806 | 0.00037987 | 0.00038304 | 0.00038424 | 0.0042584 | 0.0042584 | 0.0010442 | 1
LO3Slow | New | Fixtures | Residential | Lighting | 0.00098067 | 0.0011126 | 5.4913 | 0.00017859 | -73.9245 | <0 | Multifamily - Low Rise | WA-Exterior Porch_1000 to 1999 lumens | 4.3487e-06 | 1.1064e-05 | 2.4465e-05 | 4.8145e-05 | 8.3743e-05 | 0.00013123 | 0.00019296 | 0.0002661 | 0.00034847 | 0.00043357 | 0.00050093 | 0.00056862 | 0.0006295 | 0.00067909 | 0.0007035 | 0.00072722 | 0.00074042 | 0.00074397 | 0.00075018 | 0.00075253 | 0.00834 | 0.00834 | 0.002045 | 1
LO3Slow | New | Fixtures | Residential | Lighting | 0.0019007 | 0.0021564 | 10.6428 | 0.00017859 | -73.9245 | <0 | Multifamily - Low Rise | WA-Exterior Porch_2000 to 3999 lumens | 4.1144e-06 | 1.0468e-05 | 2.3146e-05 | 4.555e-05 | 7.923e-05 | 0.00012416 | 0.00018256 | 0.00025176 | 0.00032969 | 0.0004102 | 0.00047394 | 0.00053797 | 0.00059557 | 0.00064249 | 0.00066559 | 0.00068803 | 0.00070052 | 0.00070387 | 0.00070975 | 0.00071197 | 0.0078906 | 0.0078906 | 0.0019348 | 1
LO3Slow | New | Fixtures | Residential | Lighting | 0.0034718 | 0.003939 | 19.4403 | 0.00017859 | -73.9245 | <0 | Multifamily - Low Rise | WA-Exterior Porch_4000 to 7999 lumens | 1.8028e-07 | 4.5868e-07 | 1.0142e-06 | 1.9959e-06 | 3.4717e-06 | 5.4404e-06 | 7.9995e-06 | 1.1032e-05 | 1.4446e-05 | 1.7974e-05 | 2.0767e-05 | 2.3573e-05 | 2.6097e-05 | 2.8153e-05 | 2.9165e-05 | 3.0148e-05 | 3.0696e-05 | 3.0843e-05 | 3.11e-05 | 3.1197e-05 | 0.00034575 | 0.00034575 | 8.478e-05 | 1
LO3Slow | New | Fixtures | Residential | Lighting | 0.00011634 | 0.00013606 | 0.64697 | 0.00017983 | -109.2876 | <0 | Multifamily - Low Rise | WA-Chandelier/Pendant_0 to 249 lumens | 8.7085e-08 | 2.2156e-07 | 4.8992e-07 | 9.6412e-07 | 1.677e-06 | 2.6279e-06 | 3.8641e-06 | 5.3287e-06 | 6.9782e-06 | 8.6824e-06 | 1.0031e-05 | 1.1387e-05 | 1.2606e-05 | 1.3599e-05 | 1.4088e-05 | 1.4563e-05 | 1.4827e-05 | 1.4898e-05 | 1.5023e-05 | 1.507e-05 | 0.00016701 | 0.00016701 | 4.0952e-05 | 1
LO3Slow | New | Fixtures | Residential | Lighting | 0.00022792 | 0.00026653 | 1.2674 | 0.00017983 | -109.2876 | <0 | Multifamily - Low Rise | WA-Chandelier/Pendant_250 to 499 lumens | 7.0394e-07 | 1.791e-06 | 3.9602e-06 | 7.7933e-06 | 1.3556e-05 | 2.1242e-05 | 3.1235e-05 | 4.3074e-05 | 5.6407e-05 | 7.0183e-05 | 8.1087e-05 | 9.2044e-05 | 0.0001019 | 0.00010993 | 0.00011388 | 0.00011772 | 0.00011985 | 0.00012043 | 0.00012143 | 0.00012181 | 0.00135 | 0.00135 | 0.00033103 | 1
LO3Slow | New | Fixtures | Residential | Lighting | 0.00043732 | 0.00051142 | 2.4318 | 0.00017983 | -109.2876 | <0 | Multifamily - Low Rise | WA-Chandelier/Pendant_500 to 999 lumens | 5.175e-06 | 1.3166e-05 | 2.9113e-05 | 5.7292e-05 | 9.9654e-05 | 0.00015616 | 0.00022962 | 0.00031666 | 0.00041468 | 0.00051594 | 0.00059611 | 0.00067666 | 0.0007491 | 0.00080812 | 0.00083717 | 0.00086539 | 0.0008811 | 0.00088532 | 0.00089272 | 0.00089551 | 0.0099247 | 0.0099247 | 0.0024336 | 1
LO3Slow | New | Fixtures | Residential | Lighting | 0.0008017 | 0.00093754 | 4.4581 | 0.00017983 | -109.2876 | <0 | Multifamily - Low Rise | WA-Chandelier/Pendant_1000 to 1999 lumens | 8.7668e-06 | 2.2305e-05 | 4.9319e-05 | 9.7057e-05 | 0.00016882 | 0.00026455 | 0.00038899 | 0.00053643 | 0.00070249 | 0.00087404 | 0.0010098 | 0.0011463 | 0.001269 | 0.001369 | 0.0014182 | 0.001466 | 0.0014926 | 0.0014998 | 0.0015123 | 0.001517 | 0.016813 | 0.016813 | 0.0041226 | 1
LO3Slow | New | Fixtures | Residential | Lighting | 0.0015538 | 0.0018171 | 8.6404 | 0.00017983 | -109.2876 | <0 | Multifamily - Low Rise | WA-Chandelier/Pendant_2000 to 3999 lumens | 1.264e-05 | 3.2159e-05 | 7.111e-05 | 0.00013994 | 0.00024341 | 0.00038144 | 0.00056086 | 0.00077345 | 0.0010129 | 0.0012602 | 0.001456 | 0.0016528 | 0.0018297 | 0.0019739 | 0.0020448 | 0.0021138 | 0.0021521 | 0.0021624 | 0.0021805 | 0.0021873 | 0.024241 | 0.024241 | 0.0059441 | 1
LO3Slow | New | Fixtures | Residential | Lighting | 0.0028382 | 0.0033191 | 15.7827 | 0.00017983 | -109.2876 | <0 | Multifamily - Low Rise | WA-Chandelier/Pendant_4000 to 7999 lumens | 7.5934e-06 | 1.9319e-05 | 4.2718e-05 | 8.4067e-05 | 0.00014623 | 0.00022914 | 0.00033693 | 0.00046464 | 0.00060847 | 0.00075706 | 0.00087469 | 0.00099288 | 0.0010992 | 0.0011858 | 0.0012284 | 0.0012698 | 0.0012929 | 0.0012991 | 0.0013099 | 0.001314 | 0.014563 | 0.014563 | 0.0035708 | 1
LO3Slow | New | Fixtures | Residential | Lighting | 2.898e-05 | 2.7142e-05 | 0.22794 | 0.00012714 | 11.6324 | 10-20 | Multifamily - Low Rise | WA-Linear Flush Mount_0 to 249 lumens | 1.4229e-08 | 3.6201e-08 | 8.0047e-08 | 1.5753e-07 | 2.74e-07 | 4.2938e-07 | 6.3135e-07 | 8.7065e-07 | 1.1402e-06 | 1.4186e-06 | 1.639e-06 | 1.8605e-06 | 2.0597e-06 | 2.2219e-06 | 2.3018e-06 | 2.3794e-06 | 2.4226e-06 | 2.4342e-06 | 2.4545e-06 | 2.4622e-06 | 2.7288e-05 | 2.7288e-05 | 6.6912e-06 | 1
LO3Slow | New | Fixtures | Residential | Lighting | 5.6772e-05 | 5.3172e-05 | 0.44653 | 0.00012714 | 11.6324 | 10-20 | Multifamily - Low Rise | WA-Linear Flush Mount_250 to 499 lumens | 4.0599e-07 | 1.0329e-06 | 2.284e-06 | 4.4947e-06 | 7.8181e-06 | 1.2251e-05 | 1.8014e-05 | 2.4842e-05 | 3.2532e-05 | 4.0477e-05 | 4.6766e-05 | 5.3085e-05 | 5.8769e-05 | 6.3399e-05 | 6.5678e-05 | 6.7892e-05 | 6.9125e-05 | 6.9456e-05 | 7.0036e-05 | 7.0255e-05 | 0.00077862 | 0.00077862 | 0.00019092 | 1
LO3Slow | New | Fixtures | Residential | Lighting | 0.00010893 | 0.00010202 | 0.85678 | 0.00012714 | 11.6324 | 10-20 | Multifamily - Low Rise | WA-Linear Flush Mount_500 to 999 lumens | 7.932e-06 | 2.0181e-05 | 4.4623e-05 | 8.7815e-05 | 0.00015274 | 0.00023936 | 0.00035195 | 0.00048535 | 0.00063559 | 0.00079081 | 0.00091369 | 0.0010371 | 0.0011482 | 0.0012386 | 0.0012832 | 0.0013264 | 0.0013505 | 0.001357 | 0.0013683 | 0.0013726 | 0.015212 | 0.015212 | 0.0037301 | 1
LO3Slow | New | Fixtures | Residential | Lighting | 0.0001997 | 0.00018703 | 1.5707 | 0.00012714 | 11.6324 | 10-20 | Multifamily - Low Rise | WA-Linear Flush Mount_1000 to 1999 lumens | 1.2984e-05 | 3.3033e-05 | 7.3042e-05 | 0.00014374 | 0.00025002 | 0.0003918 | 0.0005761 | 0.00079446 | 0.0010404 | 0.0012945 | 0.0014956 | 0.0016977 | 0.0018794 | 0.0020275 | 0.0021004 | 0.0021712 | 0.0022106 | 0.0022212 | 0.0022398 | 0.0022468 | 0.0249 | 0.0249 | 0.0061056 | 1
LO3Slow | New | Fixtures | Residential | Lighting | 0.00038704 | 0.00036249 | 3.0442 | 0.00012714 | 11.6324 | 10-20 | Multifamily - Low Rise | WA-Linear Flush Mount_2000 to 3999 lumens | 4.8104e-06 | 1.2239e-05 | 2.7062e-05 | 5.3256e-05 | 9.2633e-05 | 0.00014516 | 0.00021344 | 0.00029434 | 0.00038546 | 0.00047959 | 0.00055411 | 0.00062898 | 0.00069632 | 0.00075118 | 0.00077818 | 0.00080442 | 0.00081902 | 0.00082294 | 0.00082982 | 0.00083241 | 0.0092254 | 0.0092254 | 0.0022621 | 1
LO3Slow | New | Fixtures | Residential | Lighting | 0.00070697 | 0.00066213 | 5.5605 | 0.00012714 | 11.6324 | 10-20 | Multifamily - Low Rise | WA-Linear Flush Mount_4000 to 7999 lumens | 5.556e-07 | 1.4136e-06 | 3.1256e-06 | 6.151e-06 | 1.0699e-05 | 1.6766e-05 | 2.4653e-05 | 3.3997e-05 | 4.4521e-05 | 5.5393e-05 | 6.4e-05 | 7.2647e-05 | 8.0425e-05 | 8.6761e-05 | 8.9881e-05 | 9.2911e-05 | 9.4597e-05 | 9.505e-05 | 9.5844e-05 | 9.6144e-05 | 0.0010655 | 0.0010655 | 0.00026127 | 1
LO3Slow | New | Fixtures | Residential | Lighting | 2.1873e-05 | 2.0242e-05 | 0.16937 | 0.00012914 | 20.5429 | 20-30 | Multifamily - Low Rise | WA-Linear Shop_0 to 249 lumens | 3.4045e-09 | 8.6617e-09 | 1.9152e-08 | 3.7691e-08 | 6.5559e-08 | 1.0273e-07 | 1.5106e-07 | 2.0832e-07 | 2.728e-07 | 3.3942e-07 | 3.9216e-07 | 4.4515e-07 | 4.9281e-07 | 5.3163e-07 | 5.5075e-07 | 5.6931e-07 | 5.7965e-07 | 5.8242e-07 | 5.8729e-07 | 5.8913e-07 | 6.5291e-06 | 6.5291e-06 | 1.601e-06 | 1
LO3Slow | New | Fixtures | Residential | Lighting | 4.2848e-05 | 3.9655e-05 | 0.33179 | 0.00012914 | 20.5429 | 20-30 | Multifamily - Low Rise | WA-Linear Shop_250 to 499 lumens | 0 | 0 | 0 | 0 | 0 | 0 | 0 | 0 | 0 | 0 | 0 | 0 | 0 | 0 | 0 | 0 | 0 | 0 | 0 | 0 | 0 | 0 | 0 | 1
LO3Slow | New | Fixtures | Residential | Lighting | 8.2216e-05 | 7.6087e-05 | 0.63662 | 0.00012914 | 20.5429 | 20-30 | Multifamily - Low Rise | WA-Linear Shop_500 to 999 lumens | 5.3535e-09 | 1.3621e-08 | 3.0117e-08 | 5.9269e-08 | 1.0309e-07 | 1.6155e-07 | 2.3754e-07 | 3.2758e-07 | 4.2898e-07 | 5.3374e-07 | 6.1668e-07 | 7e-07 | 7.7495e-07 | 8.36e-07 | 8.6605e-07 | 8.9525e-07 | 9.115e-07 | 9.1586e-07 | 9.2351e-07 | 9.264e-07 | 1.0267e-05 | 1.0267e-05 | 2.5175e-06 | 1
LO3Slow | New | Fixtures | Residential | Lighting | 0.00015072 | 0.00013949 | 1.1671 | 0.00012914 | 20.5429 | 20-30 | Multifamily - Low Rise | WA-Linear Shop_1000 to 1999 lumens | 3.0024e-09 | 7.6388e-09 | 1.6891e-08 | 3.324e-08 | 5.7817e-08 | 9.0602e-08 | 1.3322e-07 | 1.8372e-07 | 2.4058e-07 | 2.9934e-07 | 3.4585e-07 | 3.9258e-07 | 4.3461e-07 | 4.6885e-07 | 4.8571e-07 | 5.0208e-07 | 5.112e-07 | 5.1364e-07 | 5.1793e-07 | 5.1955e-07 | 5.7581e-06 | 5.7581e-06 | 1.4119e-06 | 1
LO3Slow | New | Fixtures | Residential | Lighting | 0.00029211 | 0.00027034 | 2.2619 | 0.00012914 | 20.5429 | 20-30 | Multifamily - Low Rise | WA-Linear Shop_2000 to 3999 lumens | 0 | 0 | 0 | 0 | 0 | 0 | 0 | 0 | 0 | 0 | 0 | 0 | 0 | 0 | 0 | 0 | 0 | 0 | 0 | 0 | 0 | 0 | 0 | 1
LO3Slow | New | Fixtures | Residential | Lighting | 0.00053358 | 0.00049381 | 4.1317 | 0.00012914 | 20.5429 | 20-30 | Multifamily - Low Rise | WA-Linear Shop_4000 to 7999 lumens | 4.3402e-08 | 1.1043e-07 | 2.4417e-07 | 4.8051e-07 | 8.358e-07 | 1.3097e-06 | 1.9258e-06 | 2.6558e-06 | 3.4779e-06 | 4.3272e-06 | 4.9996e-06 | 5.6751e-06 | 6.2827e-06 | 6.7777e-06 | 7.0213e-06 | 7.258e-06 | 7.3898e-06 | 7.4252e-06 | 7.4872e-06 | 7.5106e-06 | 8.3238e-05 | 8.3238e-05 | 2.041e-05 | 1
LO3Slow | New | Fixtures | Residential | Lighting | 0.00021426 | 0.00020326 | 1.7136 | 0.00012504 | -52.1552 | <0 | Multifamily - Low Rise | WA-Track_0 to 249 lumens | 1.5694e-09 | 3.9928e-09 | 8.8289e-09 | 1.7375e-08 | 3.0221e-08 | 4.7358e-08 | 6.9635e-08 | 9.603e-08 | 1.2576e-07 | 1.5647e-07 | 1.8078e-07 | 2.052e-07 | 2.2717e-07 | 2.4507e-07 | 2.5388e-07 | 2.6244e-07 | 2.6721e-07 | 2.6848e-07 | 2.7073e-07 | 2.7157e-07 | 3.0098e-06 | 3.0098e-06 | 7.3801e-07 | 1
LO3Slow | New | Fixtures | Residential | Lighting | 0.00041973 | 0.00039818 | 3.3569 | 0.00012504 | -52.1552 | <0 | Multifamily - Low Rise | WA-Track_250 to 499 lumens | 1.4315e-07 | 3.642e-07 | 8.053e-07 | 1.5848e-06 | 2.7566e-06 | 4.3197e-06 | 6.3516e-06 | 8.7591e-06 | 1.147e-05 | 1.4272e-05 | 1.6489e-05 | 1.8717e-05 | 2.0721e-05 | 2.2354e-05 | 2.3157e-05 | 2.3938e-05 | 2.4372e-05 | 2.4489e-05 | 2.4694e-05 | 2.4771e-05 | 0.00027453 | 0.00027453 | 6.7315e-05 | 1
LO3Slow | New | Fixtures | Residential | Lighting | 0.00080537 | 0.00076401 | 6.4411 | 0.00012504 | -52.1552 | <0 | Multifamily - Low Rise | WA-Track_500 to 999 lumens | 2.2791e-06 | 5.7985e-06 | 1.2821e-05 | 2.5232e-05 | 4.3888e-05 | 6.8774e-05 | 0.00010113 | 0.00013946 | 0.00018262 | 0.00022722 | 0.00026253 | 0.000298 | 0.00032991 | 0.0003559 | 0.00036869 | 0.00038112 | 0.00038804 | 0.0003899 | 0.00039315 | 0.00039438 | 0.0043708 | 0.0043708 | 0.0010717 | 1
LO3Slow | New | Fixtures | Residential | Lighting | 0.0014764 | 0.0014006 | 11.808 | 0.00012504 | -52.1552 | <0 | Multifamily - Low Rise | WA-Track_1000 to 1999 lumens | 3.3116e-06 | 8.4254e-06 | 1.863e-05 | 3.6663e-05 | 6.3771e-05 | 9.9932e-05 | 0.00014694 | 0.00020263 | 0.00026536 | 0.00033016 | 0.00038146 | 0.00043301 | 0.00047937 | 0.00051713 | 0.00053572 | 0.00055378 | 0.00056384 | 0.00056654 | 0.00057127 | 0.00057305 | 0.006351 | 0.006351 | 0.0015573 | 1
LO3Slow | New | Fixtures | Residential | Lighting | 0.0028615 | 0.0027146 | 22.8853 | 0.00012504 | -52.1552 | <0 | Multifamily - Low Rise | WA-Track_2000 to 3999 lumens | 5.2887e-06 | 1.3456e-05 | 2.9753e-05 | 5.8551e-05 | 0.00010184 | 0.00015959 | 0.00023467 | 0.00032361 | 0.00042379 | 0.00052728 | 0.00060921 | 0.00069152 | 0.00076556 | 0.00082587 | 0.00085556 | 0.00088441 | 0.00090046 | 0.00090477 | 0.00091233 | 0.00091518 | 0.010143 | 0.010143 | 0.002487 | 1
LO3Slow | New | Fixtures | Residential | Lighting | 0.0052269 | 0.0049585 | 41.8027 | 0.00012504 | -52.1552 | <0 | Multifamily - Low Rise | WA-Track_4000 to 7999 lumens | 2.1276e-06 | 5.4132e-06 | 1.1969e-05 | 2.3555e-05 | 4.0972e-05 | 6.4205e-05 | 9.4406e-05 | 0.00013019 | 0.00017049 | 0.00021212 | 0.00024508 | 0.0002782 | 0.00030798 | 0.00033225 | 0.00034419 | 0.0003558 | 0.00036226 | 0.00036399 | 0.00036703 | 0.00036818 | 0.0040804 | 0.0040804 | 0.0010005 | 1
LO3Slow | New | Fixtures | Residential | Lighting | 9.9203e-05 | 9.4046e-05 | 0.7927 | 0.00012515 | -66.87 | <0 | Multifamily - High Rise | ID/MT/OR-Floor/Table_0 to 249 lumens | 1.065e-07 | 2.6937e-07 | 5.9685e-07 | 1.1793e-06 | 2.0629e-06 | 3.2412e-06 | 4.7831e-06 | 6.6343e-06 | 8.7181e-06 | 1.0866e-05 | 1.2529e-05 | 1.4198e-05 | 1.5723e-05 | 1.6942e-05 | 1.7523e-05 | 1.8092e-05 | 1.8406e-05 | 1.8423e-05 | 1.8473e-05 | 1.8456e-05 | 0.00020722 | 0.00020722 | 5.0987e-05 | 1
LO3Slow | New | Fixtures | Residential | Lighting | 0.00019434 | 0.00018423 | 1.5529 | 0.00012515 | -66.87 | <0 | Multifamily - High Rise | ID/MT/OR-Floor/Table_250 to 499 lumens | 7.4596e-07 | 1.8867e-06 | 4.1803e-06 | 8.2597e-06 | 1.4449e-05 | 2.2702e-05 | 3.3501e-05 | 4.6467e-05 | 6.1062e-05 | 7.6108e-05 | 8.7754e-05 | 9.9444e-05 | 0.00011013 | 0.00011866 | 0.00012273 | 0.00012672 | 0.00012892 | 0.00012904 | 0.00012939 | 0.00012927 | 0.0014514 | 0.0014514 | 0.00035711 | 1
LO3Slow | New | Fixtures | Residential | Lighting | 0.00037289 | 0.0003535 | 2.9796 | 0.00012515 | -66.87 | <0 | Multifamily - High Rise | ID/MT/OR-Floor/Table_500 to 999 lumens | 6.3339e-06 | 1.6019e-05 | 3.5495e-05 | 7.0132e-05 | 0.00012268 | 0.00019276 | 0.00028445 | 0.00039454 | 0.00051847 | 0.00064622 | 0.0007451 | 0.00084436 | 0.00093507 | 0.0010075 | 0.0010421 | 0.0010759 | 0.0010946 | 0.0010956 | 0.0010986 | 0.0010976 | 0.012324 | 0.012324 | 0.0030322 | 1
LO3Slow | New | Fixtures | Residential | Lighting | 0.00068359 | 0.00064805 | 5.4623 | 0.00012515 | -66.87 | <0 | Multifamily - High Rise | ID/MT/OR-Floor/Table_1000 to 1999 lumens | 6.9675e-06 | 1.7622e-05 | 3.9045e-05 | 7.7148e-05 | 0.00013495 | 0.00021204 | 0.00031291 | 0.00043401 | 0.00057034 | 0.00071087 | 0.00081964 | 0.00092883 | 0.0010286 | 0.0011083 | 0.0011464 | 0.0011836 | 0.0012041 | 0.0012052 | 0.0012085 | 0.0012074 | 0.013557 | 0.013557 | 0.0033355 | 1
LO3Slow | New | Fixtures | Residential | Lighting | 0.0013249 | 0.001256 | 10.5866 | 0.00012515 | -66.87 | <0 | Multifamily - High Rise | ID/MT/OR-Floor/Table_2000 to 3999 lumens | 1.9401e-06 | 4.9069e-06 | 1.0872e-05 | 2.1482e-05 | 3.7579e-05 | 5.9043e-05 | 8.713e-05 | 0.00012085 | 0.00015881 | 0.00019794 | 0.00022823 | 0.00025864 | 0.00028642 | 0.00030862 | 0.00031921 | 0.00032957 | 0.00033529 | 0.0003356 | 0.00033652 | 0.0003362 | 0.0037749 | 0.0037749 | 0.00092879 | 1
LO3Slow | New | Fixtures | Residential | Lighting | 0.0024201 | 0.0022942 | 19.3377 | 0.00012515 | -66.87 | <0 | Multifamily - High Rise | ID/MT/OR-Floor/Table_4000 to 7999 lumens | 2.2339e-07 | 5.65e-07 | 1.2519e-06 | 2.4735e-06 | 4.3269e-06 | 6.7985e-06 | 1.0032e-05 | 1.3915e-05 | 1.8286e-05 | 2.2792e-05 | 2.628e-05 | 2.978e-05 | 3.298e-05 | 3.5535e-05 | 3.6755e-05 | 3.7948e-05 | 3.8606e-05 | 3.8642e-05 | 3.8748e-05 | 3.8712e-05 | 0.00043465 | 0.00043465 | 0.00010694 | 1
LO3Slow | New | Fixtures | Residential | Lighting | 0.00013061 | 0.00012357 | 1.0409 | 0.00012549 | -37.1249 | <0 | Multifamily - High Rise | ID/MT/OR-Ceiling and Wall Flush Mount _0 to 249 lumens | 5.9204e-08 | 1.4974e-07 | 3.3177e-07 | 6.5553e-07 | 1.1467e-06 | 1.8017e-06 | 2.6588e-06 | 3.6878e-06 | 4.8462e-06 | 6.0403e-06 | 6.9646e-06 | 7.8924e-06 | 8.7402e-06 | 9.4176e-06 | 9.7407e-06 | 1.0057e-05 | 1.0231e-05 | 1.0241e-05 | 1.0269e-05 | 1.0259e-05 | 0.00011519 | 0.00011519 | 2.8342e-05 | 1
LO3Slow | New | Fixtures | Residential | Lighting | 0.00025587 | 0.00024207 | 2.0391 | 0.00012549 | -37.1249 | <0 | Multifamily - High Rise | ID/MT/OR-Ceiling and Wall Flush Mount _250 to 499 lumens | 7.2288e-07 | 1.8283e-06 | 4.051e-06 | 8.0041e-06 | 1.4002e-05 | 2.1999e-05 | 3.2464e-05 | 4.5029e-05 | 5.9173e-05 | 7.3753e-05 | 8.5038e-05 | 9.6367e-05 | 0.00010672 | 0.00011499 | 0.00011894 | 0.0001228 | 0.00012493 | 0.00012504 | 0.00012538 | 0.00012527 | 0.0014065 | 0.0014065 | 0.00034606 | 1
LO3Slow | New | Fixtures | Residential | Lighting | 0.00049096 | 0.00046447 | 3.9125 | 0.00012549 | -37.1249 | <0 | Multifamily - High Rise | ID/MT/OR-Ceiling and Wall Flush Mount _500 to 999 lumens | 6.7563e-06 | 1.7088e-05 | 3.7862e-05 | 7.4809e-05 | 0.00013086 | 0.00020561 | 0.00030342 | 0.00042085 | 0.00055305 | 0.00068931 | 0.00079479 | 0.00090067 | 0.00099742 | 0.0010747 | 0.0011116 | 0.0011477 | 0.0011676 | 0.0011687 | 0.0011719 | 0.0011708 | 0.013145 | 0.013145 | 0.0032344 | 1
LO3Slow | New | Fixtures | Residential | Lighting | 0.00090004 | 0.00085147 | 7.1725 | 0.00012549 | -37.1249 | <0 | Multifamily - High Rise | ID/MT/OR-Ceiling and Wall Flush Mount _1000 to 1999 lumens | 8.3461e-06 | 2.1109e-05 | 4.6771e-05 | 9.2412e-05 | 0.00016166 | 0.00025399 | 0.00037482 | 0.00051988 | 0.00068318 | 0.00085152 | 0.00098181 | 0.0011126 | 0.0012321 | 0.0013276 | 0.0013732 | 0.0014178 | 0.0014423 | 0.0014437 | 0.0014476 | 0.0014463 | 0.016239 | 0.016239 | 0.0039955 | 1
LO3Slow | New | Fixtures | Residential | Lighting | 0.0017444 | 0.0016503 | 13.9011 | 0.00012549 | -37.1249 | <0 | Multifamily - High Rise | ID/MT/OR-Ceiling and Wall Flush Mount _2000 to 3999 lumens | 6.6007e-06 | 1.6694e-05 | 3.699e-05 | 7.3087e-05 | 0.00012785 | 0.00020088 | 0.00029643 | 0.00041117 | 0.00054031 | 0.00067345 | 0.0007765 | 0.00087994 | 0.00097446 | 0.00105 | 0.001086 | 0.0011213 | 0.0011407 | 0.0011418 | 0.0011449 | 0.0011438 | 0.012843 | 0.012843 | 0.00316 | 1
LO3Slow | New | Fixtures | Residential | Lighting | 0.0031863 | 0.0030144 | 25.3921 | 0.00012549 | -37.1249 | <0 | Multifamily - High Rise | ID/MT/OR-Ceiling and Wall Flush Mount _4000 to 7999 lumens | 2.0009e-06 | 5.0607e-06 | 1.1213e-05 | 2.2155e-05 | 3.8756e-05 | 6.0894e-05 | 8.9861e-05 | 0.00012464 | 0.00016379 | 0.00020415 | 0.00023539 | 0.00026674 | 0.0002954 | 0.00031829 | 0.00032921 | 0.0003399 | 0.0003458 | 0.00034612 | 0.00034706 | 0.00034674 | 0.0038932 | 0.0038932 | 0.00095791 | 1
LO3Slow | New | Fixtures | Residential | Lighting | 0.00010381 | 9.7994e-05 | 0.82491 | 0.00012585 | -111.0448 | <0 | Multifamily - High Rise | ID/MT/OR-Downlight Fixture_0 to 249 lumens | 2.7281e-09 | 6.8999e-09 | 1.5288e-08 | 3.0207e-08 | 5.2842e-08 | 8.3025e-08 | 1.2252e-07 | 1.6994e-07 | 2.2332e-07 | 2.7834e-07 | 3.2093e-07 | 3.6369e-07 | 4.0275e-07 | 4.3397e-07 | 4.4886e-07 | 4.6343e-07 | 4.7147e-07 | 4.7191e-07 | 4.732e-07 | 4.7276e-07 | 5.3081e-06 | 5.3081e-06 | 1.306e-06 | 1
LO3Slow | New | Fixtures | Residential | Lighting | 0.00020337 | 0.00019197 | 1.616 | 0.00012585 | -111.0448 | <0 | Multifamily - High Rise | ID/MT/OR-Downlight Fixture_250 to 499 lumens | 4.5063e-07 | 1.1397e-06 | 2.5253e-06 | 4.9896e-06 | 8.7283e-06 | 1.3714e-05 | 2.0237e-05 | 2.807e-05 | 3.6887e-05 | 4.5976e-05 | 5.3011e-05 | 6.0073e-05 | 6.6526e-05 | 7.1682e-05 | 7.4141e-05 | 7.6548e-05 | 7.7876e-05 | 7.7949e-05 | 7.8162e-05 | 7.8089e-05 | 0.00087677 | 0.00087677 | 0.00021573 | 1
LO3Slow | New | Fixtures | Residential | Lighting | 0.00039021 | 0.00036834 | 3.1007 | 0.00012585 | -111.0448 | <0 | Multifamily - High Rise | ID/MT/OR-Downlight Fixture_500 to 999 lumens | 1.5826e-05 | 4.0026e-05 | 8.8686e-05 | 0.00017523 | 0.00030653 | 0.00048162 | 0.00071072 | 0.0009858 | 0.0012954 | 0.0016146 | 0.0018617 | 0.0021097 | 0.0023363 | 0.0025174 | 0.0026038 | 0.0026883 | 0.0027349 | 0.0027375 | 0.002745 | 0.0027424 | 0.030792 | 0.030792 | 0.0075762 | 1
LO3Slow | New | Fixtures | Residential | Lighting | 0.00071535 | 0.00067525 | 5.6843 | 0.00012585 | -111.0448 | <0 | Multifamily - High Rise | ID/MT/OR-Downlight Fixture_1000 to 1999 lumens | 4.8312e-06 | 1.2219e-05 | 2.7074e-05 | 5.3493e-05 | 9.3576e-05 | 0.00014703 | 0.00021697 | 0.00030094 | 0.00039546 | 0.00049291 | 0.00056833 | 0.00064404 | 0.00071323 | 0.0007685 | 0.00079487 | 0.00082068 | 0.00083491 | 0.00083569 | 0.00083797 | 0.00083719 | 0.0093999 | 0.0093999 | 0.0023128 | 1
LO3Slow | New | Fixtures | Residential | Lighting | 0.0013864 | 0.0013087 | 11.0168 | 0.00012585 | -111.0448 | <0 | Multifamily - High Rise | ID/MT/OR-Downlight Fixture_2000 to 3999 lumens | 1.4379e-06 | 3.6366e-06 | 8.0577e-06 | 1.5921e-05 | 2.785e-05 | 4.3758e-05 | 6.4573e-05 | 8.9565e-05 | 0.0001177 | 0.0001467 | 0.00016915 | 0.00019168 | 0.00021227 | 0.00022872 | 0.00023657 | 0.00024425 | 0.00024849 | 0.00024872 | 0.0002494 | 0.00024917 | 0.0027976 | 0.0027976 | 0.00068834 | 1
LO3Slow | New | Fixtures | Residential | Lighting | 0.0025325 | 0.0023905 | 20.1235 | 0.00012585 | -111.0448 | <0 | Multifamily - High Rise | ID/MT/OR-Downlight Fixture_4000 to 7999 lumens | 4.5284e-07 | 1.1453e-06 | 2.5377e-06 | 5.0141e-06 | 8.7712e-06 | 1.3781e-05 | 2.0337e-05 | 2.8208e-05 | 3.7068e-05 | 4.6202e-05 | 5.3271e-05 | 6.0368e-05 | 6.6853e-05 | 7.2034e-05 | 7.4506e-05 | 7.6925e-05 | 7.8259e-05 | 7.8332e-05 | 7.8546e-05 | 7.8473e-05 | 0.00088108 | 0.00088108 | 0.00021679 | 1
LO3Slow | New | Fixtures | Residential | Lighting | 0.00015581 | 0.00017678 | 0.87246 | 0.00017859 | -72.4583 | <0 | Multifamily - High Rise | ID/MT/OR-Exterior Porch_0 to 249 lumens | 5.0386e-11 | 1.2743e-10 | 2.8236e-10 | 5.5789e-10 | 9.7592e-10 | 1.5334e-09 | 2.2628e-09 | 3.1386e-09 | 4.1244e-09 | 5.1406e-09 | 5.9272e-09 | 6.7169e-09 | 7.4384e-09 | 8.0149e-09 | 8.2899e-09 | 8.559e-09 | 8.7075e-09 | 8.7157e-09 | 8.7394e-09 | 8.7313e-09 | 9.8034e-08 | 9.8034e-08 | 2.4121e-08 | 1
LO3Slow | New | Fixtures | Residential | Lighting | 0.00030523 | 0.0003463 | 1.7091 | 0.00017859 | -72.4583 | <0 | Multifamily - High Rise | ID/MT/OR-Exterior Porch_250 to 499 lumens | 1.597e-08 | 4.039e-08 | 8.9494e-08 | 1.7683e-07 | 3.0932e-07 | 4.86e-07 | 7.1719e-07 | 9.9477e-07 | 1.3072e-06 | 1.6293e-06 | 1.8786e-06 | 2.1289e-06 | 2.3576e-06 | 2.5403e-06 | 2.6275e-06 | 2.7128e-06 | 2.7598e-06 | 2.7624e-06 | 2.77e-06 | 2.7674e-06 | 3.1072e-05 | 3.1072e-05 | 7.6452e-06 | 1
LO3Slow | New | Fixtures | Residential | Lighting | 0.00058566 | 0.00066447 | 3.2794 | 0.00017859 | -72.4583 | <0 | Multifamily - High Rise | ID/MT/OR-Exterior Porch_500 to 999 lumens | 7.9838e-07 | 2.0192e-06 | 4.4741e-06 | 8.8401e-06 | 1.5464e-05 | 2.4297e-05 | 3.5855e-05 | 4.9732e-05 | 6.5353e-05 | 8.1456e-05 | 9.392e-05 | 0.00010643 | 0.00011786 | 0.000127 | 0.00013136 | 0.00013562 | 0.00013797 | 0.0001381 | 0.00013848 | 0.00013835 | 0.0015534 | 0.0015534 | 0.00038221 | 1
LO3Slow | New | Fixtures | Residential | Lighting | 0.0010737 | 0.0012181 | 6.0119 | 0.00017859 | -72.4583 | <0 | Multifamily - High Rise | ID/MT/OR-Exterior Porch_1000 to 1999 lumens | 1.5636e-06 | 3.9547e-06 | 8.7625e-06 | 1.7313e-05 | 3.0286e-05 | 4.7585e-05 | 7.0221e-05 | 9.7399e-05 | 0.00012799 | 0.00015953 | 0.00018394 | 0.00020845 | 0.00023084 | 0.00024873 | 0.00025726 | 0.00026561 | 0.00027022 | 0.00027047 | 0.00027121 | 0.00027096 | 0.0030423 | 0.0030423 | 0.00074855 | 1
LO3Slow | New | Fixtures | Residential | Lighting | 0.0020809 | 0.0023609 | 11.6518 | 0.00017859 | -72.4583 | <0 | Multifamily - High Rise | ID/MT/OR-Exterior Porch_2000 to 3999 lumens | 1.4794e-06 | 3.7415e-06 | 8.2902e-06 | 1.638e-05 | 2.8654e-05 | 4.5021e-05 | 6.6437e-05 | 9.2151e-05 | 0.0001211 | 0.00015093 | 0.00017403 | 0.00019721 | 0.0002184 | 0.00023532 | 0.0002434 | 0.0002513 | 0.00025566 | 0.0002559 | 0.0002566 | 0.00025636 | 0.0028784 | 0.0028784 | 0.00070821 | 1
LO3Slow | New | Fixtures | Residential | Lighting | 0.003801 | 0.0043124 | 21.2835 | 0.00017859 | -72.4583 | <0 | Multifamily - High Rise | ID/MT/OR-Exterior Porch_4000 to 7999 lumens | 6.4823e-08 | 1.6395e-07 | 3.6327e-07 | 7.1776e-07 | 1.2556e-06 | 1.9727e-06 | 2.9112e-06 | 4.0379e-06 | 5.3062e-06 | 6.6137e-06 | 7.6257e-06 | 8.6415e-06 | 9.5698e-06 | 1.0311e-05 | 1.0665e-05 | 1.1012e-05 | 1.1203e-05 | 1.1213e-05 | 1.1244e-05 | 1.1233e-05 | 0.00012612 | 0.00012612 | 3.1033e-05 | 1
LO3Slow | New | Fixtures | Residential | Lighting | 0.00017263 | 0.00020188 | 0.95994 | 0.00017983 | -89.0984 | <0 | Multifamily - High Rise | ID/MT/OR-Chandelier/Pendant_0 to 249 lumens | 4.2436e-08 | 1.0733e-07 | 2.3781e-07 | 4.6988e-07 | 8.2196e-07 | 1.2915e-06 | 1.9058e-06 | 2.6434e-06 | 3.4737e-06 | 4.3296e-06 | 4.9921e-06 | 5.6572e-06 | 6.2649e-06 | 6.7504e-06 | 6.982e-06 | 7.2087e-06 | 7.3337e-06 | 7.3406e-06 | 7.3606e-06 | 7.3538e-06 | 8.2567e-05 | 8.2567e-05 | 2.0315e-05 | 1
LO3Slow | New | Fixtures | Residential | Lighting | 0.00033817 | 0.00039547 | 1.8805 | 0.00017983 | -89.0984 | <0 | Multifamily - High Rise | ID/MT/OR-Chandelier/Pendant_250 to 499 lumens | 3.4303e-07 | 8.6757e-07 | 1.9223e-06 | 3.7982e-06 | 6.6441e-06 | 1.0439e-05 | 1.5405e-05 | 2.1367e-05 | 2.8079e-05 | 3.4998e-05 | 4.0353e-05 | 4.5729e-05 | 5.0641e-05 | 5.4566e-05 | 5.6438e-05 | 5.827e-05 | 5.9281e-05 | 5.9337e-05 | 5.9498e-05 | 5.9443e-05 | 0.00066742 | 0.00066742 | 0.00016422 | 1
LO3Slow | New | Fixtures | Residential | Lighting | 0.00064887 | 0.00075881 | 3.6083 | 0.00017983 | -89.0984 | <0 | Multifamily - High Rise | ID/MT/OR-Chandelier/Pendant_500 to 999 lumens | 2.5218e-06 | 6.3779e-06 | 1.4132e-05 | 2.7922e-05 | 4.8844e-05 | 7.6744e-05 | 0.00011325 | 0.00015708 | 0.00020642 | 0.00025728 | 0.00029665 | 0.00033617 | 0.00037229 | 0.00040114 | 0.0004149 | 0.00042837 | 0.0004358 | 0.00043621 | 0.0004374 | 0.00043699 | 0.0049065 | 0.0049065 | 0.0012072 | 1
LO3Slow | New | Fixtures | Residential | Lighting | 0.0011895 | 0.0013911 | 6.6148 | 0.00017983 | -89.0984 | <0 | Multifamily - High Rise | ID/MT/OR-Chandelier/Pendant_1000 to 1999 lumens | 4.272e-06 | 1.0805e-05 | 2.394e-05 | 4.7302e-05 | 8.2745e-05 | 0.00013001 | 0.00019185 | 0.00026611 | 0.00034969 | 0.00043586 | 0.00050255 | 0.0005695 | 0.00063068 | 0.00067955 | 0.00070287 | 0.00072569 | 0.00073827 | 0.00073897 | 0.00074098 | 0.00074029 | 0.0083119 | 0.0083119 | 0.0020451 | 1
LO3Slow | New | Fixtures | Residential | Lighting | 0.0023054 | 0.0026961 | 12.8202 | 0.00017983 | -89.0984 | <0 | Multifamily - High Rise | ID/MT/OR-Chandelier/Pendant_2000 to 3999 lumens | 6.1595e-06 | 1.5578e-05 | 3.4518e-05 | 6.8201e-05 | 0.0001193 | 0.00018745 | 0.00027662 | 0.00038368 | 0.0005042 | 0.00062843 | 0.00072459 | 0.00082112 | 0.00090933 | 0.0009798 | 0.0010134 | 0.0010463 | 0.0010645 | 0.0010655 | 0.0010684 | 0.0010674 | 0.011984 | 0.011984 | 0.0029487 | 1
LO3Slow | New | Fixtures | Residential | Lighting | 0.0042112 | 0.0049247 | 23.4176 | 0.00017983 | -89.0984 | <0 | Multifamily - High Rise | ID/MT/OR-Chandelier/Pendant_4000 to 7999 lumens | 3.7002e-06 | 9.3585e-06 | 2.0736e-05 | 4.0971e-05 | 7.167e-05 | 0.00011261 | 0.00016618 | 0.00023049 | 0.00030289 | 0.00037752 | 0.00043529 | 0.00049328 | 0.00054627 | 0.0005886 | 0.0006088 | 0.00062856 | 0.00063946 | 0.00064006 | 0.00064181 | 0.00064121 | 0.0071995 | 0.0071995 | 0.0017714 | 1
LO3Slow | New | Fixtures | Residential | Lighting | 2.898e-05 | 2.7142e-05 | 0.22794 | 0.00012714 | 11.6324 | 10-20 | Multifamily - High Rise | ID/MT/OR-Linear Flush Mount_0 to 249 lumens | 4.673e-09 | 1.1819e-08 | 2.6187e-08 | 5.1742e-08 | 9.0513e-08 | 1.4221e-07 | 2.0986e-07 | 2.9109e-07 | 3.8252e-07 | 4.7677e-07 | 5.4973e-07 | 6.2296e-07 | 6.8988e-07 | 7.4334e-07 | 7.6885e-07 | 7.9381e-07 | 8.0758e-07 | 8.0834e-07 | 8.1054e-07 | 8.0979e-07 | 9.0922e-06 | 9.0922e-06 | 2.2371e-06 | 1
LO3Slow | New | Fixtures | Residential | Lighting | 5.6772e-05 | 5.3172e-05 | 0.44653 | 0.00012714 | 11.6324 | 10-20 | Multifamily - High Rise | ID/MT/OR-Linear Flush Mount_250 to 499 lumens | 1.3334e-07 | 3.3723e-07 | 7.4721e-07 | 1.4764e-06 | 2.5826e-06 | 4.0578e-06 | 5.988e-06 | 8.3056e-06 | 1.0914e-05 | 1.3604e-05 | 1.5685e-05 | 1.7775e-05 | 1.9684e-05 | 2.121e-05 | 2.1938e-05 | 2.265e-05 | 2.3043e-05 | 2.3064e-05 | 2.3127e-05 | 2.3106e-05 | 0.00025943 | 0.00025943 | 6.3832e-05 | 1
LO3Slow | New | Fixtures | Residential | Lighting | 0.00010893 | 0.00010202 | 0.85678 | 0.00012714 | 11.6324 | 10-20 | Multifamily - High Rise | ID/MT/OR-Linear Flush Mount_500 to 999 lumens | 2.605e-06 | 6.5885e-06 | 1.4598e-05 | 2.8844e-05 | 5.0457e-05 | 7.9278e-05 | 0.00011699 | 0.00016227 | 0.00021324 | 0.00026578 | 0.00030645 | 0.00034727 | 0.00038458 | 0.00041438 | 0.0004286 | 0.00044252 | 0.00045019 | 0.00045062 | 0.00045184 | 0.00045142 | 0.0050685 | 0.0050685 | 0.0012471 | 1
LO3Slow | New | Fixtures | Residential | Lighting | 0.0001997 | 0.00018703 | 1.5707 | 0.00012714 | 11.6324 | 10-20 | Multifamily - High Rise | ID/MT/OR-Linear Flush Mount_1000 to 1999 lumens | 4.2641e-06 | 1.0785e-05 | 2.3896e-05 | 4.7214e-05 | 8.2592e-05 | 0.00012977 | 0.0001915 | 0.00026561 | 0.00034905 | 0.00043505 | 0.00050162 | 0.00056844 | 0.00062951 | 0.00067829 | 0.00070157 | 0.00072435 | 0.00073691 | 0.0007376 | 0.00073961 | 0.00073892 | 0.0082966 | 0.0082966 | 0.0020413 | 1
LO3Slow | New | Fixtures | Residential | Lighting | 0.00038704 | 0.00036249 | 3.0442 | 0.00012714 | 11.6324 | 10-20 | Multifamily - High Rise | ID/MT/OR-Linear Flush Mount_2000 to 3999 lumens | 1.5798e-06 | 3.9956e-06 | 8.8533e-06 | 1.7493e-05 | 3.06e-05 | 4.8078e-05 | 7.0949e-05 | 9.8409e-05 | 0.00012932 | 0.00016118 | 0.00018585 | 0.00021061 | 0.00023323 | 0.0002513 | 0.00025993 | 0.00026837 | 0.00027302 | 0.00027328 | 0.00027402 | 0.00027377 | 0.0030738 | 0.0030738 | 0.00075631 | 1
LO3Slow | New | Fixtures | Residential | Lighting | 0.00070697 | 0.00066213 | 5.5605 | 0.00012714 | 11.6324 | 10-20 | Multifamily - High Rise | ID/MT/OR-Linear Flush Mount_4000 to 7999 lumens | 1.8247e-07 | 4.615e-07 | 1.0226e-06 | 2.0204e-06 | 3.5343e-06 | 5.5531e-06 | 8.1946e-06 | 1.1366e-05 | 1.4936e-05 | 1.8617e-05 | 2.1465e-05 | 2.4325e-05 | 2.6938e-05 | 2.9026e-05 | 3.0022e-05 | 3.0996e-05 | 3.1534e-05 | 3.1564e-05 | 3.165e-05 | 3.162e-05 | 0.00035503 | 0.00035503 | 8.7354e-05 | 1
LO3Slow | New | Fixtures | Residential | Lighting | 2.1873e-05 | 2.0242e-05 | 0.16937 | 0.00012914 | 20.5429 | 20-30 | Multifamily - High Rise | ID/MT/OR-Linear Shop_0 to 249 lumens | 1.1181e-09 | 2.8278e-09 | 6.2657e-09 | 1.238e-08 | 2.1657e-08 | 3.4027e-08 | 5.0213e-08 | 6.9647e-08 | 9.1524e-08 | 1.1407e-07 | 1.3153e-07 | 1.4905e-07 | 1.6506e-07 | 1.7786e-07 | 1.8396e-07 | 1.8993e-07 | 1.9323e-07 | 1.9341e-07 | 1.9393e-07 | 1.9375e-07 | 2.1755e-06 | 2.1755e-06 | 5.3526e-07 | 1
LO3Slow | New | Fixtures | Residential | Lighting | 4.2848e-05 | 3.9655e-05 | 0.33179 | 0.00012914 | 20.5429 | 20-30 | Multifamily - High Rise | ID/MT/OR-Linear Shop_250 to 499 lumens | 0 | 0 | 0 | 0 | 0 | 0 | 0 | 0 | 0 | 0 | 0 | 0 | 0 | 0 | 0 | 0 | 0 | 0 | 0 | 0 | 0 | 0 | 0 | 1
LO3Slow | New | Fixtures | Residential | Lighting | 8.2216e-05 | 7.6087e-05 | 0.63662 | 0.00012914 | 20.5429 | 20-30 | Multifamily - High Rise | ID/MT/OR-Linear Shop_500 to 999 lumens | 1.7582e-09 | 4.4468e-09 | 9.8529e-09 | 1.9468e-08 | 3.4055e-08 | 5.3507e-08 | 7.896e-08 | 1.0952e-07 | 1.4392e-07 | 1.7938e-07 | 2.0683e-07 | 2.3439e-07 | 2.5956e-07 | 2.7968e-07 | 2.8928e-07 | 2.9867e-07 | 3.0385e-07 | 3.0413e-07 | 3.0496e-07 | 3.0468e-07 | 3.4209e-06 | 3.4209e-06 | 8.417e-07 | 1
LO3Slow | New | Fixtures | Residential | Lighting | 0.00015072 | 0.00013949 | 1.1671 | 0.00012914 | 20.5429 | 20-30 | Multifamily - High Rise | ID/MT/OR-Linear Shop_1000 to 1999 lumens | 9.8605e-10 | 2.4939e-09 | 5.5258e-09 | 1.0918e-08 | 1.9099e-08 | 3.0008e-08 | 4.4283e-08 | 6.1422e-08 | 8.0715e-08 | 1.006e-07 | 1.16e-07 | 1.3145e-07 | 1.4557e-07 | 1.5685e-07 | 1.6223e-07 | 1.675e-07 | 1.7041e-07 | 1.7057e-07 | 1.7103e-07 | 1.7087e-07 | 1.9185e-06 | 1.9185e-06 | 4.7205e-07 | 1
LO3Slow | New | Fixtures | Residential | Lighting | 0.00029211 | 0.00027034 | 2.2619 | 0.00012914 | 20.5429 | 20-30 | Multifamily - High Rise | ID/MT/OR-Linear Shop_2000 to 3999 lumens | 0 | 0 | 0 | 0 | 0 | 0 | 0 | 0 | 0 | 0 | 0 | 0 | 0 | 0 | 0 | 0 | 0 | 0 | 0 | 0 | 0 | 0 | 0 | 1
LO3Slow | New | Fixtures | Residential | Lighting | 0.00053358 | 0.00049381 | 4.1317 | 0.00012914 | 20.5429 | 20-30 | Multifamily - High Rise | ID/MT/OR-Linear Shop_4000 to 7999 lumens | 1.4254e-08 | 3.6051e-08 | 7.988e-08 | 1.5783e-07 | 2.7609e-07 | 4.338e-07 | 6.4015e-07 | 8.8791e-07 | 1.1668e-06 | 1.4543e-06 | 1.6768e-06 | 1.9002e-06 | 2.1044e-06 | 2.2674e-06 | 2.3452e-06 | 2.4214e-06 | 2.4634e-06 | 2.4657e-06 | 2.4724e-06 | 2.4701e-06 | 2.7734e-05 | 2.7734e-05 | 6.8239e-06 | 1
LO3Slow | New | Fixtures | Residential | Lighting | 0.00025527 | 0.00024217 | 2.0416 | 0.00012504 | -46.277 | <0 | Multifamily - High Rise | ID/MT/OR-Track_0 to 249 lumens | 6.1408e-10 | 1.5531e-09 | 3.4412e-09 | 6.7994e-09 | 1.1894e-08 | 1.8688e-08 | 2.7578e-08 | 3.8251e-08 | 5.0266e-08 | 6.2652e-08 | 7.2239e-08 | 8.1862e-08 | 9.0656e-08 | 9.7682e-08 | 1.0103e-07 | 1.0431e-07 | 1.0612e-07 | 1.0622e-07 | 1.0651e-07 | 1.0641e-07 | 1.1948e-06 | 1.1948e-06 | 2.9398e-07 | 1
LO3Slow | New | Fixtures | Residential | Lighting | 0.00050008 | 0.0004744 | 3.9995 | 0.00012504 | -46.2769 | <0 | Multifamily - High Rise | ID/MT/OR-Track_250 to 499 lumens | 5.6011e-08 | 1.4166e-07 | 3.1388e-07 | 6.2019e-07 | 1.0849e-06 | 1.7046e-06 | 2.5154e-06 | 3.489e-06 | 4.5849e-06 | 5.7146e-06 | 6.589e-06 | 7.4668e-06 | 8.2689e-06 | 8.9098e-06 | 9.2154e-06 | 9.5147e-06 | 9.6797e-06 | 9.6888e-06 | 9.7152e-06 | 9.7062e-06 | 0.00010898 | 0.00010898 | 2.6814e-05 | 1
LO3Slow | New | Fixtures | Residential | Lighting | 0.00095953 | 0.00091026 | 7.674 | 0.00012504 | -46.2769 | <0 | Multifamily - High Rise | ID/MT/OR-Track_500 to 999 lumens | 8.9177e-07 | 2.2554e-06 | 4.9974e-06 | 9.8741e-06 | 1.7273e-05 | 2.7139e-05 | 4.0049e-05 | 5.5549e-05 | 7.2997e-05 | 9.0984e-05 | 0.00010491 | 0.00011888 | 0.00013165 | 0.00014185 | 0.00014672 | 0.00015149 | 0.00015411 | 0.00015426 | 0.00015468 | 0.00015453 | 0.0017351 | 0.0017351 | 0.00042692 | 1
LO3Slow | New | Fixtures | Residential | Lighting | 0.001759 | 0.0016687 | 14.0682 | 0.00012504 | -46.2769 | <0 | Multifamily - High Rise | ID/MT/OR-Track_1000 to 1999 lumens | 1.2958e-06 | 3.2772e-06 | 7.2614e-06 | 1.4347e-05 | 2.5098e-05 | 3.9434e-05 | 5.8192e-05 | 8.0715e-05 | 0.00010607 | 0.0001322 | 0.00015243 | 0.00017274 | 0.0001913 | 0.00020612 | 0.00021319 | 0.00022011 | 0.00022393 | 0.00022414 | 0.00022475 | 0.00022454 | 0.0025212 | 0.0025212 | 0.00062032 | 1
LO3Slow | New | Fixtures | Residential | Lighting | 0.0034092 | 0.0032342 | 27.2659 | 0.00012504 | -46.2769 | <0 | Multifamily - High Rise | ID/MT/OR-Track_2000 to 3999 lumens | 2.0694e-06 | 5.2338e-06 | 1.1597e-05 | 2.2913e-05 | 4.0082e-05 | 6.2977e-05 | 9.2935e-05 | 0.0001289 | 0.00016939 | 0.00021113 | 0.00024344 | 0.00027587 | 0.0003055 | 0.00032918 | 0.00034047 | 0.00035153 | 0.00035763 | 0.00035796 | 0.00035894 | 0.0003586 | 0.0040264 | 0.0040264 | 0.00099068 | 1
LO3Slow | New | Fixtures | Residential | Lighting | 0.0062274 | 0.0059076 | 49.8044 | 0.00012504 | -46.2769 | <0 | Multifamily - High Rise | ID/MT/OR-Track_4000 to 7999 lumens | 8.3251e-07 | 2.1056e-06 | 4.6654e-06 | 9.218e-06 | 1.6125e-05 | 2.5336e-05 | 3.7388e-05 | 5.1858e-05 | 6.8147e-05 | 8.4938e-05 | 9.7935e-05 | 0.00011098 | 0.0001229 | 0.00013243 | 0.00013697 | 0.00014142 | 0.00014387 | 0.00014401 | 0.0001444 | 0.00014427 | 0.0016198 | 0.0016198 | 0.00039855 | 1
LO3Slow | New | Fixtures | Residential | Lighting | 7.0455e-05 | 6.6792e-05 | 0.56298 | 0.00012515 | -73.9724 | <0 | Multifamily - High Rise | WA-Floor/Table_0 to 249 lumens | 8.5296e-08 | 2.1573e-07 | 4.78e-07 | 9.4445e-07 | 1.6521e-06 | 2.5958e-06 | 3.8306e-06 | 5.3132e-06 | 6.9821e-06 | 8.7025e-06 | 1.0034e-05 | 1.1371e-05 | 1.2592e-05 | 1.3568e-05 | 1.4034e-05 | 1.4489e-05 | 1.4741e-05 | 1.4755e-05 | 1.4795e-05 | 1.4781e-05 | 0.00016596 | 0.00016596 | 4.0834e-05 | 1
LO3Slow | New | Fixtures | Residential | Lighting | 0.00013802 | 0.00013084 | 1.1029 | 0.00012515 | -73.9724 | <0 | Multifamily - High Rise | WA-Floor/Table_250 to 499 lumens | 5.9742e-07 | 1.511e-06 | 3.3479e-06 | 6.6149e-06 | 1.1572e-05 | 1.8181e-05 | 2.683e-05 | 3.7214e-05 | 4.8903e-05 | 6.0952e-05 | 7.0279e-05 | 7.9642e-05 | 8.8197e-05 | 9.5032e-05 | 9.8293e-05 | 0.00010148 | 0.00010324 | 0.00010334 | 0.00010362 | 0.00010353 | 0.0011624 | 0.0011624 | 0.000286 | 1
LO3Slow | New | Fixtures | Residential | Lighting | 0.00026483 | 0.00025106 | 2.1161 | 0.00012515 | -73.9725 | <0 | Multifamily - High Rise | WA-Floor/Table_500 to 999 lumens | 5.0726e-06 | 1.2829e-05 | 2.8427e-05 | 5.6167e-05 | 9.8252e-05 | 0.00015437 | 0.00022781 | 0.00031598 | 0.00041523 | 0.00051754 | 0.00059673 | 0.00067622 | 0.00074887 | 0.0008069 | 0.00083459 | 0.00086169 | 0.00087663 | 0.00087746 | 0.00087985 | 0.00087903 | 0.0098696 | 0.0098696 | 0.0024284 | 1
LO3Slow | New | Fixtures | Residential | Lighting | 0.00048549 | 0.00046025 | 3.8794 | 0.00012515 | -73.9725 | <0 | Multifamily - High Rise | WA-Floor/Table_1000 to 1999 lumens | 5.5801e-06 | 1.4113e-05 | 3.127e-05 | 6.1785e-05 | 0.00010808 | 0.00016982 | 0.0002506 | 0.00034759 | 0.00045677 | 0.00056931 | 0.00065643 | 0.00074387 | 0.00082378 | 0.00088763 | 0.00091808 | 0.00094789 | 0.00096433 | 0.00096524 | 0.00096787 | 0.00096697 | 0.010857 | 0.010857 | 0.0026713 | 1
LO3Slow | New | Fixtures | Residential | Lighting | 0.00094094 | 0.00089202 | 7.5187 | 0.00012515 | -73.9724 | <0 | Multifamily - High Rise | WA-Floor/Table_2000 to 3999 lumens | 1.5538e-06 | 3.9298e-06 | 8.7073e-06 | 1.7204e-05 | 3.0096e-05 | 4.7286e-05 | 6.978e-05 | 9.6787e-05 | 0.00012719 | 0.00015853 | 0.00018278 | 0.00020713 | 0.00022939 | 0.00024716 | 0.00025564 | 0.00026394 | 0.00026852 | 0.00026877 | 0.00026951 | 0.00026926 | 0.0030232 | 0.0030232 | 0.00074384 | 1
LO3Slow | New | Fixtures | Residential | Lighting | 0.0017187 | 0.0016294 | 13.7338 | 0.00012515 | -73.9724 | <0 | Multifamily - High Rise | WA-Floor/Table_4000 to 7999 lumens | 1.7891e-07 | 4.5249e-07 | 1.0026e-06 | 1.981e-06 | 3.4653e-06 | 5.4447e-06 | 8.0347e-06 | 1.1144e-05 | 1.4645e-05 | 1.8253e-05 | 2.1047e-05 | 2.385e-05 | 2.6412e-05 | 2.8459e-05 | 2.9436e-05 | 3.0391e-05 | 3.0919e-05 | 3.0948e-05 | 3.1032e-05 | 3.1003e-05 | 0.0003481 | 0.0003481 | 8.5649e-05 | 1
LO3Slow | New | Fixtures | Residential | Lighting | 0.00011143 | 0.00010541 | 0.88796 | 0.00012549 | -37.3815 | <0 | Multifamily - High Rise | WA-Ceiling and Wall Flush Mount _0 to 249 lumens | 5.6953e-08 | 1.4404e-07 | 3.1916e-07 | 6.3062e-07 | 1.1031e-06 | 1.7332e-06 | 2.5577e-06 | 3.5477e-06 | 4.662e-06 | 5.8107e-06 | 6.6999e-06 | 7.5924e-06 | 8.408e-06 | 9.0596e-06 | 9.3704e-06 | 9.6747e-06 | 9.8425e-06 | 9.8517e-06 | 9.8786e-06 | 9.8694e-06 | 0.00011081 | 0.00011081 | 2.7265e-05 | 1
LO3Slow | New | Fixtures | Residential | Lighting | 0.00021828 | 0.0002065 | 1.7395 | 0.00012549 | -37.3815 | <0 | Multifamily - High Rise | WA-Ceiling and Wall Flush Mount _250 to 499 lumens | 6.9541e-07 | 1.7588e-06 | 3.897e-06 | 7.6999e-06 | 1.3469e-05 | 2.1163e-05 | 3.123e-05 | 4.3317e-05 | 5.6924e-05 | 7.0949e-05 | 8.1806e-05 | 9.2704e-05 | 0.00010266 | 0.00011062 | 0.00011441 | 0.00011813 | 0.00012018 | 0.00012029 | 0.00012062 | 0.00012051 | 0.001353 | 0.001353 | 0.00033291 | 1
LO3Slow | New | Fixtures | Residential | Lighting | 0.00041883 | 0.00039623 | 3.3377 | 0.00012549 | -37.3815 | <0 | Multifamily - High Rise | WA-Ceiling and Wall Flush Mount _500 to 999 lumens | 6.4994e-06 | 1.6438e-05 | 3.6422e-05 | 7.1965e-05 | 0.00012589 | 0.0001978 | 0.00029189 | 0.00040486 | 0.00053202 | 0.00066311 | 0.00076458 | 0.00086643 | 0.00095951 | 0.0010339 | 0.0010693 | 0.0011041 | 0.0011232 | 0.0011243 | 0.0011273 | 0.0011263 | 0.012646 | 0.012646 | 0.0031115 | 1
LO3Slow | New | Fixtures | Residential | Lighting | 0.00076781 | 0.00072638 | 6.1187 | 0.00012549 | -37.3815 | <0 | Multifamily - High Rise | WA-Ceiling and Wall Flush Mount _1000 to 1999 lumens | 8.0288e-06 | 2.0306e-05 | 4.4993e-05 | 8.8899e-05 | 0.00015551 | 0.00024434 | 0.00036057 | 0.00050012 | 0.00065721 | 0.00081915 | 0.00094449 | 0.0010703 | 0.0011853 | 0.0012772 | 0.001321 | 0.0013639 | 0.0013875 | 0.0013888 | 0.0013926 | 0.0013913 | 0.015621 | 0.015621 | 0.0038436 | 1
LO3Slow | New | Fixtures | Residential | Lighting | 0.0014881 | 0.0014078 | 11.8588 | 0.00012549 | -37.3815 | <0 | Multifamily - High Rise | WA-Ceiling and Wall Flush Mount _2000 to 3999 lumens | 6.3498e-06 | 1.606e-05 | 3.5584e-05 | 7.0309e-05 | 0.00012299 | 0.00019324 | 0.00028517 | 0.00039554 | 0.00051978 | 0.00064785 | 0.00074698 | 0.00084649 | 0.00093742 | 0.0010101 | 0.0010447 | 0.0010786 | 0.0010974 | 0.0010984 | 0.0011014 | 0.0011004 | 0.012355 | 0.012355 | 0.0030398 | 1
LO3Slow | New | Fixtures | Residential | Lighting | 0.0027182 | 0.0025715 | 21.6616 | 0.00012549 | -37.3815 | <0 | Multifamily - High Rise | WA-Ceiling and Wall Flush Mount _4000 to 7999 lumens | 1.5137e-06 | 3.8285e-06 | 8.4828e-06 | 1.6761e-05 | 2.932e-05 | 4.6067e-05 | 6.798e-05 | 9.4291e-05 | 0.00012391 | 0.00015444 | 0.00017807 | 0.00020179 | 0.00022347 | 0.00024079 | 0.00024905 | 0.00025714 | 0.0002616 | 0.00026184 | 0.00026256 | 0.00026231 | 0.0029452 | 0.0029452 | 0.00072466 | 1
LO3Slow | New | Fixtures | Residential | Lighting | 7.9543e-05 | 7.5085e-05 | 0.63206 | 0.00012585 | -112.4296 | <0 | Multifamily - High Rise | WA-Downlight Fixture_0 to 249 lumens | 1.8537e-09 | 4.6883e-09 | 1.0388e-08 | 2.0525e-08 | 3.5905e-08 | 5.6414e-08 | 8.3249e-08 | 1.1547e-07 | 1.5174e-07 | 1.8913e-07 | 2.1807e-07 | 2.4712e-07 | 2.7366e-07 | 2.9487e-07 | 3.0499e-07 | 3.1489e-07 | 3.2035e-07 | 3.2065e-07 | 3.2153e-07 | 3.2123e-07 | 3.6067e-06 | 3.6067e-06 | 8.8743e-07 | 1
LO3Slow | New | Fixtures | Residential | Lighting | 0.00015582 | 0.00014709 | 1.2382 | 0.00012585 | -112.4296 | <0 | Multifamily - High Rise | WA-Downlight Fixture_250 to 499 lumens | 3.0619e-07 | 7.7441e-07 | 1.7159e-06 | 3.3903e-06 | 5.9307e-06 | 9.3183e-06 | 1.3751e-05 | 1.9073e-05 | 2.5064e-05 | 3.124e-05 | 3.602e-05 | 4.0818e-05 | 4.5203e-05 | 4.8706e-05 | 5.0377e-05 | 5.2013e-05 | 5.2915e-05 | 5.2965e-05 | 5.3109e-05 | 5.306e-05 | 0.00059575 | 0.00059575 | 0.00014658 | 1
LO3Slow | New | Fixtures | Residential | Lighting | 0.00029899 | 0.00028223 | 2.3758 | 0.00012585 | -112.4296 | <0 | Multifamily - High Rise | WA-Downlight Fixture_500 to 999 lumens | 1.0753e-05 | 2.7197e-05 | 6.0261e-05 | 0.00011907 | 0.00020828 | 0.00032725 | 0.00048292 | 0.00066983 | 0.00088023 | 0.0010971 | 0.001265 | 0.0014335 | 0.0015875 | 0.0017105 | 0.0017692 | 0.0018267 | 0.0018583 | 0.0018601 | 0.0018652 | 0.0018634 | 0.020922 | 0.020922 | 0.0051479 | 1
LO3Slow | New | Fixtures | Residential | Lighting | 0.00054811 | 0.0005174 | 4.3554 | 0.00012585 | -112.4296 | <0 | Multifamily - High Rise | WA-Downlight Fixture_1000 to 1999 lumens | 3.2827e-06 | 8.3025e-06 | 1.8396e-05 | 3.6348e-05 | 6.3583e-05 | 9.9901e-05 | 0.00014742 | 0.00020448 | 0.00026871 | 0.00033492 | 0.00038617 | 0.00043761 | 0.00048462 | 0.00052218 | 0.0005401 | 0.00055763 | 0.0005673 | 0.00056784 | 0.00056939 | 0.00056886 | 0.0063871 | 0.0063871 | 0.0015715 | 1
LO3Slow | New | Fixtures | Residential | Lighting | 0.0010623 | 0.0010028 | 8.4413 | 0.00012585 | -112.4296 | <0 | Multifamily - High Rise | WA-Downlight Fixture_2000 to 3999 lumens | 9.77e-07 | 2.471e-06 | 5.475e-06 | 1.0818e-05 | 1.8924e-05 | 2.9733e-05 | 4.3876e-05 | 6.0858e-05 | 7.9974e-05 | 9.9679e-05 | 0.00011493 | 0.00013024 | 0.00014423 | 0.00015541 | 0.00016074 | 0.00016596 | 0.00016884 | 0.000169 | 0.00016946 | 0.0001693 | 0.0019009 | 0.0019009 | 0.00046772 | 1
LO3Slow | New | Fixtures | Residential | Lighting | 0.0019404 | 0.0018317 | 15.4191 | 0.00012585 | -112.4296 | <0 | Multifamily - High Rise | WA-Downlight Fixture_4000 to 7999 lumens | 3.077e-07 | 7.7822e-07 | 1.7243e-06 | 3.407e-06 | 5.9598e-06 | 9.3641e-06 | 1.3818e-05 | 1.9167e-05 | 2.5187e-05 | 3.1393e-05 | 3.6197e-05 | 4.1019e-05 | 4.5425e-05 | 4.8946e-05 | 5.0625e-05 | 5.2269e-05 | 5.3175e-05 | 5.3225e-05 | 5.3371e-05 | 5.3321e-05 | 0.00059868 | 0.00059868 | 0.0001473 | 1
LO3Slow | New | Fixtures | Residential | Lighting | 0.00014232 | 0.00016147 | 0.7969 | 0.00017859 | -73.9245 | <0 | Multifamily - High Rise | WA-Exterior Porch_0 to 249 lumens | 4.0812e-11 | 1.0322e-10 | 2.2871e-10 | 4.5189e-10 | 7.9049e-10 | 1.242e-09 | 1.8328e-09 | 2.5422e-09 | 3.3407e-09 | 4.1639e-09 | 4.801e-09 | 5.4406e-09 | 6.0251e-09 | 6.492e-09 | 6.7147e-09 | 6.9328e-09 | 7.053e-09 | 7.0596e-09 | 7.0789e-09 | 7.0723e-09 | 7.9407e-08 | 7.9407e-08 | 1.9538e-08 | 1
LO3Slow | New | Fixtures | Residential | Lighting | 0.0002788 | 0.00031631 | 1.5611 | 0.00017859 | -73.9245 | <0 | Multifamily - High Rise | WA-Exterior Porch_250 to 499 lumens | 1.2935e-08 | 3.2716e-08 | 7.2489e-08 | 1.4323e-07 | 2.5055e-07 | 3.9366e-07 | 5.8092e-07 | 8.0576e-07 | 1.0589e-06 | 1.3198e-06 | 1.5217e-06 | 1.7244e-06 | 1.9097e-06 | 2.0576e-06 | 2.1282e-06 | 2.1974e-06 | 2.2355e-06 | 2.2376e-06 | 2.2437e-06 | 2.2416e-06 | 2.5168e-05 | 2.5168e-05 | 6.1926e-06 | 1
LO3Slow | New | Fixtures | Residential | Lighting | 0.00053494 | 0.00060693 | 2.9954 | 0.00017859 | -73.9245 | <0 | Multifamily - High Rise | WA-Exterior Porch_500 to 999 lumens | 6.4668e-07 | 1.6356e-06 | 3.624e-06 | 7.1604e-06 | 1.2526e-05 | 1.968e-05 | 2.9042e-05 | 4.0283e-05 | 5.2935e-05 | 6.5979e-05 | 7.6075e-05 | 8.6209e-05 | 9.547e-05 | 0.00010287 | 0.0001064 | 0.00010985 | 0.00011176 | 0.00011186 | 0.00011217 | 0.00011206 | 0.0012582 | 0.0012582 | 0.00030959 | 1
LO3Slow | New | Fixtures | Residential | Lighting | 0.00098067 | 0.0011126 | 5.4913 | 0.00017859 | -73.9245 | <0 | Multifamily - High Rise | WA-Exterior Porch_1000 to 1999 lumens | 1.2665e-06 | 3.2033e-06 | 7.0975e-06 | 1.4024e-05 | 2.4532e-05 | 3.8544e-05 | 5.6879e-05 | 7.8893e-05 | 0.00010367 | 0.00012922 | 0.00014899 | 0.00016884 | 0.00018698 | 0.00020147 | 0.00020838 | 0.00021515 | 0.00021888 | 0.00021908 | 0.00021968 | 0.00021948 | 0.0024642 | 0.0024642 | 0.00060632 | 1
LO3Slow | New | Fixtures | Residential | Lighting | 0.0019007 | 0.0021564 | 10.6428 | 0.00017859 | -73.9245 | <0 | Multifamily - High Rise | WA-Exterior Porch_2000 to 3999 lumens | 1.1983e-06 | 3.0306e-06 | 6.7151e-06 | 1.3268e-05 | 2.321e-05 | 3.6467e-05 | 5.3814e-05 | 7.4642e-05 | 9.8087e-05 | 0.00012226 | 0.00014096 | 0.00015974 | 0.0001769 | 0.00019061 | 0.00019715 | 0.00020355 | 0.00020708 | 0.00020728 | 0.00020784 | 0.00020765 | 0.0023315 | 0.0023315 | 0.00057365 | 1
LO3Slow | New | Fixtures | Residential | Lighting | 0.0034718 | 0.003939 | 19.4403 | 0.00017859 | -73.9245 | <0 | Multifamily - High Rise | WA-Exterior Porch_4000 to 7999 lumens | 5.2506e-08 | 1.328e-07 | 2.9424e-07 | 5.8138e-07 | 1.017e-06 | 1.5979e-06 | 2.358e-06 | 3.2707e-06 | 4.298e-06 | 5.357e-06 | 6.1768e-06 | 6.9996e-06 | 7.7515e-06 | 8.3522e-06 | 8.6388e-06 | 8.9193e-06 | 9.074e-06 | 9.0825e-06 | 9.1073e-06 | 9.0988e-06 | 0.00010216 | 0.00010216 | 2.5136e-05 | 1
LO3Slow | New | Fixtures | Residential | Lighting | 0.00011634 | 0.00013606 | 0.64697 | 0.00017983 | -109.2876 | <0 | Multifamily - High Rise | WA-Chandelier/Pendant_0 to 249 lumens | 2.5363e-08 | 6.4147e-08 | 1.4213e-07 | 2.8083e-07 | 4.9126e-07 | 7.7186e-07 | 1.139e-06 | 1.5799e-06 | 2.0761e-06 | 2.5877e-06 | 2.9836e-06 | 3.3811e-06 | 3.7443e-06 | 4.0345e-06 | 4.1729e-06 | 4.3084e-06 | 4.3831e-06 | 4.3873e-06 | 4.3992e-06 | 4.3951e-06 | 4.9348e-05 | 4.9348e-05 | 1.2142e-05 | 1
LO3Slow | New | Fixtures | Residential | Lighting | 0.00022792 | 0.00026653 | 1.2674 | 0.00017983 | -109.2876 | <0 | Multifamily - High Rise | WA-Chandelier/Pendant_250 to 499 lumens | 2.0502e-07 | 5.1852e-07 | 1.1489e-06 | 2.27e-06 | 3.971e-06 | 6.2392e-06 | 9.2072e-06 | 1.2771e-05 | 1.6782e-05 | 2.0917e-05 | 2.4118e-05 | 2.7331e-05 | 3.0267e-05 | 3.2612e-05 | 3.3731e-05 | 3.4826e-05 | 3.543e-05 | 3.5464e-05 | 3.556e-05 | 3.5527e-05 | 0.0003989 | 0.0003989 | 9.8147e-05 | 1
LO3Slow | New | Fixtures | Residential | Lighting | 0.00043732 | 0.00051142 | 2.4318 | 0.00017983 | -109.2876 | <0 | Multifamily - High Rise | WA-Chandelier/Pendant_500 to 999 lumens | 1.5072e-06 | 3.8119e-06 | 8.4461e-06 | 1.6688e-05 | 2.9193e-05 | 4.5867e-05 | 6.7686e-05 | 9.3883e-05 | 0.00012337 | 0.00015377 | 0.0001773 | 0.00020092 | 0.0002225 | 0.00023975 | 0.00024797 | 0.00025602 | 0.00026046 | 0.00026071 | 0.00026142 | 0.00026118 | 0.0029325 | 0.0029325 | 0.00072153 | 1
LO3Slow | New | Fixtures | Residential | Lighting | 0.0008017 | 0.00093754 | 4.4581 | 0.00017983 | -109.2876 | <0 | Multifamily - High Rise | WA-Chandelier/Pendant_1000 to 1999 lumens | 2.5532e-06 | 6.4576e-06 | 1.4308e-05 | 2.8271e-05 | 4.9454e-05 | 7.7702e-05 | 0.00011466 | 0.00015904 | 0.000209 | 0.0002605 | 0.00030036 | 0.00034037 | 0.00037693 | 0.00040615 | 0.00042008 | 0.00043372 | 0.00044124 | 0.00044166 | 0.00044286 | 0.00044245 | 0.0049678 | 0.0049678 | 0.0012223 | 1
LO3Slow | New | Fixtures | Residential | Lighting | 0.0015538 | 0.0018171 | 8.6404 | 0.00017983 | -109.2876 | <0 | Multifamily - High Rise | WA-Chandelier/Pendant_2000 to 3999 lumens | 3.6813e-06 | 9.3107e-06 | 2.063e-05 | 4.0762e-05 | 7.1304e-05 | 0.00011203 | 0.00016533 | 0.00022931 | 0.00030134 | 0.00037559 | 0.00043307 | 0.00049076 | 0.00054348 | 0.00058559 | 0.00060569 | 0.00062535 | 0.0006362 | 0.0006368 | 0.00063853 | 0.00063794 | 0.0071627 | 0.0071627 | 0.0017624 | 1
LO3Slow | New | Fixtures | Residential | Lighting | 0.0028382 | 0.0033191 | 15.7827 | 0.00017983 | -109.2876 | <0 | Multifamily - High Rise | WA-Chandelier/Pendant_4000 to 7999 lumens | 2.2115e-06 | 5.5933e-06 | 1.2393e-05 | 2.4487e-05 | 4.2835e-05 | 6.7302e-05 | 9.9318e-05 | 0.00013776 | 0.00018103 | 0.00022563 | 0.00026016 | 0.00029482 | 0.00032649 | 0.00035179 | 0.00036386 | 0.00037567 | 0.00038219 | 0.00038255 | 0.00038359 | 0.00038323 | 0.0043029 | 0.0043029 | 0.0010587 | 1
LO3Slow | New | Fixtures | Residential | Lighting | 2.898e-05 | 2.7142e-05 | 0.22794 | 0.00012714 | 11.6324 | 10-20 | Multifamily - High Rise | WA-Linear Flush Mount_0 to 249 lumens | 4.144e-09 | 1.0481e-08 | 2.3223e-08 | 4.5885e-08 | 8.0266e-08 | 1.2611e-07 | 1.861e-07 | 2.5813e-07 | 3.3922e-07 | 4.228e-07 | 4.8749e-07 | 5.5243e-07 | 6.1178e-07 | 6.5919e-07 | 6.8181e-07 | 7.0395e-07 | 7.1615e-07 | 7.1683e-07 | 7.1878e-07 | 7.1811e-07 | 8.0629e-06 | 8.0629e-06 | 1.9839e-06 | 1
LO3Slow | New | Fixtures | Residential | Lighting | 5.6772e-05 | 5.3172e-05 | 0.44653 | 0.00012714 | 11.6324 | 10-20 | Multifamily - High Rise | WA-Linear Flush Mount_250 to 499 lumens | 1.1824e-07 | 2.9905e-07 | 6.6262e-07 | 1.3092e-06 | 2.2902e-06 | 3.5984e-06 | 5.3101e-06 | 7.3654e-06 | 9.6789e-06 | 1.2064e-05 | 1.391e-05 | 1.5763e-05 | 1.7456e-05 | 1.8809e-05 | 1.9454e-05 | 2.0086e-05 | 2.0434e-05 | 2.0453e-05 | 2.0509e-05 | 2.049e-05 | 0.00023006 | 0.00023006 | 5.6606e-05 | 1
LO3Slow | New | Fixtures | Residential | Lighting | 0.00010893 | 0.00010202 | 0.85678 | 0.00012714 | 11.6324 | 10-20 | Multifamily - High Rise | WA-Linear Flush Mount_500 to 999 lumens | 2.3101e-06 | 5.8427e-06 | 1.2946e-05 | 2.5579e-05 | 4.4745e-05 | 7.0303e-05 | 0.00010375 | 0.0001439 | 0.0001891 | 0.00023569 | 0.00027176 | 0.00030796 | 0.00034104 | 0.00036747 | 0.00038008 | 0.00039242 | 0.00039923 | 0.0003996 | 0.00040069 | 0.00040032 | 0.0044947 | 0.0044947 | 0.0011059 | 1
LO3Slow | New | Fixtures | Residential | Lighting | 0.0001997 | 0.00018703 | 1.5707 | 0.00012714 | 11.6324 | 10-20 | Multifamily - High Rise | WA-Linear Flush Mount_1000 to 1999 lumens | 3.7814e-06 | 9.5637e-06 | 2.1191e-05 | 4.1869e-05 | 7.3242e-05 | 0.00011508 | 0.00016982 | 0.00023555 | 0.00030953 | 0.0003858 | 0.00044483 | 0.00050409 | 0.00055824 | 0.00060151 | 0.00062214 | 0.00064235 | 0.00065349 | 0.0006541 | 0.00065588 | 0.00065527 | 0.0073573 | 0.0073573 | 0.0018103 | 1
LO3Slow | New | Fixtures | Residential | Lighting | 0.00038704 | 0.00036249 | 3.0442 | 0.00012714 | 11.6324 | 10-20 | Multifamily - High Rise | WA-Linear Flush Mount_2000 to 3999 lumens | 1.401e-06 | 3.5433e-06 | 7.851e-06 | 1.5512e-05 | 2.7136e-05 | 4.2636e-05 | 6.2917e-05 | 8.7268e-05 | 0.00011468 | 0.00014294 | 0.00016481 | 0.00018676 | 0.00020683 | 0.00022285 | 0.0002305 | 0.00023799 | 0.00024211 | 0.00024234 | 0.000243 | 0.00024278 | 0.0027258 | 0.0027258 | 0.00067069 | 1
LO3Slow | New | Fixtures | Residential | Lighting | 0.00070697 | 0.00066213 | 5.5605 | 0.00012714 | 11.6324 | 10-20 | Multifamily - High Rise | WA-Linear Flush Mount_4000 to 7999 lumens | 1.6181e-07 | 4.0925e-07 | 9.0679e-07 | 1.7917e-06 | 3.1342e-06 | 4.9244e-06 | 7.2669e-06 | 1.0079e-05 | 1.3246e-05 | 1.6509e-05 | 1.9035e-05 | 2.1571e-05 | 2.3888e-05 | 2.574e-05 | 2.6623e-05 | 2.7487e-05 | 2.7964e-05 | 2.799e-05 | 2.8067e-05 | 2.8041e-05 | 0.00031484 | 0.00031484 | 7.7465e-05 | 1
LO3Slow | New | Fixtures | Residential | Lighting | 2.1873e-05 | 2.0242e-05 | 0.16937 | 0.00012914 | 20.5429 | 20-30 | Multifamily - High Rise | WA-Linear Shop_0 to 249 lumens | 9.9152e-10 | 2.5077e-09 | 5.5564e-09 | 1.0979e-08 | 1.9205e-08 | 3.0175e-08 | 4.4528e-08 | 6.1763e-08 | 8.1163e-08 | 1.0116e-07 | 1.1664e-07 | 1.3218e-07 | 1.4638e-07 | 1.5772e-07 | 1.6313e-07 | 1.6843e-07 | 1.7135e-07 | 1.7151e-07 | 1.7198e-07 | 1.7182e-07 | 1.9292e-06 | 1.9292e-06 | 4.7467e-07 | 1
LO3Slow | New | Fixtures | Residential | Lighting | 4.2848e-05 | 3.9655e-05 | 0.33179 | 0.00012914 | 20.5429 | 20-30 | Multifamily - High Rise | WA-Linear Shop_250 to 499 lumens | 0 | 0 | 0 | 0 | 0 | 0 | 0 | 0 | 0 | 0 | 0 | 0 | 0 | 0 | 0 | 0 | 0 | 0 | 0 | 0 | 0 | 0 | 0 | 1
LO3Slow | New | Fixtures | Residential | Lighting | 8.2216e-05 | 7.6087e-05 | 0.63662 | 0.00012914 | 20.5429 | 20-30 | Multifamily - High Rise | WA-Linear Shop_500 to 999 lumens | 1.5592e-09 | 3.9434e-09 | 8.7375e-09 | 1.7264e-08 | 3.02e-08 | 4.745e-08 | 7.0021e-08 | 9.7122e-08 | 1.2763e-07 | 1.5908e-07 | 1.8342e-07 | 2.0785e-07 | 2.3018e-07 | 2.4802e-07 | 2.5653e-07 | 2.6486e-07 | 2.6945e-07 | 2.697e-07 | 2.7044e-07 | 2.7019e-07 | 3.0336e-06 | 3.0336e-06 | 7.4642e-07 | 1
LO3Slow | New | Fixtures | Residential | Lighting | 0.00015072 | 0.00013949 | 1.1671 | 0.00012914 | 20.5429 | 20-30 | Multifamily - High Rise | WA-Linear Shop_1000 to 1999 lumens | 8.7443e-10 | 2.2116e-09 | 4.9002e-09 | 9.6821e-09 | 1.6937e-08 | 2.6611e-08 | 3.927e-08 | 5.4469e-08 | 7.1578e-08 | 8.9214e-08 | 1.0287e-07 | 1.1657e-07 | 1.2909e-07 | 1.391e-07 | 1.4387e-07 | 1.4854e-07 | 1.5112e-07 | 1.5126e-07 | 1.5167e-07 | 1.5153e-07 | 1.7013e-06 | 1.7013e-06 | 4.1861e-07 | 1
LO3Slow | New | Fixtures | Residential | Lighting | 0.00029211 | 0.00027034 | 2.2619 | 0.00012914 | 20.5429 | 20-30 | Multifamily - High Rise | WA-Linear Shop_2000 to 3999 lumens | 0 | 0 | 0 | 0 | 0 | 0 | 0 | 0 | 0 | 0 | 0 | 0 | 0 | 0 | 0 | 0 | 0 | 0 | 0 | 0 | 0 | 0 | 0 | 1
LO3Slow | New | Fixtures | Residential | Lighting | 0.00053358 | 0.00049381 | 4.1317 | 0.00012914 | 20.5429 | 20-30 | Multifamily - High Rise | WA-Linear Shop_4000 to 7999 lumens | 1.2641e-08 | 3.197e-08 | 7.0837e-08 | 1.3996e-07 | 2.4484e-07 | 3.8469e-07 | 5.6768e-07 | 7.8739e-07 | 1.0347e-06 | 1.2897e-06 | 1.487e-06 | 1.6851e-06 | 1.8661e-06 | 2.0107e-06 | 2.0797e-06 | 2.1473e-06 | 2.1845e-06 | 2.1866e-06 | 2.1925e-06 | 2.1905e-06 | 2.4594e-05 | 2.4594e-05 | 6.0514e-06 | 1
LO3Slow | New | Fixtures | Residential | Lighting | 0.00021426 | 0.00020326 | 1.7136 | 0.00012504 | -52.1552 | <0 | Multifamily - High Rise | WA-Track_0 to 249 lumens | 4.5707e-10 | 1.156e-09 | 2.5614e-09 | 5.0609e-09 | 8.853e-09 | 1.391e-08 | 2.0527e-08 | 2.8471e-08 | 3.7414e-08 | 4.6633e-08 | 5.3768e-08 | 6.0931e-08 | 6.7477e-08 | 7.2706e-08 | 7.5201e-08 | 7.7642e-08 | 7.8989e-08 | 7.9063e-08 | 7.9279e-08 | 7.9205e-08 | 8.8931e-07 | 8.8931e-07 | 2.1881e-07 | 1
LO3Slow | New | Fixtures | Residential | Lighting | 0.00041973 | 0.00039818 | 3.3569 | 0.00012504 | -52.1552 | <0 | Multifamily - High Rise | WA-Track_250 to 499 lumens | 4.169e-08 | 1.0544e-07 | 2.3363e-07 | 4.6162e-07 | 8.075e-07 | 1.2687e-06 | 1.8723e-06 | 2.5969e-06 | 3.4126e-06 | 4.2535e-06 | 4.9043e-06 | 5.5577e-06 | 6.1547e-06 | 6.6317e-06 | 6.8592e-06 | 7.0819e-06 | 7.2048e-06 | 7.2115e-06 | 7.2312e-06 | 7.2245e-06 | 8.1116e-05 | 8.1116e-05 | 1.9958e-05 | 1
LO3Slow | New | Fixtures | Residential | Lighting | 0.00080537 | 0.00076401 | 6.4411 | 0.00012504 | -52.1552 | <0 | Multifamily - High Rise | WA-Track_500 to 999 lumens | 6.6376e-07 | 1.6788e-06 | 3.7197e-06 | 7.3495e-06 | 1.2856e-05 | 2.02e-05 | 2.9809e-05 | 4.1346e-05 | 5.4333e-05 | 6.7721e-05 | 7.8083e-05 | 8.8485e-05 | 9.7991e-05 | 0.00010558 | 0.00010921 | 0.00011275 | 0.00011471 | 0.00011482 | 0.00011513 | 0.00011502 | 0.0012915 | 0.0012915 | 0.00031776 | 1
LO3Slow | New | Fixtures | Residential | Lighting | 0.0014764 | 0.0014006 | 11.808 | 0.00012504 | -52.1552 | <0 | Multifamily - High Rise | WA-Track_1000 to 1999 lumens | 9.6447e-07 | 2.4393e-06 | 5.4048e-06 | 1.0679e-05 | 1.8681e-05 | 2.9351e-05 | 4.3314e-05 | 6.0078e-05 | 7.8948e-05 | 9.8401e-05 | 0.00011346 | 0.00012857 | 0.00014238 | 0.00015342 | 0.00015868 | 0.00016384 | 0.00016668 | 0.00016683 | 0.00016729 | 0.00016713 | 0.0018765 | 0.0018765 | 0.00046172 | 1
LO3Slow | New | Fixtures | Residential | Lighting | 0.0028615 | 0.0027146 | 22.8853 | 0.00012504 | -52.1552 | <0 | Multifamily - High Rise | WA-Track_2000 to 3999 lumens | 1.5403e-06 | 3.8956e-06 | 8.6317e-06 | 1.7055e-05 | 2.9834e-05 | 4.6875e-05 | 6.9173e-05 | 9.5946e-05 | 0.00012608 | 0.00015715 | 0.0001812 | 0.00020533 | 0.00022739 | 0.00024501 | 0.00025342 | 0.00026165 | 0.00026619 | 0.00026644 | 0.00026716 | 0.00026692 | 0.0029969 | 0.0029969 | 0.00073738 | 1
LO3Slow | New | Fixtures | Residential | Lighting | 0.0052269 | 0.0049585 | 41.8027 | 0.00012504 | -52.1552 | <0 | Multifamily - High Rise | WA-Track_4000 to 7999 lumens | 6.1966e-07 | 1.5672e-06 | 3.4725e-06 | 6.8611e-06 | 1.2002e-05 | 1.8858e-05 | 2.7828e-05 | 3.8599e-05 | 5.0723e-05 | 6.3221e-05 | 7.2895e-05 | 8.2606e-05 | 9.148e-05 | 9.8569e-05 | 0.00010195 | 0.00010526 | 0.00010709 | 0.00010719 | 0.00010748 | 0.00010738 | 0.0012056 | 0.0012056 | 0.00029665 | 1
LO3Slow | New | Fixtures | Residential | Lighting | 9.9203e-05 | 9.4046e-05 | 0.7927 | 0.00012515 | -66.87 | <0 | Manufactured | ID/MT/OR-Floor/Table_0 to 249 lumens | 1.313e-07 | 3.4358e-07 | 7.8088e-07 | 1.5781e-06 | 2.8167e-06 | 4.5211e-06 | 6.8074e-06 | 9.6138e-06 | 1.2879e-05 | 1.6373e-05 | 1.9298e-05 | 2.234e-05 | 2.5214e-05 | 2.7693e-05 | 2.9191e-05 | 3.0682e-05 | 3.1775e-05 | 3.2425e-05 | 3.3196e-05 | 3.3785e-05 | 0.00034144 | 0.00034144 | 7.5143e-05 | 1
LO3Slow | New | Fixtures | Residential | Lighting | 0.00019434 | 0.00018423 | 1.5529 | 0.00012515 | -66.87 | <0 | Manufactured | ID/MT/OR-Floor/Table_250 to 499 lumens | 9.196e-07 | 2.4065e-06 | 5.4693e-06 | 1.1053e-05 | 1.9728e-05 | 3.1666e-05 | 4.7679e-05 | 6.7335e-05 | 9.0206e-05 | 0.00011468 | 0.00013517 | 0.00015647 | 0.0001766 | 0.00019396 | 0.00020445 | 0.0002149 | 0.00022255 | 0.00022711 | 0.0002325 | 0.00023663 | 0.0023915 | 0.0023915 | 0.00052631 | 1
LO3Slow | New | Fixtures | Residential | Lighting | 0.00037289 | 0.0003535 | 2.9796 | 0.00012515 | -66.87 | <0 | Manufactured | ID/MT/OR-Floor/Table_500 to 999 lumens | 7.8082e-06 | 2.0433e-05 | 4.6439e-05 | 9.3848e-05 | 0.00016751 | 0.00026887 | 0.00040484 | 0.00057174 | 0.00076592 | 0.00097372 | 0.0011477 | 0.0013286 | 0.0014995 | 0.0016469 | 0.001736 | 0.0018247 | 0.0018897 | 0.0019283 | 0.0019742 | 0.0020092 | 0.020306 | 0.020306 | 0.0044688 | 1
LO3Slow | New | Fixtures | Residential | Lighting | 0.00068359 | 0.00064805 | 5.4623 | 0.00012515 | -66.87 | <0 | Manufactured | ID/MT/OR-Floor/Table_1000 to 1999 lumens | 8.5893e-06 | 2.2477e-05 | 5.1085e-05 | 0.00010324 | 0.00018426 | 0.00029577 | 0.00044534 | 0.00062893 | 0.00084255 | 0.0010711 | 0.0012625 | 0.0014615 | 0.0016495 | 0.0018117 | 0.0019097 | 0.0020072 | 0.0020787 | 0.0021212 | 0.0021717 | 0.0022102 | 0.022337 | 0.022337 | 0.0049159 | 1
LO3Slow | New | Fixtures | Residential | Lighting | 0.0013249 | 0.001256 | 10.5866 | 0.00012515 | -66.87 | <0 | Manufactured | ID/MT/OR-Floor/Table_2000 to 3999 lumens | 2.3917e-06 | 6.2588e-06 | 1.4225e-05 | 2.8747e-05 | 5.1309e-05 | 8.2357e-05 | 0.00012401 | 0.00017513 | 0.00023461 | 0.00029826 | 0.00035155 | 0.00040695 | 0.0004593 | 0.00050446 | 0.00053175 | 0.00055892 | 0.00057883 | 0.00059066 | 0.0006047 | 0.00061544 | 0.0062199 | 0.0062199 | 0.0013688 | 1
LO3Slow | New | Fixtures | Residential | Lighting | 0.0024201 | 0.0022942 | 19.3377 | 0.00012515 | -66.87 | <0 | Manufactured | ID/MT/OR-Floor/Table_4000 to 7999 lumens | 2.7539e-07 | 7.2067e-07 | 1.6379e-06 | 3.31e-06 | 5.9079e-06 | 9.4829e-06 | 1.4279e-05 | 2.0165e-05 | 2.7014e-05 | 3.4343e-05 | 4.0478e-05 | 4.6858e-05 | 5.2886e-05 | 5.8086e-05 | 6.1228e-05 | 6.4356e-05 | 6.6648e-05 | 6.8011e-05 | 6.9628e-05 | 7.0865e-05 | 0.00071618 | 0.00071618 | 0.00015761 | 1
LO3Slow | New | Fixtures | Residential | Lighting | 0.00013061 | 0.00012357 | 1.0409 | 0.00012549 | -37.1249 | <0 | Manufactured | ID/MT/OR-Ceiling and Wall Flush Mount _0 to 249 lumens | 7.2985e-08 | 1.9099e-07 | 4.3407e-07 | 8.7721e-07 | 1.5657e-06 | 2.5132e-06 | 3.7841e-06 | 5.3441e-06 | 7.1592e-06 | 9.1015e-06 | 1.0728e-05 | 1.2418e-05 | 1.4016e-05 | 1.5394e-05 | 1.6227e-05 | 1.7056e-05 | 1.7663e-05 | 1.8024e-05 | 1.8453e-05 | 1.8781e-05 | 0.0001898 | 0.0001898 | 4.1771e-05 | 1
LO3Slow | New | Fixtures | Residential | Lighting | 0.00025587 | 0.00024207 | 2.0391 | 0.00012549 | -37.1249 | <0 | Manufactured | ID/MT/OR-Ceiling and Wall Flush Mount _250 to 499 lumens | 8.9115e-07 | 2.332e-06 | 5.3001e-06 | 1.0711e-05 | 1.9118e-05 | 3.0686e-05 | 4.6204e-05 | 6.5252e-05 | 8.7415e-05 | 0.00011113 | 0.00013098 | 0.00015163 | 0.00017113 | 0.00018796 | 0.00019813 | 0.00020825 | 0.00021567 | 0.00022008 | 0.00022531 | 0.00022931 | 0.0023175 | 0.0023175 | 0.00051002 | 1
LO3Slow | New | Fixtures | Residential | Lighting | 0.00049096 | 0.00046447 | 3.9125 | 0.00012549 | -37.1249 | <0 | Manufactured | ID/MT/OR-Ceiling and Wall Flush Mount _500 to 999 lumens | 8.3289e-06 | 2.1796e-05 | 4.9536e-05 | 0.00010011 | 0.00017868 | 0.0002868 | 0.00043184 | 0.00060986 | 0.000817 | 0.0010387 | 0.0012242 | 0.0014172 | 0.0015995 | 0.0017567 | 0.0018517 | 0.0019464 | 0.0020157 | 0.0020569 | 0.0021058 | 0.0021432 | 0.02166 | 0.02166 | 0.0047668 | 1
LO3Slow | New | Fixtures | Residential | Lighting | 0.00090004 | 0.00085147 | 7.1725 | 0.00012549 | -37.1249 | <0 | Manufactured | ID/MT/OR-Ceiling and Wall Flush Mount _1000 to 1999 lumens | 1.0289e-05 | 2.6924e-05 | 6.1192e-05 | 0.00012366 | 0.00022072 | 0.00035429 | 0.00053345 | 0.00075337 | 0.0010092 | 0.0012831 | 0.0015123 | 0.0017506 | 0.0019758 | 0.0021701 | 0.0022875 | 0.0024044 | 0.00249 | 0.0025409 | 0.0026013 | 0.0026475 | 0.026757 | 0.026757 | 0.0058885 | 1
LO3Slow | New | Fixtures | Residential | Lighting | 0.0017444 | 0.0016503 | 13.9011 | 0.00012549 | -37.1249 | <0 | Manufactured | ID/MT/OR-Ceiling and Wall Flush Mount _2000 to 3999 lumens | 8.1372e-06 | 2.1294e-05 | 4.8395e-05 | 9.7802e-05 | 0.00017456 | 0.0002802 | 0.0004219 | 0.00059582 | 0.00079819 | 0.0010147 | 0.001196 | 0.0013845 | 0.0015627 | 0.0017163 | 0.0018091 | 0.0019016 | 0.0019693 | 0.0020096 | 0.0020573 | 0.0020939 | 0.021161 | 0.021161 | 0.0046571 | 1
LO3Slow | New | Fixtures | Residential | Lighting | 0.0031863 | 0.0030144 | 25.3921 | 0.00012549 | -37.1249 | <0 | Manufactured | ID/MT/OR-Ceiling and Wall Flush Mount _4000 to 7999 lumens | 2.4667e-06 | 6.455e-06 | 1.4671e-05 | 2.9648e-05 | 5.2917e-05 | 8.4939e-05 | 0.00012789 | 0.00018062 | 0.00024196 | 0.00030761 | 0.00036256 | 0.00041971 | 0.0004737 | 0.00052028 | 0.00054842 | 0.00057644 | 0.00059697 | 0.00060918 | 0.00062366 | 0.00063473 | 0.0064148 | 0.0064148 | 0.0014117 | 1
LO3Slow | New | Fixtures | Residential | Lighting | 0.00010381 | 9.7994e-05 | 0.82491 | 0.00012585 | -111.0448 | <0 | Manufactured | ID/MT/OR-Downlight Fixture_0 to 249 lumens | 3.3632e-09 | 8.8009e-09 | 2.0002e-08 | 4.0422e-08 | 7.2149e-08 | 1.1581e-07 | 1.7437e-07 | 2.4626e-07 | 3.299e-07 | 4.194e-07 | 4.9433e-07 | 5.7224e-07 | 6.4586e-07 | 7.0936e-07 | 7.4773e-07 | 7.8593e-07 | 8.1393e-07 | 8.3057e-07 | 8.5031e-07 | 8.6542e-07 | 8.7461e-06 | 8.7461e-06 | 1.9248e-06 | 1
LO3Slow | New | Fixtures | Residential | Lighting | 0.00020337 | 0.00019197 | 1.616 | 0.00012585 | -111.0448 | <0 | Manufactured | ID/MT/OR-Downlight Fixture_250 to 499 lumens | 5.5552e-07 | 1.4537e-06 | 3.3039e-06 | 6.6769e-06 | 1.1917e-05 | 1.9129e-05 | 2.8803e-05 | 4.0676e-05 | 5.4492e-05 | 6.9276e-05 | 8.1652e-05 | 9.4521e-05 | 0.00010668 | 0.00011717 | 0.00012351 | 0.00012982 | 0.00013444 | 0.00013719 | 0.00014045 | 0.00014295 | 0.0014447 | 0.0014447 | 0.00031794 | 1
LO3Slow | New | Fixtures | Residential | Lighting | 0.00039021 | 0.00036834 | 3.1007 | 0.00012585 | -111.0448 | <0 | Manufactured | ID/MT/OR-Downlight Fixture_500 to 999 lumens | 1.9509e-05 | 5.1053e-05 | 0.00011603 | 0.00023449 | 0.00041853 | 0.00067179 | 0.0010115 | 0.0014285 | 0.0019137 | 0.0024329 | 0.0028676 | 0.0033195 | 0.0037466 | 0.0041149 | 0.0043375 | 0.0045591 | 0.0047215 | 0.0048181 | 0.0049326 | 0.0050202 | 0.050736 | 0.050736 | 0.011166 | 1
LO3Slow | New | Fixtures | Residential | Lighting | 0.00071535 | 0.00067525 | 5.6843 | 0.00012585 | -111.0448 | <0 | Manufactured | ID/MT/OR-Downlight Fixture_1000 to 1999 lumens | 5.9557e-06 | 1.5585e-05 | 3.5421e-05 | 7.1583e-05 | 0.00012777 | 0.00020508 | 0.00030879 | 0.00043609 | 0.00058421 | 0.00074271 | 0.0008754 | 0.0010134 | 0.0011437 | 0.0012562 | 0.0013241 | 0.0013918 | 0.0014414 | 0.0014708 | 0.0015058 | 0.0015325 | 0.015488 | 0.015488 | 0.0034086 | 1
LO3Slow | New | Fixtures | Residential | Lighting | 0.0013864 | 0.0013087 | 11.0168 | 0.00012585 | -111.0448 | <0 | Manufactured | ID/MT/OR-Downlight Fixture_2000 to 3999 lumens | 1.7725e-06 | 4.6385e-06 | 1.0542e-05 | 2.1305e-05 | 3.8026e-05 | 6.1036e-05 | 9.1903e-05 | 0.00012979 | 0.00017387 | 0.00022105 | 0.00026054 | 0.0003016 | 0.0003404 | 0.00037387 | 0.00039409 | 0.00041422 | 0.00042898 | 0.00043775 | 0.00044816 | 0.00045611 | 0.0046096 | 0.0046096 | 0.0010145 | 1
LO3Slow | New | Fixtures | Residential | Lighting | 0.0025325 | 0.0023905 | 20.1235 | 0.00012585 | -111.0448 | <0 | Manufactured | ID/MT/OR-Downlight Fixture_4000 to 7999 lumens | 5.5825e-07 | 1.4609e-06 | 3.3202e-06 | 6.7097e-06 | 1.1976e-05 | 1.9223e-05 | 2.8944e-05 | 4.0876e-05 | 5.476e-05 | 6.9617e-05 | 8.2054e-05 | 9.4986e-05 | 0.00010721 | 0.00011775 | 0.00012411 | 0.00013046 | 0.0001351 | 0.00013787 | 0.00014114 | 0.00014365 | 0.0014518 | 0.0014518 | 0.0003195 | 1
LO3Slow | New | Fixtures | Residential | Lighting | 0.00015581 | 0.00017678 | 0.87246 | 0.00017859 | -72.4583 | <0 | Manufactured | ID/MT/OR-Exterior Porch_0 to 249 lumens | 6.2114e-11 | 1.6254e-10 | 3.6942e-10 | 7.4656e-10 | 1.3325e-09 | 2.1388e-09 | 3.2205e-09 | 4.5481e-09 | 6.0929e-09 | 7.7459e-09 | 9.1297e-09 | 1.0569e-08 | 1.1928e-08 | 1.3101e-08 | 1.381e-08 | 1.4515e-08 | 1.5032e-08 | 1.534e-08 | 1.5704e-08 | 1.5983e-08 | 1.6153e-07 | 1.6153e-07 | 3.5549e-08 | 1
LO3Slow | New | Fixtures | Residential | Lighting | 0.00030523 | 0.0003463 | 1.7091 | 0.00017859 | -72.4583 | <0 | Manufactured | ID/MT/OR-Exterior Porch_250 to 499 lumens | 1.9687e-08 | 5.1518e-08 | 1.1709e-07 | 2.3662e-07 | 4.2234e-07 | 6.7791e-07 | 1.0207e-06 | 1.4415e-06 | 1.9311e-06 | 2.4551e-06 | 2.8937e-06 | 3.3497e-06 | 3.7807e-06 | 4.1524e-06 | 4.377e-06 | 4.6006e-06 | 4.7645e-06 | 4.8619e-06 | 4.9775e-06 | 5.0659e-06 | 5.1198e-05 | 5.1198e-05 | 1.1267e-05 | 1
LO3Slow | New | Fixtures | Residential | Lighting | 0.00058566 | 0.00066447 | 3.2794 | 0.00017859 | -72.4583 | <0 | Manufactured | ID/MT/OR-Exterior Porch_500 to 999 lumens | 9.8422e-07 | 2.5756e-06 | 5.8536e-06 | 1.183e-05 | 2.1114e-05 | 3.3891e-05 | 5.103e-05 | 7.2067e-05 | 9.6544e-05 | 0.00012274 | 0.00014466 | 0.00016746 | 0.00018901 | 0.00020759 | 0.00021882 | 0.00023 | 0.00023819 | 0.00024306 | 0.00024884 | 0.00025326 | 0.0025595 | 0.0025595 | 0.00056329 | 1
LO3Slow | New | Fixtures | Residential | Lighting | 0.0010737 | 0.0012181 | 6.0119 | 0.00017859 | -72.4583 | <0 | Manufactured | ID/MT/OR-Exterior Porch_1000 to 1999 lumens | 1.9276e-06 | 5.0442e-06 | 1.1464e-05 | 2.3168e-05 | 4.1352e-05 | 6.6375e-05 | 9.9941e-05 | 0.00014114 | 0.00018908 | 0.00024038 | 0.00028332 | 0.00032798 | 0.00037017 | 0.00040657 | 0.00042856 | 0.00045045 | 0.0004665 | 0.00047604 | 0.00048736 | 0.00049601 | 0.0050128 | 0.0050128 | 0.0011032 | 1
LO3Slow | New | Fixtures | Residential | Lighting | 0.0020809 | 0.0023609 | 11.6518 | 0.00017859 | -72.4583 | <0 | Manufactured | ID/MT/OR-Exterior Porch_2000 to 3999 lumens | 1.8237e-06 | 4.7724e-06 | 1.0846e-05 | 2.192e-05 | 3.9124e-05 | 6.2798e-05 | 9.4555e-05 | 0.00013354 | 0.00017889 | 0.00022743 | 0.00026806 | 0.0003103 | 0.00035022 | 0.00038466 | 0.00040546 | 0.00042618 | 0.00044136 | 0.00045039 | 0.00046109 | 0.00046928 | 0.0047427 | 0.0047427 | 0.0010437 | 1
LO3Slow | New | Fixtures | Residential | Lighting | 0.003801 | 0.0043124 | 21.2835 | 0.00017859 | -72.4583 | <0 | Manufactured | ID/MT/OR-Exterior Porch_4000 to 7999 lumens | 7.9912e-08 | 2.0912e-07 | 4.7527e-07 | 9.6048e-07 | 1.7143e-06 | 2.7517e-06 | 4.1433e-06 | 5.8514e-06 | 7.8388e-06 | 9.9654e-06 | 1.1746e-05 | 1.3597e-05 | 1.5346e-05 | 1.6855e-05 | 1.7767e-05 | 1.8674e-05 | 1.934e-05 | 1.9735e-05 | 2.0204e-05 | 2.0563e-05 | 0.00020782 | 0.00020782 | 4.5735e-05 | 1
LO3Slow | New | Fixtures | Residential | Lighting | 0.00017263 | 0.00020188 | 0.95994 | 0.00017983 | -89.0984 | <0 | Manufactured | ID/MT/OR-Chandelier/Pendant_0 to 249 lumens | 5.2314e-08 | 1.369e-07 | 3.1114e-07 | 6.2877e-07 | 1.1223e-06 | 1.8014e-06 | 2.7124e-06 | 3.8306e-06 | 5.1316e-06 | 6.5238e-06 | 7.6893e-06 | 8.9012e-06 | 1.0046e-05 | 1.1034e-05 | 1.1631e-05 | 1.2225e-05 | 1.2661e-05 | 1.292e-05 | 1.3227e-05 | 1.3462e-05 | 0.00013605 | 0.00013605 | 2.9941e-05 | 1
LO3Slow | New | Fixtures | Residential | Lighting | 0.00033817 | 0.00039547 | 1.8805 | 0.00017983 | -89.0984 | <0 | Manufactured | ID/MT/OR-Chandelier/Pendant_250 to 499 lumens | 4.2287e-07 | 1.1066e-06 | 2.515e-06 | 5.0826e-06 | 9.0718e-06 | 1.4561e-05 | 2.1925e-05 | 3.0964e-05 | 4.1481e-05 | 5.2734e-05 | 6.2156e-05 | 7.1952e-05 | 8.1208e-05 | 8.9193e-05 | 9.4017e-05 | 9.882e-05 | 0.00010234 | 0.00010443 | 0.00010692 | 0.00010881 | 0.0010997 | 0.0010997 | 0.00024202 | 1
LO3Slow | New | Fixtures | Residential | Lighting | 0.00064887 | 0.00075881 | 3.6083 | 0.00017983 | -89.0984 | <0 | Manufactured | ID/MT/OR-Chandelier/Pendant_500 to 999 lumens | 3.1087e-06 | 8.1351e-06 | 1.8489e-05 | 3.7365e-05 | 6.6691e-05 | 0.00010705 | 0.00016118 | 0.00022763 | 0.00030494 | 0.00038768 | 0.00045693 | 0.00052895 | 0.000597 | 0.0006557 | 0.00069116 | 0.00072647 | 0.00075235 | 0.00076774 | 0.00078599 | 0.00079995 | 0.0080845 | 0.0080845 | 0.0017792 | 1
LO3Slow | New | Fixtures | Residential | Lighting | 0.0011895 | 0.0013911 | 6.6148 | 0.00017983 | -89.0984 | <0 | Manufactured | ID/MT/OR-Chandelier/Pendant_1000 to 1999 lumens | 5.2664e-06 | 1.3781e-05 | 3.1322e-05 | 6.3298e-05 | 0.00011298 | 0.00018134 | 0.00027305 | 0.00038562 | 0.00051659 | 0.00065675 | 0.00077408 | 0.00089607 | 0.0010114 | 0.0011108 | 0.0011709 | 0.0012307 | 0.0012745 | 0.0013006 | 0.0013315 | 0.0013552 | 0.013696 | 0.013696 | 0.0030141 | 1
LO3Slow | New | Fixtures | Residential | Lighting | 0.0023054 | 0.0026961 | 12.8202 | 0.00017983 | -89.0984 | <0 | Manufactured | ID/MT/OR-Chandelier/Pendant_2000 to 3999 lumens | 7.5933e-06 | 1.9871e-05 | 4.516e-05 | 9.1265e-05 | 0.0001629 | 0.00026147 | 0.00039369 | 0.000556 | 0.00074484 | 0.00094692 | 0.0011161 | 0.001292 | 0.0014582 | 0.0016016 | 0.0016882 | 0.0017745 | 0.0018377 | 0.0018752 | 0.0019198 | 0.0019539 | 0.019747 | 0.019747 | 0.0043458 | 1
LO3Slow | New | Fixtures | Residential | Lighting | 0.0042112 | 0.0049247 | 23.4176 | 0.00017983 | -89.0984 | <0 | Manufactured | ID/MT/OR-Chandelier/Pendant_4000 to 7999 lumens | 4.5615e-06 | 1.1937e-05 | 2.713e-05 | 5.4826e-05 | 9.7857e-05 | 0.00015707 | 0.00023651 | 0.00033401 | 0.00044745 | 0.00056885 | 0.00067047 | 0.00077614 | 0.00087599 | 0.00096212 | 0.0010142 | 0.001066 | 0.0011039 | 0.0011265 | 0.0011533 | 0.0011738 | 0.011863 | 0.011863 | 0.0026107 | 1
LO3Slow | New | Fixtures | Residential | Lighting | 2.898e-05 | 2.7142e-05 | 0.22794 | 0.00012714 | 11.6324 | 10-20 | Manufactured | ID/MT/OR-Linear Flush Mount_0 to 249 lumens | 5.7608e-09 | 1.5075e-08 | 3.4262e-08 | 6.924e-08 | 1.2358e-07 | 1.9837e-07 | 2.9868e-07 | 4.2182e-07 | 5.6509e-07 | 7.184e-07 | 8.4674e-07 | 9.8019e-07 | 1.1063e-06 | 1.2151e-06 | 1.2808e-06 | 1.3462e-06 | 1.3942e-06 | 1.4227e-06 | 1.4565e-06 | 1.4824e-06 | 1.4981e-05 | 1.4981e-05 | 3.297e-06 | 1
LO3Slow | New | Fixtures | Residential | Lighting | 5.6772e-05 | 5.3172e-05 | 0.44653 | 0.00012714 | 11.6324 | 10-20 | Manufactured | ID/MT/OR-Linear Flush Mount_250 to 499 lumens | 1.6437e-07 | 4.3014e-07 | 9.776e-07 | 1.9756e-06 | 3.5262e-06 | 5.66e-06 | 8.5224e-06 | 1.2036e-05 | 1.6124e-05 | 2.0498e-05 | 2.416e-05 | 2.7968e-05 | 3.1566e-05 | 3.467e-05 | 3.6545e-05 | 3.8412e-05 | 3.978e-05 | 4.0594e-05 | 4.1559e-05 | 4.2297e-05 | 0.00042746 | 0.00042746 | 9.4074e-05 | 1
LO3Slow | New | Fixtures | Residential | Lighting | 0.00010893 | 0.00010202 | 0.85678 | 0.00012714 | 11.6324 | 10-20 | Manufactured | ID/MT/OR-Linear Flush Mount_500 to 999 lumens | 3.2114e-06 | 8.4038e-06 | 1.91e-05 | 3.8598e-05 | 6.8893e-05 | 0.00011058 | 0.0001665 | 0.00023515 | 0.00031501 | 0.00040048 | 0.00047202 | 0.00054642 | 0.00061671 | 0.00067735 | 0.00071398 | 0.00075046 | 0.00077719 | 0.00079309 | 0.00081194 | 0.00082636 | 0.0083515 | 0.0083515 | 0.0018379 | 1
LO3Slow | New | Fixtures | Residential | Lighting | 0.0001997 | 0.00018703 | 1.5707 | 0.00012714 | 11.6324 | 10-20 | Manufactured | ID/MT/OR-Linear Flush Mount_1000 to 1999 lumens | 5.2567e-06 | 1.3756e-05 | 3.1264e-05 | 6.3181e-05 | 0.00011277 | 0.00018101 | 0.00027255 | 0.0003849 | 0.00051564 | 0.00065553 | 0.00077264 | 0.00089442 | 0.0010095 | 0.0011087 | 0.0011687 | 0.0012284 | 0.0012722 | 0.0012982 | 0.001329 | 0.0013527 | 0.01367 | 0.01367 | 0.0030085 | 1
LO3Slow | New | Fixtures | Residential | Lighting | 0.00038704 | 0.00036249 | 3.0442 | 0.00012714 | 11.6324 | 10-20 | Manufactured | ID/MT/OR-Linear Flush Mount_2000 to 3999 lumens | 1.9476e-06 | 5.0965e-06 | 1.1583e-05 | 2.3408e-05 | 4.1781e-05 | 6.7063e-05 | 0.00010098 | 0.00014261 | 0.00019104 | 0.00024287 | 0.00028626 | 0.00033138 | 0.00037401 | 0.00041078 | 0.000433 | 0.00045512 | 0.00047133 | 0.00048097 | 0.00049241 | 0.00050115 | 0.0050648 | 0.0050648 | 0.0011146 | 1
LO3Slow | New | Fixtures | Residential | Lighting | 0.00070697 | 0.00066213 | 5.5605 | 0.00012714 | 11.6324 | 10-20 | Manufactured | ID/MT/OR-Linear Flush Mount_4000 to 7999 lumens | 2.2494e-07 | 5.8865e-07 | 1.3378e-06 | 2.7036e-06 | 4.8257e-06 | 7.7458e-06 | 1.1663e-05 | 1.6471e-05 | 2.2065e-05 | 2.8052e-05 | 3.3063e-05 | 3.8274e-05 | 4.3198e-05 | 4.7445e-05 | 5.0011e-05 | 5.2567e-05 | 5.4439e-05 | 5.5552e-05 | 5.6873e-05 | 5.7883e-05 | 0.00058498 | 0.00058498 | 0.00012874 | 1
LO3Slow | New | Fixtures | Residential | Lighting | 2.1873e-05 | 2.0242e-05 | 0.16937 | 0.00012914 | 20.5429 | 20-30 | Manufactured | ID/MT/OR-Linear Shop_0 to 249 lumens | 1.3784e-09 | 3.607e-09 | 8.1977e-09 | 1.6567e-08 | 2.9569e-08 | 4.7462e-08 | 7.1465e-08 | 1.0093e-07 | 1.3521e-07 | 1.7189e-07 | 2.026e-07 | 2.3453e-07 | 2.647e-07 | 2.9072e-07 | 3.0645e-07 | 3.221e-07 | 3.3358e-07 | 3.404e-07 | 3.4849e-07 | 3.5468e-07 | 3.5845e-06 | 3.5845e-06 | 7.8886e-07 | 1
LO3Slow | New | Fixtures | Residential | Lighting | 4.2848e-05 | 3.9655e-05 | 0.33179 | 0.00012914 | 20.5429 | 20-30 | Manufactured | ID/MT/OR-Linear Shop_250 to 499 lumens | 0 | 0 | 0 | 0 | 0 | 0 | 0 | 0 | 0 | 0 | 0 | 0 | 0 | 0 | 0 | 0 | 0 | 0 | 0 | 0 | 0 | 0 | 0 | 1
LO3Slow | New | Fixtures | Residential | Lighting | 8.2216e-05 | 7.6087e-05 | 0.63662 | 0.00012914 | 20.5429 | 20-30 | Manufactured | ID/MT/OR-Linear Shop_500 to 999 lumens | 2.1675e-09 | 5.672e-09 | 1.2891e-08 | 2.6051e-08 | 4.6498e-08 | 7.4635e-08 | 1.1238e-07 | 1.5871e-07 | 2.1261e-07 | 2.7029e-07 | 3.1858e-07 | 3.6879e-07 | 4.1624e-07 | 4.5716e-07 | 4.8189e-07 | 5.0651e-07 | 5.2455e-07 | 5.3528e-07 | 5.48e-07 | 5.5774e-07 | 5.6367e-06 | 5.6367e-06 | 1.2405e-06 | 1
LO3Slow | New | Fixtures | Residential | Lighting | 0.00015072 | 0.00013949 | 1.1671 | 0.00012914 | 20.5429 | 20-30 | Manufactured | ID/MT/OR-Linear Shop_1000 to 1999 lumens | 1.2156e-09 | 3.181e-09 | 7.2296e-09 | 1.461e-08 | 2.6077e-08 | 4.1857e-08 | 6.3025e-08 | 8.9007e-08 | 1.1924e-07 | 1.5159e-07 | 1.7867e-07 | 2.0683e-07 | 2.3344e-07 | 2.5639e-07 | 2.7026e-07 | 2.8407e-07 | 2.9418e-07 | 3.002e-07 | 3.0734e-07 | 3.1279e-07 | 3.1612e-06 | 3.1612e-06 | 6.957e-07 | 1
LO3Slow | New | Fixtures | Residential | Lighting | 0.00029211 | 0.00027034 | 2.2619 | 0.00012914 | 20.5429 | 20-30 | Manufactured | ID/MT/OR-Linear Shop_2000 to 3999 lumens | 0 | 0 | 0 | 0 | 0 | 0 | 0 | 0 | 0 | 0 | 0 | 0 | 0 | 0 | 0 | 0 | 0 | 0 | 0 | 0 | 0 | 0 | 0 | 1
LO3Slow | New | Fixtures | Residential | Lighting | 0.00053358 | 0.00049381 | 4.1317 | 0.00012914 | 20.5429 | 20-30 | Manufactured | ID/MT/OR-Linear Shop_4000 to 7999 lumens | 1.7572e-08 | 4.5984e-08 | 1.0451e-07 | 2.112e-07 | 3.7697e-07 | 6.0509e-07 | 9.1108e-07 | 1.2867e-06 | 1.7237e-06 | 2.1913e-06 | 2.5828e-06 | 2.9899e-06 | 3.3745e-06 | 3.7063e-06 | 3.9068e-06 | 4.1064e-06 | 4.2527e-06 | 4.3397e-06 | 4.4428e-06 | 4.5217e-06 | 4.5698e-05 | 4.5698e-05 | 1.0057e-05 | 1
LO3Slow | New | Fixtures | Residential | Lighting | 0.00025527 | 0.00024217 | 2.0416 | 0.00012504 | -46.2769 | <0 | Manufactured | ID/MT/OR-Track_0 to 249 lumens | 7.5702e-10 | 1.981e-09 | 4.5023e-09 | 9.0987e-09 | 1.624e-08 | 2.6067e-08 | 3.925e-08 | 5.543e-08 | 7.4257e-08 | 9.4403e-08 | 1.1127e-07 | 1.2881e-07 | 1.4538e-07 | 1.5967e-07 | 1.6831e-07 | 1.769e-07 | 1.8321e-07 | 1.8695e-07 | 1.914e-07 | 1.948e-07 | 1.9687e-06 | 1.9687e-06 | 4.3326e-07 | 1
LO3Slow | New | Fixtures | Residential | Lighting | 0.00050008 | 0.0004744 | 3.9995 | 0.00012504 | -46.2769 | <0 | Manufactured | ID/MT/OR-Track_250 to 499 lumens | 6.9049e-08 | 1.8069e-07 | 4.1066e-07 | 8.2991e-07 | 1.4813e-06 | 2.3776e-06 | 3.58e-06 | 5.0559e-06 | 6.7732e-06 | 8.6107e-06 | 1.0149e-05 | 1.1749e-05 | 1.326e-05 | 1.4564e-05 | 1.5352e-05 | 1.6136e-05 | 1.6711e-05 | 1.7052e-05 | 1.7458e-05 | 1.7768e-05 | 0.00017957 | 0.00017957 | 3.9518e-05 | 1
LO3Slow | New | Fixtures | Residential | Lighting | 0.00095953 | 0.00091026 | 7.674 | 0.00012504 | -46.2769 | <0 | Manufactured | ID/MT/OR-Track_500 to 999 lumens | 1.0993e-06 | 2.8768e-06 | 6.5383e-06 | 1.3213e-05 | 2.3584e-05 | 3.7855e-05 | 5.6999e-05 | 8.0497e-05 | 0.00010784 | 0.00013709 | 0.00016159 | 0.00018705 | 0.00021112 | 0.00023187 | 0.00024442 | 0.0002569 | 0.00026605 | 0.0002715 | 0.00027795 | 0.00028289 | 0.0028589 | 0.0028589 | 0.00062918 | 1