## 98Plan Medium
1998 Plan Avoided Cost - Medium |  |  |  |  | 1995 | 107.515
1997$ |  |  |  |  | 1996 | 109.54
Embedded Inflation |  | 2.5% |  |  | 1997 | 111.57
[5 empty] | 95 to 97$= | 1.0377
Period | Seg 1 | Seg 2 | Seg 3 | Seg 4
1997-09-01 | 24.9778 | 24.9571 | 23.3797 | 23.2241
1997-10-01 | 24.9778 | 24.9571 | 23.3797 | 23.2241
1997-11-01 | 24.9778 | 24.9571 | 23.3797 | 23.2241
1997-12-01 | 24.7391 | 24.708 | 24.3448 | 24.2203
1998-01-01 | 24.7391 | 24.708 | 24.3448 | 24.2203
1998-02-01 | 24.7391 | 24.708 | 24.3448 | 24.2203
1998-03-01 | 24.7391 | 24.708 | 24.3448 | 24.2203
1998-04-01 | 22.892 | 22.3005 | 21.5326 | 21.4392
1998-05-01 | 22.892 | 22.3005 | 21.5326 | 21.4392
1998-06-01 | 22.892 | 22.3005 | 21.5326 | 21.4392
1998-07-01 | 23.992 | 23.6184 | 23.525 | 23.4731
1998-08-01 | 23.992 | 23.6184 | 23.525 | 23.4731
1998-09-01 | 24.8948 | 24.8844 | 23.3071 | 23.1411
1998-10-01 | 24.8948 | 24.8844 | 23.3071 | 23.1411
1998-11-01 | 24.8948 | 24.8844 | 23.3071 | 23.1411
1998-12-01 | 24.6561 | 24.6354 | 24.2722 | 24.1476
1999-01-01 | 24.6561 | 24.6354 | 24.2722 | 24.1476
1999-02-01 | 24.6561 | 24.6354 | 24.2722 | 24.1476
1999-03-01 | 24.6561 | 24.6354 | 24.2722 | 24.1476
1999-04-01 | 22.8194 | 22.2279 | 21.4496 | 21.3666
1999-05-01 | 22.8194 | 22.2279 | 21.4496 | 21.3666
1999-06-01 | 22.8194 | 22.2279 | 21.4496 | 21.3666
1999-07-01 | 23.909 | 23.5354 | 23.4524 | 23.4005
1999-08-01 | 23.909 | 23.5354 | 23.4524 | 23.4005
1999-09-01 | 26.0467 | 25.9948 | 24.2307 | 24.0854
1999-10-01 | 26.0467 | 25.9948 | 24.2307 | 24.0854
1999-11-01 | 26.0467 | 25.9948 | 24.2307 | 24.0854
1999-12-01 | 25.7872 | 25.725 | 25.2788 | 25.175
2000-01-01 | 25.7872 | 25.725 | 25.2788 | 25.175
2000-02-01 | 25.7872 | 25.725 | 25.2788 | 25.175
2000-03-01 | 25.7872 | 25.725 | 25.2788 | 25.175
2000-04-01 | 23.7844 | 23.1099 | 22.2279 | 22.1552
2000-05-01 | 23.7844 | 23.1099 | 22.2279 | 22.1552
2000-06-01 | 23.7844 | 23.1099 | 22.2279 | 22.1552
2000-07-01 | 24.9778 | 24.5316 | 24.3967 | 24.3656
2000-08-01 | 24.9778 | 24.5316 | 24.3967 | 24.3656
2000-09-01 | 26.4929 | 26.441 | 24.6769 | 24.542
2000-10-01 | 26.4929 | 26.441 | 24.6769 | 24.542
2000-11-01 | 26.4929 | 26.441 | 24.6769 | 24.542
2000-12-01 | 26.2231 | 26.1608 | 25.7769 | 25.6835
2001-01-01 | 26.2231 | 26.1608 | 25.7769 | 25.6835
2001-02-01 | 26.2231 | 26.1608 | 25.7769 | 25.6835
2001-03-01 | 26.2231 | 26.1608 | 25.7769 | 25.6835
2001-04-01 | 24.1373 | 23.4316 | 22.5807 | 22.5184
2001-05-01 | 24.1373 | 23.4316 | 22.5807 | 22.5184
2001-06-01 | 24.1373 | 23.4316 | 22.5807 | 22.5184
2001-07-01 | 25.3825 | 24.9156 | 24.8533 | 24.8325
2001-08-01 | 25.3825 | 24.9156 | 24.8533 | 24.8325
2001-09-01 | 27.4995 | 27.4372 | 25.4137 | 25.2684
2001-10-01 | 27.4995 | 27.4372 | 25.4137 | 25.2684
2001-11-01 | 27.4995 | 27.4372 | 25.4137 | 25.2684
2001-12-01 | 27.2089 | 27.1363 | 26.5967 | 26.4825
2002-01-01 | 27.2089 | 27.1363 | 26.5967 | 26.4825
2002-02-01 | 27.2089 | 27.1363 | 26.5967 | 26.4825
2002-03-01 | 27.2089 | 27.1363 | 26.5967 | 26.4825
2002-04-01 | 24.9467 | 24.1892 | 23.1722 | 23.0996
2002-05-01 | 24.9467 | 24.1892 | 23.1722 | 23.0996
2002-06-01 | 24.9467 | 24.1892 | 23.1722 | 23.0996
2002-07-01 | 26.2853 | 25.7872 | 25.6004 | 25.5693
2002-08-01 | 26.2853 | 25.7872 | 25.6004 | 25.5693
2002-09-01 | 27.5514 | 27.4476 | 25.4344 | 25.3099
2002-10-01 | 27.5514 | 27.4476 | 25.4344 | 25.3099
2002-11-01 | 27.5514 | 27.4476 | 25.4344 | 25.3099
2002-12-01 | 27.2504 | 27.1363 | 26.6382 | 26.5448
2003-01-01 | 27.2504 | 27.1363 | 26.6382 | 26.5448
2003-02-01 | 27.2504 | 27.1363 | 26.6382 | 26.5448
2003-03-01 | 27.2504 | 27.1363 | 26.6382 | 26.5448
2003-04-01 | 24.9674 | 24.158 | 23.1618 | 23.0996
2003-05-01 | 24.9674 | 24.158 | 23.1618 | 23.0996
2003-06-01 | 24.9674 | 24.158 | 23.1618 | 23.0996
2003-07-01 | 26.3268 | 25.7872 | 25.6316 | 25.6212
2003-08-01 | 26.3268 | 25.7872 | 25.6316 | 25.6212
2003-09-01 | 28.1636 | 28.0598 | 25.7872 | 25.6212
2003-10-01 | 28.1636 | 28.0598 | 25.7872 | 25.6212
2003-11-01 | 28.1636 | 28.0598 | 25.7872 | 25.6212
2003-12-01 | 27.8523 | 27.7381 | 27.0325 | 26.908
2004-01-01 | 27.8523 | 27.7381 | 27.0325 | 26.908
2004-02-01 | 27.8523 | 27.7381 | 27.0325 | 26.908
2004-03-01 | 27.8523 | 27.7381 | 27.0325 | 26.908
2004-04-01 | 25.4344 | 24.5939 | 23.4109 | 23.3175
2004-05-01 | 25.4344 | 24.5939 | 23.4109 | 23.3175
2004-06-01 | 25.4344 | 24.5939 | 23.4109 | 23.3175
2004-07-01 | 26.8768 | 26.3061 | 25.9844 | 25.9533
2004-08-01 | 26.8768 | 26.3061 | 25.9844 | 25.9533
2004-09-01 | 28.2155 | 28.0183 | 25.6938 | 25.5278
2004-10-01 | 28.2155 | 28.0183 | 25.6938 | 25.5278
2004-11-01 | 28.2155 | 28.0183 | 25.6938 | 25.5278
2004-12-01 | 27.8938 | 27.6863 | 26.9495 | 26.8353
2005-01-01 | 27.8938 | 27.6863 | 26.9495 | 26.8353
2005-02-01 | 27.8938 | 27.6863 | 26.9495 | 26.8353
2005-03-01 | 27.8938 | 27.6863 | 26.9495 | 26.8353
2005-04-01 | 25.4344 | 24.5108 | 23.2863 | 23.2137
2005-05-01 | 25.4344 | 24.5108 | 23.2863 | 23.2137
2005-06-01 | 25.4344 | 24.5108 | 23.2863 | 23.2137
2005-07-01 | 26.8976 | 26.2335 | 25.891 | 25.8703
2005-08-01 | 26.8976 | 26.2335 | 25.891 | 25.8703
2005-09-01 | 28.7032 | 28.4749 | 26.2231 | 26.0674
2005-10-01 | 28.7032 | 28.4749 | 26.2231 | 26.0674
2005-11-01 | 28.7032 | 28.4749 | 26.2231 | 26.0674
2005-12-01 | 28.3711 | 28.1325 | 27.541 | 27.4372
2006-01-01 | 28.3711 | 28.1325 | 27.541 | 27.4372
2006-02-01 | 28.3711 | 28.1325 | 27.541 | 27.4372
2006-03-01 | 28.3711 | 28.1325 | 27.541 | 27.4372
2006-04-01 | 25.8184 | 24.8325 | 23.7014 | 23.6392
2006-05-01 | 25.8184 | 24.8325 | 23.7014 | 23.6392
2006-06-01 | 25.8184 | 24.8325 | 23.7014 | 23.6392
2006-07-01 | 27.3334 | 26.6278 | 26.4306 | 26.4202
2006-08-01 | 27.3334 | 26.6278 | 26.4306 | 26.4202
2006-09-01 | 28.7447 | 28.6825 | 26.3787 | 26.2023
2006-10-01 | 28.7447 | 28.6825 | 26.3787 | 26.2023
2006-11-01 | 28.7447 | 28.6825 | 26.3787 | 26.2023
2006-12-01 | 28.4127 | 28.3296 | 27.7278 | 27.5929
2007-01-01 | 28.4127 | 28.3296 | 27.7278 | 27.5929
2007-02-01 | 28.4127 | 28.3296 | 27.7278 | 27.5929
2007-03-01 | 28.4127 | 28.3296 | 27.7278 | 27.5929
2007-04-01 | 25.8287 | 24.9674 | 23.8052 | 23.7118
2007-05-01 | 25.8287 | 24.9674 | 23.8052 | 23.7118
2007-06-01 | 25.8287 | 24.9674 | 23.8052 | 23.7118
2007-07-01 | 27.3646 | 26.7938 | 26.5863 | 26.5551
2007-08-01 | 27.3646 | 26.7938 | 26.5863 | 26.5551
2007-09-01 | 28.9626 | 28.8277 | 26.4617 | 26.2853
2007-10-01 | 28.9626 | 28.8277 | 26.4617 | 26.2853
2007-11-01 | 28.9626 | 28.8277 | 26.4617 | 26.2853
2007-12-01 | 28.6202 | 28.4749 | 27.8315 | 27.707
2008-01-01 | 28.6202 | 28.4749 | 27.8315 | 27.707
2008-02-01 | 28.6202 | 28.4749 | 27.8315 | 27.707
2008-03-01 | 28.6202 | 28.4749 | 27.8315 | 27.707
2008-04-01 | 25.9844 | 25.0505 | 23.8571 | 23.7637
2008-05-01 | 25.9844 | 25.0505 | 23.8571 | 23.7637
2008-06-01 | 25.9844 | 25.0505 | 23.8571 | 23.7637
2008-07-01 | 27.5514 | 26.9183 | 26.6797 | 26.6485
2008-08-01 | 27.5514 | 26.9183 | 26.6797 | 26.6485
2008-09-01 | 30.2494 | 30.1145 | 27.4787 | 27.2608
2008-10-01 | 30.2494 | 30.1145 | 27.4787 | 27.2608
2008-11-01 | 30.2494 | 30.1145 | 27.4787 | 27.2608
2008-12-01 | 29.8758 | 29.7409 | 28.9419 | 28.7759
2009-01-01 | 29.8758 | 29.7409 | 28.9419 | 28.7759
2009-02-01 | 29.8758 | 29.7409 | 28.9419 | 28.7759
2009-03-01 | 29.8758 | 29.7409 | 28.9419 | 28.7759
2009-04-01 | 27.0532 | 26.057 | 24.6873 | 24.5731
2009-05-01 | 27.0532 | 26.057 | 24.6873 | 24.5731
2009-06-01 | 27.0532 | 26.057 | 24.6873 | 24.5731
2009-07-01 | 28.7343 | 28.0598 | 27.707 | 27.6551
2009-08-01 | 28.7343 | 28.0598 | 27.707 | 27.6551
2009-09-01 | 29.8551 | 29.8032 | 27.1259 | 26.9183
2009-10-01 | 29.8551 | 29.8032 | 27.1259 | 26.9183
2009-11-01 | 29.8551 | 29.8032 | 27.1259 | 26.9183
2009-12-01 | 29.4919 | 29.4296 | 28.5683 | 28.4127
2010-01-01 | 29.4919 | 29.4296 | 28.5683 | 28.4127
2010-02-01 | 29.4919 | 29.4296 | 28.5683 | 28.4127
2010-03-01 | 29.4919 | 29.4296 | 28.5683 | 28.4127
2010-04-01 | 26.69 | 25.7769 | 24.3552 | 24.2514
2010-05-01 | 26.69 | 25.7769 | 24.3552 | 24.2514
2010-06-01 | 26.69 | 25.7769 | 24.3552 | 24.2514
2010-07-01 | 28.3608 | 27.7693 | 27.3438 | 27.2919
2010-08-01 | 28.3608 | 27.7693 | 27.3438 | 27.2919
2010-09-01 | 30.1664 | 30.1664 | 27.4164 | 27.2089
2010-10-01 | 30.1664 | 30.1664 | 27.4164 | 27.2089
2010-11-01 | 30.1664 | 30.1664 | 27.4164 | 27.2089
2010-12-01 | 29.7928 | 29.7824 | 28.9004 | 28.7447
2011-01-01 | 29.7928 | 29.7824 | 28.9004 | 28.7447
2011-02-01 | 29.7928 | 29.7824 | 28.9004 | 28.7447
2011-03-01 | 29.7928 | 29.7824 | 28.9004 | 28.7447
2011-04-01 | 26.9391 | 26.0259 | 24.5835 | 24.4693
2011-05-01 | 26.9391 | 26.0259 | 24.5835 | 24.4693
2011-06-01 | 26.9391 | 26.0259 | 24.5835 | 24.4693
2011-07-01 | 28.6306 | 28.0702 | 27.6447 | 27.5929
2011-08-01 | 28.6306 | 28.0702 | 27.6447 | 27.5929
2011-09-01 | 30.7579 | 30.8409 | 27.9872 | 27.7485
2011-10-01 | 30.7579 | 30.8409 | 27.9872 | 27.7485
2011-11-01 | 30.7579 | 30.8409 | 27.9872 | 27.7485
2011-12-01 | 30.3636 | 30.4466 | 29.5334 | 29.3466
2012-01-01 | 30.3636 | 30.4466 | 29.5334 | 29.3466
2012-02-01 | 30.3636 | 30.4466 | 29.5334 | 29.3466
2012-03-01 | 30.3636 | 30.4466 | 29.5334 | 29.3466
2012-04-01 | 27.4061 | 26.5448 | 25.0401 | 24.9052
2012-05-01 | 27.4061 | 26.5448 | 25.0401 | 24.9052
2012-06-01 | 27.4061 | 26.5448 | 25.0401 | 24.9052
2012-07-01 | 29.1598 | 28.6617 | 28.2259 | 28.1532
2012-08-01 | 29.1598 | 28.6617 | 28.2259 | 28.1532
2012-09-01 | 30.7579 | 30.9032 | 28.1428 | 27.9146
2012-10-01 | 30.7579 | 30.9032 | 28.1428 | 27.9146
2012-11-01 | 30.7579 | 30.9032 | 28.1428 | 27.9146
2012-12-01 | 30.3636 | 30.4985 | 29.7202 | 29.5334
2013-01-01 | 30.3636 | 30.4985 | 29.7202 | 29.5334
2013-02-01 | 30.3636 | 30.4985 | 29.7202 | 29.5334
2013-03-01 | 30.3636 | 30.4985 | 29.7202 | 29.5334
2013-04-01 | 27.3749 | 26.5551 | 25.1439 | 25.0193
2013-05-01 | 27.3749 | 26.5551 | 25.1439 | 25.0193
2013-06-01 | 27.3749 | 26.5551 | 25.1439 | 25.0193
2013-07-01 | 29.1494 | 28.7032 | 28.3919 | 28.3296
2013-08-01 | 29.1494 | 28.7032 | 28.3919 | 28.3296
2013-09-01 | 31.5673 | 31.6815 | 28.5579 | 28.3089
2013-10-01 | 31.5673 | 31.6815 | 28.5579 | 28.3089
2013-11-01 | 31.5673 | 31.6815 | 28.5579 | 28.3089
2013-12-01 | 31.1626 | 31.256 | 30.1871 | 29.9796
2014-01-01 | 31.1626 | 31.256 | 30.1871 | 29.9796
2014-02-01 | 31.1626 | 31.256 | 30.1871 | 29.9796
2014-03-01 | 31.1626 | 31.256 | 30.1871 | 29.9796
2014-04-01 | 28.0391 | 27.1466 | 25.4759 | 25.3306
2014-05-01 | 28.0391 | 27.1466 | 25.4759 | 25.3306
2014-06-01 | 28.0391 | 27.1466 | 25.4759 | 25.3306
2014-07-01 | 29.8966 | 29.3881 | 28.8174 | 28.7343
2014-08-01 | 29.8966 | 29.3881 | 28.8174 | 28.7343
2014-09-01 | 31.2664 | 31.3183 | 28.2881 | 28.0183
2014-10-01 | 31.2664 | 31.3183 | 28.2881 | 28.0183
2014-11-01 | 31.2664 | 31.3183 | 28.2881 | 28.0183
2014-12-01 | 30.8617 | 30.9032 | 29.8966 | 29.6787
2015-01-01 | 30.8617 | 30.9032 | 29.8966 | 29.6787
2015-02-01 | 30.8617 | 30.9032 | 29.8966 | 29.6787
2015-03-01 | 30.8617 | 30.9032 | 29.8966 | 29.6787
2015-04-01 | 27.7589 | 26.825 | 25.2165 | 25.0608
2015-05-01 | 27.7589 | 26.825 | 25.2165 | 25.0608
2015-06-01 | 27.7589 | 26.825 | 25.2165 | 25.0608
2015-07-01 | 29.606 | 29.0457 | 28.5372 | 28.4438
2015-08-01 | 29.606 | 29.0457 | 28.5372 | 28.4438
2015-09-01 | 32.1899 | 32.2833 | 29.0872 | 28.8277
2015-10-01 | 32.1899 | 32.2833 | 29.0872 | 28.8277
2015-11-01 | 32.1899 | 32.2833 | 29.0872 | 28.8277
2015-12-01 | 31.7645 | 31.8475 | 30.7683 | 30.5711
2016-01-01 | 31.7645 | 31.8475 | 30.7683 | 30.5711
2016-02-01 | 31.7645 | 31.8475 | 30.7683 | 30.5711
2016-03-01 | 31.7645 | 31.8475 | 30.7683 | 30.5711
2016-04-01 | 28.5164 | 27.5721 | 25.8703 | 25.725
2016-05-01 | 28.5164 | 27.5721 | 25.8703 | 25.725
2016-06-01 | 28.5164 | 27.5721 | 25.8703 | 25.725
2016-07-01 | 30.4466 | 29.8966 | 29.3466 | 29.274
2016-08-01 | 30.4466 | 29.8966 | 29.3466 | 29.274
Note on A5: Pete Swartz: The "Period" header is required and has to be in column 1. A date format is required. Data has to start in the first 100 rows. Data has to start before the Program start date. The last year of data is extended to cover the program life if necessary, so make sure the data ends in a with a full calendar year's worth of entries.
Note on A3: Pete Swartz: Code searches for string "Embedded Inflation" in column A, so don't change the text. The inflation value is has to be entered in column C of the corresponding row.

## MidC 5_00 Forecast
Mid-Columbia Whole Price Forecast 05/4/00
Base Year $ |  | 1997
Embedded Inflation |  | 2.5%
| Electricity $/MWh |  |  |  | Natural Gas $/MMBtu
Period | Seg 1 | Seg 2 | Seg 3 | Seg 4 | Seg 1 | Seg 2 | Seg 3 | Seg 4
1998-01-01 | 22.7407 | 19.1708 | 12.3642 | 11.2486 | 2 | 2 | 2 | 2
1998-02-01 | 21.3754 | 18.2855 | 12.2612 | 11.7732 | 2 | 2 | 2 | 2
1998-03-01 | 24.2459 | 19.0368 | 12.8847 | 12.8389 | 2 | 2 | 2 | 2
1998-04-01 | 16.4846 | 13.4339 | 9.9664 | 9.61 | 2 | 2 | 2 | 2
1998-05-01 | 17.3787 | 10.8191 | 7.3947 | 6.2456 | 2 | 2 | 2 | 2
1998-06-01 | 19.0962 | 11.8065 | 8.8353 | 6.8647 | 2 | 2 | 2 | 2
1998-07-01 | 36.4205 | 18.5659 | 13.1409 | 11.3733 | 2 | 2 | 2 | 2
1998-08-01 | 47.6558 | 25.5589 | 15.1198 | 14.3018 | 2 | 2 | 2 | 2
1998-09-01 | 34.2702 | 21.1203 | 13.9477 | 13.4218 | 2 | 2 | 2 | 2
1998-10-01 | 23.2716 | 19.8103 | 14.059 | 13.1713 | 2 | 2 | 2 | 2
1998-11-01 | 26.6019 | 22.9453 | 15.1527 | 13.6739 | 2 | 2 | 2 | 2
1998-12-01 | 26.901 | 22.4032 | 14.3518 | 13.1159 | 2 | 2 | 2 | 2
1999-01-01 | 29.6603 | 23.0565 | 12.764 | 12.2149 | 2.05 | 2.05 | 2.05 | 2.05
1999-02-01 | 25.8919 | 20.7827 | 12.8712 | 11.7397 | 2.05 | 2.05 | 2.05 | 2.05
1999-03-01 | 30.3455 | 22.2776 | 13.3405 | 11.8311 | 2.05 | 2.05 | 2.05 | 2.05
1999-04-01 | 22.2361 | 17.505 | 11.6229 | 10.1665 | 2.05 | 2.05 | 2.05 | 2.05
1999-05-01 | 21.565 | 13.375 | 8.5497 | 6.7573 | 2.05 | 2.05 | 2.05 | 2.05
1999-06-01 | 25.4945 | 14.3478 | 9.31 | 7.2203 | 2.05 | 2.05 | 2.05 | 2.05
1999-07-01 | 42.7869 | 24.0569 | 15.5171 | 14.3892 | 2.05 | 2.05 | 2.05 | 2.05
1999-08-01 | 51.3394 | 31.4 | 18.8345 | 16.5417 | 2.05 | 2.05 | 2.05 | 2.05
1999-09-01 | 41.5258 | 26.9689 | 16.2522 | 15.5775 | 2.05 | 2.05 | 2.05 | 2.05
1999-10-01 | 30.7185 | 24.7492 | 16.1863 | 14.7949 | 2.05 | 2.05 | 2.05 | 2.05
1999-11-01 | 33.5666 | 27.9023 | 17.6007 | 16.1431 | 2.05 | 2.05 | 2.05 | 2.05
1999-12-01 | 34.5398 | 27.6068 | 16.361 | 14.5777 | 2.05 | 2.05 | 2.05 | 2.05
2000-01-01 | 31.7657 | 25.7539 | 13.6242 | 12.9708 | 2.1012 | 2.1012 | 2.1012 | 2.1012
2000-02-01 | 28.236 | 22.5661 | 13.1514 | 12.4244 | 2.1012 | 2.1012 | 2.1012 | 2.1012
2000-03-01 | 31.5142 | 24.3825 | 14.2388 | 12.9937 | 2.1012 | 2.1012 | 2.1012 | 2.1012
2000-04-01 | 25.1169 | 18.4677 | 12.3099 | 10.5182 | 2.1012 | 2.1012 | 2.1012 | 2.1012
2000-05-01 | 23.8447 | 14.3661 | 8.8035 | 6.5201 | 2.1012 | 2.1012 | 2.1012 | 2.1012
2000-06-01 | 27.1165 | 16.4924 | 9.9873 | 9.6466 | 2.1012 | 2.1012 | 2.1012 | 2.1012
2000-07-01 | 47.3347 | 26.2395 | 15.6353 | 14.0144 | 2.1012 | 2.1012 | 2.1012 | 2.1012
2000-08-01 | 58.4011 | 33.062 | 18.7903 | 16.2611 | 2.1012 | 2.1012 | 2.1012 | 2.1012
2000-09-01 | 44.2298 | 28.3538 | 16.3563 | 15.1832 | 2.1012 | 2.1012 | 2.1012 | 2.1012
2000-10-01 | 31.7501 | 25.6845 | 16.1568 | 14.9008 | 2.1012 | 2.1012 | 2.1012 | 2.1012
2000-11-01 | 35.3782 | 29.3025 | 17.6911 | 16.643 | 2.1012 | 2.1012 | 2.1012 | 2.1012
2000-12-01 | 35.2594 | 29.4712 | 17.0726 | 16.3281 | 2.1012 | 2.1012 | 2.1012 | 2.1012
2001-01-01 | 33.3226 | 26.581 | 14.63 | 13.5799 | 2.1538 | 2.1538 | 2.1538 | 2.1538
2001-02-01 | 30.2677 | 23.735 | 13.7016 | 12.8861 | 2.1538 | 2.1538 | 2.1538 | 2.1538
2001-03-01 | 30.8304 | 25.2521 | 14.5842 | 13.4408 | 2.1538 | 2.1538 | 2.1538 | 2.1538
2001-04-01 | 25.1681 | 18.563 | 12.745 | 11.6098 | 2.1538 | 2.1538 | 2.1538 | 2.1538
2001-05-01 | 22.9876 | 14.4974 | 9.0563 | 7.1675 | 2.1538 | 2.1538 | 2.1538 | 2.1538
2001-06-01 | 28.3989 | 16.814 | 10.281 | 9.8434 | 2.1538 | 2.1538 | 2.1538 | 2.1538
2001-07-01 | 47.2982 | 25.7311 | 15.7355 | 13.6422 | 2.1538 | 2.1538 | 2.1538 | 2.1538
2001-08-01 | 60.4625 | 33.0675 | 19.2021 | 16.7924 | 2.1538 | 2.1538 | 2.1538 | 2.1538
2001-09-01 | 44.6638 | 28.1305 | 16.7196 | 15.2647 | 2.1538 | 2.1538 | 2.1538 | 2.1538
2001-10-01 | 31.8203 | 25.2248 | 16.3931 | 15.2817 | 2.1538 | 2.1538 | 2.1538 | 2.1538
2001-11-01 | 34.6278 | 29.0189 | 18.0515 | 15.6369 | 2.1538 | 2.1538 | 2.1538 | 2.1538
2001-12-01 | 36.1429 | 29.2904 | 16.9937 | 14.5525 | 2.1538 | 2.1538 | 2.1538 | 2.1538
2002-01-01 | 33.396 | 25.874 | 14.248 | 13.3835 | 2.2076 | 2.2076 | 2.2076 | 2.2076
2002-02-01 | 30.1808 | 24.166 | 13.8881 | 13.6102 | 2.2076 | 2.2076 | 2.2076 | 2.2076
2002-03-01 | 33.1228 | 26.4891 | 15.2226 | 14.3694 | 2.2076 | 2.2076 | 2.2076 | 2.2076
2002-04-01 | 23.1673 | 18.2263 | 13.0148 | 12.1172 | 2.2076 | 2.2076 | 2.2076 | 2.2076
2002-05-01 | 24.6204 | 15.7407 | 9.9179 | 7.6645 | 2.2076 | 2.2076 | 2.2076 | 2.2076
2002-06-01 | 29.0561 | 18.1664 | 10.3532 | 10.0985 | 2.2076 | 2.2076 | 2.2076 | 2.2076
2002-07-01 | 49.7734 | 29.1836 | 16.5889 | 15.1017 | 2.2076 | 2.2076 | 2.2076 | 2.2076
2002-08-01 | 79.9039 | 37.2565 | 22.0109 | 19.6032 | 2.2076 | 2.2076 | 2.2076 | 2.2076
2002-09-01 | 48.9809 | 31.1836 | 17.9122 | 17.3852 | 2.2076 | 2.2076 | 2.2076 | 2.2076
2002-10-01 | 35.1205 | 27.4205 | 17.4182 | 15.9232 | 2.2076 | 2.2076 | 2.2076 | 2.2076
2002-11-01 | 38.681 | 31.1206 | 19.6711 | 16.9977 | 2.2076 | 2.2076 | 2.2076 | 2.2076
2002-12-01 | 39.4877 | 32.0202 | 18.1484 | 15.8395 | 2.2076 | 2.2076 | 2.2076 | 2.2076
2003-01-01 | 35.5774 | 28.0319 | 15.6501 | 13.1481 | 2.2628 | 2.2628 | 2.2628 | 2.2628
2003-02-01 | 32.8759 | 26.0883 | 14.2979 | 13.4018 | 2.2628 | 2.2628 | 2.2628 | 2.2628
2003-03-01 | 34.6844 | 26.8084 | 15.2 | 14.0475 | 2.2628 | 2.2628 | 2.2628 | 2.2628
2003-04-01 | 25.6623 | 19.7814 | 13.4902 | 12.8723 | 2.2628 | 2.2628 | 2.2628 | 2.2628
2003-05-01 | 26.7652 | 16.2183 | 9.9561 | 8.9946 | 2.2628 | 2.2628 | 2.2628 | 2.2628
2003-06-01 | 31.7468 | 19.6272 | 10.6797 | 11.1938 | 2.2628 | 2.2628 | 2.2628 | 2.2628
2003-07-01 | 52.9065 | 31.6359 | 18.2588 | 15.951 | 2.2628 | 2.2628 | 2.2628 | 2.2628
2003-08-01 | 86.0249 | 37.9 | 22.6624 | 18.8092 | 2.2628 | 2.2628 | 2.2628 | 2.2628
2003-09-01 | 52.7792 | 33.8286 | 19.8493 | 17.7138 | 2.2628 | 2.2628 | 2.2628 | 2.2628
2003-10-01 | 39.1166 | 30.1563 | 19.0172 | 17.158 | 2.2628 | 2.2628 | 2.2628 | 2.2628
2003-11-01 | 43.823 | 34.4339 | 21.0118 | 17.3873 | 2.2628 | 2.2628 | 2.2628 | 2.2628
2003-12-01 | 41.9063 | 35.6887 | 19.678 | 17.8063 | 2.2628 | 2.2628 | 2.2628 | 2.2628
2004-01-01 | 38.6845 | 30.86 | 16.9519 | 15.5569 | 2.3194 | 2.3194 | 2.3194 | 2.3194
2004-02-01 | 35.599 | 28.0641 | 15.717 | 14.7311 | 2.3194 | 2.3194 | 2.3194 | 2.3194
2004-03-01 | 37.8944 | 29.0523 | 16.8483 | 14.7578 | 2.3194 | 2.3194 | 2.3194 | 2.3194
2004-04-01 | 28.432 | 20.5128 | 13.4746 | 13.3842 | 2.3194 | 2.3194 | 2.3194 | 2.3194
2004-05-01 | 26.9208 | 16.6277 | 9.5 | 7.8161 | 2.3194 | 2.3194 | 2.3194 | 2.3194
2004-06-01 | 36.849 | 20.6077 | 12.1703 | 10.4173 | 2.3194 | 2.3194 | 2.3194 | 2.3194
2004-07-01 | 70.2229 | 34.6633 | 20.2797 | 17.5327 | 2.3194 | 2.3194 | 2.3194 | 2.3194
2004-08-01 | 98.7995 | 44.2211 | 24.6826 | 21.244 | 2.3194 | 2.3194 | 2.3194 | 2.3194
2004-09-01 | 60.5543 | 37.8647 | 20.6325 | 19.7468 | 2.3194 | 2.3194 | 2.3194 | 2.3194
2004-10-01 | 45.3083 | 32.5106 | 20.3912 | 18.799 | 2.3194 | 2.3194 | 2.3194 | 2.3194
2004-11-01 | 47.7888 | 37.8245 | 22.258 | 21.9418 | 2.3194 | 2.3194 | 2.3194 | 2.3194
2004-12-01 | 45.9679 | 38.3283 | 22.2089 | 19.3784 | 2.3194 | 2.3194 | 2.3194 | 2.3194
2005-01-01 | 39.7312 | 32.7459 | 17.3407 | 16.0778 | 2.3774 | 2.3774 | 2.3774 | 2.3774
2005-02-01 | 37.3057 | 29.0786 | 16.3514 | 15.0751 | 2.3774 | 2.3774 | 2.3774 | 2.3774
2005-03-01 | 39.6001 | 31.2321 | 17.5641 | 15.9238 | 2.3774 | 2.3774 | 2.3774 | 2.3774
2005-04-01 | 28.9678 | 21.3514 | 14.3009 | 13.5085 | 2.3774 | 2.3774 | 2.3774 | 2.3774
2005-05-01 | 27.6212 | 18.2402 | 10.8581 | 8.8313 | 2.3774 | 2.3774 | 2.3774 | 2.3774
2005-06-01 | 38.7893 | 22.3686 | 12.9629 | 11.7323 | 2.3774 | 2.3774 | 2.3774 | 2.3774
2005-07-01 | 79.0909 | 37.9129 | 21.7595 | 18.293 | 2.3774 | 2.3774 | 2.3774 | 2.3774
2005-08-01 | 108.2487 | 49.5886 | 26.1604 | 21.8522 | 2.3774 | 2.3774 | 2.3774 | 2.3774
2005-09-01 | 60.7164 | 40.451 | 21.8229 | 20.4093 | 2.3774 | 2.3774 | 2.3774 | 2.3774
2005-10-01 | 48.8606 | 34.5692 | 21.5437 | 19.7286 | 2.3774 | 2.3774 | 2.3774 | 2.3774
2005-11-01 | 51.0632 | 39.9041 | 22.976 | 22.3043 | 2.3774 | 2.3774 | 2.3774 | 2.3774
2005-12-01 | 48.7991 | 41.4123 | 23.3332 | 20.0751 | 2.3774 | 2.3774 | 2.3774 | 2.3774
2006-01-01 | 40.5606 | 34.2913 | 17.6556 | 16.1069 | 2.4368 | 2.4368 | 2.4368 | 2.4368
2006-02-01 | 36.1544 | 29.4049 | 16.3806 | 14.8821 | 2.4368 | 2.4368 | 2.4368 | 2.4368
2006-03-01 | 38.8836 | 31.8509 | 17.8059 | 16.1429 | 2.4368 | 2.4368 | 2.4368 | 2.4368
2006-04-01 | 31.1727 | 22.3256 | 14.3735 | 13.6384 | 2.4368 | 2.4368 | 2.4368 | 2.4368
2006-05-01 | 28.6618 | 17.3929 | 9.9048 | 7.5878 | 2.4368 | 2.4368 | 2.4368 | 2.4368
2006-06-01 | 39.1029 | 23.3573 | 12.3204 | 11.8443 | 2.4368 | 2.4368 | 2.4368 | 2.4368
2006-07-01 | 83.9497 | 38.8731 | 21.9116 | 18.3811 | 2.4368 | 2.4368 | 2.4368 | 2.4368
2006-08-01 | 109.958 | 51.0157 | 26.5264 | 22.2559 | 2.4368 | 2.4368 | 2.4368 | 2.4368
2006-09-01 | 63.1743 | 40.7199 | 21.8897 | 20.4637 | 2.4368 | 2.4368 | 2.4368 | 2.4368
2006-10-01 | 48.7062 | 34.7457 | 21.0532 | 19.8049 | 2.4368 | 2.4368 | 2.4368 | 2.4368
2006-11-01 | 52.8188 | 40.75 | 23.2493 | 22.0098 | 2.4368 | 2.4368 | 2.4368 | 2.4368
2006-12-01 | 49.7779 | 41.2184 | 23.6906 | 20.3498 | 2.4368 | 2.4368 | 2.4368 | 2.4368
2007-01-01 | 41.0535 | 33.6653 | 16.6928 | 16.2164 | 2.4977 | 2.4977 | 2.4977 | 2.4977
2007-02-01 | 36.909 | 29.6251 | 16.4666 | 14.8609 | 2.4977 | 2.4977 | 2.4977 | 2.4977
2007-03-01 | 38.8728 | 32.0362 | 18.0178 | 16.5586 | 2.4977 | 2.4977 | 2.4977 | 2.4977
2007-04-01 | 30.1674 | 22.4175 | 14.8159 | 13.4052 | 2.4977 | 2.4977 | 2.4977 | 2.4977
2007-05-01 | 29.3224 | 19.2527 | 10.0695 | 10.1 | 2.4977 | 2.4977 | 2.4977 | 2.4977
2007-06-01 | 37.5319 | 23.4103 | 12.9247 | 12.0815 | 2.4977 | 2.4977 | 2.4977 | 2.4977
2007-07-01 | 80.7634 | 39.2528 | 22.7163 | 19.0093 | 2.4977 | 2.4977 | 2.4977 | 2.4977
2007-08-01 | 111.7005 | 51.175 | 27.0486 | 22.8493 | 2.4977 | 2.4977 | 2.4977 | 2.4977
2007-09-01 | 67.1759 | 41.1886 | 22.6628 | 20.7598 | 2.4977 | 2.4977 | 2.4977 | 2.4977
2007-10-01 | 49.4177 | 35.776 | 21.173 | 18.8684 | 2.4977 | 2.4977 | 2.4977 | 2.4977
2007-11-01 | 53.7554 | 40.7296 | 23.8482 | 21.9181 | 2.4977 | 2.4977 | 2.4977 | 2.4977
2007-12-01 | 48.9562 | 39.6743 | 23.7466 | 19.725 | 2.4977 | 2.4977 | 2.4977 | 2.4977
2008-01-01 | 42.3285 | 34.3498 | 18.1764 | 16.4736 | 2.5602 | 2.5602 | 2.5602 | 2.5602
2008-02-01 | 37.0979 | 30.1038 | 16.9175 | 15.2658 | 2.5602 | 2.5602 | 2.5602 | 2.5602
2008-03-01 | 40.9781 | 32.7718 | 18.9412 | 17.2787 | 2.5602 | 2.5602 | 2.5602 | 2.5602
2008-04-01 | 30.318 | 23.084 | 15.2407 | 14.0164 | 2.5602 | 2.5602 | 2.5602 | 2.5602
2008-05-01 | 29.845 | 19.0327 | 10.1753 | 8.5566 | 2.5602 | 2.5602 | 2.5602 | 2.5602
2008-06-01 | 42.5794 | 25.2123 | 13.1375 | 11.7794 | 2.5602 | 2.5602 | 2.5602 | 2.5602
2008-07-01 | 76.3132 | 41.055 | 23.3116 | 19.3567 | 2.5602 | 2.5602 | 2.5602 | 2.5602
2008-08-01 | 116.1312 | 56.1237 | 28.5917 | 24.3404 | 2.5602 | 2.5602 | 2.5602 | 2.5602
2008-09-01 | 69.7589 | 42.1555 | 24.2599 | 20.684 | 2.5602 | 2.5602 | 2.5602 | 2.5602
2008-10-01 | 52.7279 | 36.5481 | 22.0979 | 19.9715 | 2.5602 | 2.5602 | 2.5602 | 2.5602
2008-11-01 | 54.796 | 42.8529 | 24.8245 | 22.6046 | 2.5602 | 2.5602 | 2.5602 | 2.5602
2008-12-01 | 49.5123 | 41.5575 | 24.3735 | 21.289 | 2.5602 | 2.5602 | 2.5602 | 2.5602
2009-01-01 | 44.0276 | 34.4516 | 18.2091 | 17.1383 | 2.6242 | 2.6242 | 2.6242 | 2.6242
2009-02-01 | 37.6514 | 30.8488 | 17.0415 | 15.3921 | 2.6242 | 2.6242 | 2.6242 | 2.6242
2009-03-01 | 41.4123 | 33.506 | 19.1813 | 17.7365 | 2.6242 | 2.6242 | 2.6242 | 2.6242
2009-04-01 | 31.1972 | 24.1384 | 15.8671 | 13.1206 | 2.6242 | 2.6242 | 2.6242 | 2.6242
2009-05-01 | 32.8679 | 20.805 | 11.4081 | 10.8806 | 2.6242 | 2.6242 | 2.6242 | 2.6242
2009-06-01 | 42.1478 | 24.5434 | 13.2252 | 12.0208 | 2.6242 | 2.6242 | 2.6242 | 2.6242
2009-07-01 | 73.1506 | 42.7438 | 24.9466 | 19.7438 | 2.6242 | 2.6242 | 2.6242 | 2.6242
2009-08-01 | 131.1067 | 57.953 | 29.6647 | 25.5703 | 2.6242 | 2.6242 | 2.6242 | 2.6242
2009-09-01 | 78.1239 | 43.6054 | 24.2051 | 21.4912 | 2.6242 | 2.6242 | 2.6242 | 2.6242
2009-10-01 | 53.063 | 37.5044 | 22.6866 | 20.4964 | 2.6242 | 2.6242 | 2.6242 | 2.6242
2009-11-01 | 56.9357 | 43.5567 | 25.4294 | 21.9462 | 2.6242 | 2.6242 | 2.6242 | 2.6242
2009-12-01 | 51.3633 | 43.7669 | 24.5374 | 21.6037 | 2.6242 | 2.6242 | 2.6242 | 2.6242
2010-01-01 | 45.5733 | 35.9524 | 18.3382 | 17.621 | 2.6898 | 2.6898 | 2.6898 | 2.6898
2010-02-01 | 40.1101 | 31.4694 | 17.4504 | 15.3574 | 2.6898 | 2.6898 | 2.6898 | 2.6898
2010-03-01 | 44.6739 | 34.7443 | 20.1134 | 18.1103 | 2.6898 | 2.6898 | 2.6898 | 2.6898
2010-04-01 | 31.5279 | 24.6248 | 15.9916 | 13.3075 | 2.6898 | 2.6898 | 2.6898 | 2.6898
2010-05-01 | 33.0367 | 21.3524 | 11.4569 | 11.2517 | 2.6898 | 2.6898 | 2.6898 | 2.6898
2010-06-01 | 41.2482 | 25.0951 | 14.0399 | 12.203 | 2.6898 | 2.6898 | 2.6898 | 2.6898
2010-07-01 | 76.8675 | 43.8409 | 26.2179 | 20.0296 | 2.6898 | 2.6898 | 2.6898 | 2.6898
2010-08-01 | 127.6483 | 60.5977 | 31.1445 | 26.0415 | 2.6898 | 2.6898 | 2.6898 | 2.6898
2010-09-01 | 82.3562 | 45.0567 | 24.9546 | 22.1995 | 2.6898 | 2.6898 | 2.6898 | 2.6898
2010-10-01 | 56.1193 | 39.0953 | 23.2053 | 21.0416 | 2.6898 | 2.6898 | 2.6898 | 2.6898
2010-11-01 | 57.5471 | 44.7414 | 25.3329 | 23.4869 | 2.6898 | 2.6898 | 2.6898 | 2.6898
2010-12-01 | 51.6219 | 44.1079 | 25.4141 | 22.0303 | 2.6898 | 2.6898 | 2.6898 | 2.6898
2011-01-01 | 46.6151 | 36.6808 | 19.121 | 17.6776 | 2.757 | 2.757 | 2.757 | 2.757
2011-02-01 | 41.3108 | 31.6868 | 17.813 | 16.5353 | 2.757 | 2.757 | 2.757 | 2.757
2011-03-01 | 45.0114 | 35.0442 | 20.3648 | 18.2171 | 2.757 | 2.757 | 2.757 | 2.757
2011-04-01 | 33.1968 | 25.2814 | 15.2774 | 13.9216 | 2.757 | 2.757 | 2.757 | 2.757
2011-05-01 | 31.3481 | 21.3662 | 11.876 | 9.346 | 2.757 | 2.757 | 2.757 | 2.757
2011-06-01 | 38.5188 | 26.6933 | 13.9957 | 12.5465 | 2.757 | 2.757 | 2.757 | 2.757
2011-07-01 | 69.3083 | 44.9496 | 27.0137 | 20.3574 | 2.757 | 2.757 | 2.757 | 2.757
2011-08-01 | 129.5382 | 61.8559 | 31.9468 | 25.6922 | 2.757 | 2.757 | 2.757 | 2.757
2011-09-01 | 76.3398 | 46.2741 | 25.0775 | 22.6942 | 2.757 | 2.757 | 2.757 | 2.757
2011-10-01 | 56.4776 | 39.711 | 23.7482 | 21.7125 | 2.757 | 2.757 | 2.757 | 2.757
2011-11-01 | 58.622 | 44.8293 | 26.0481 | 23.7228 | 2.757 | 2.757 | 2.757 | 2.757
2011-12-01 | 53.9427 | 44.6323 | 26.4805 | 22.2662 | 2.757 | 2.757 | 2.757 | 2.757
2012-01-01 | 48.323 | 39.2059 | 20.0784 | 19.1475 | 2.8259 | 2.8259 | 2.8259 | 2.8259
2012-02-01 | 42.3531 | 34.0577 | 18.3239 | 15.1487 | 2.8259 | 2.8259 | 2.8259 | 2.8259
2012-03-01 | 46.9959 | 36.4464 | 21.0694 | 18.81 | 2.8259 | 2.8259 | 2.8259 | 2.8259
2012-04-01 | 35.3426 | 26.3706 | 15.4774 | 15.4205 | 2.8259 | 2.8259 | 2.8259 | 2.8259
2012-05-01 | 34.5581 | 21.2989 | 11.2403 | 8.8929 | 2.8259 | 2.8259 | 2.8259 | 2.8259
2012-06-01 | 43.3378 | 26.6658 | 14.744 | 12.6518 | 2.8259 | 2.8259 | 2.8259 | 2.8259
2012-07-01 | 71.5325 | 44.848 | 28.3098 | 21.0486 | 2.8259 | 2.8259 | 2.8259 | 2.8259
2012-08-01 | 143.5995 | 62.3908 | 32.3033 | 27.4156 | 2.8259 | 2.8259 | 2.8259 | 2.8259
2012-09-01 | 69.3547 | 46.1426 | 25.9332 | 23.3211 | 2.8259 | 2.8259 | 2.8259 | 2.8259
2012-10-01 | 57.1165 | 40.7767 | 24.5952 | 21.7975 | 2.8259 | 2.8259 | 2.8259 | 2.8259
2012-11-01 | 59.2629 | 46.1865 | 26.0862 | 23.9548 | 2.8259 | 2.8259 | 2.8259 | 2.8259
2012-12-01 | 56.5047 | 45.8848 | 27.007 | 23.3125 | 2.8259 | 2.8259 | 2.8259 | 2.8259
2013-01-01 | 50.6898 | 40.8563 | 20.7092 | 18.7921 | 2.8966 | 2.8966 | 2.8966 | 2.8966
2013-02-01 | 44.7304 | 35.7843 | 18.6622 | 17.654 | 2.8966 | 2.8966 | 2.8966 | 2.8966
2013-03-01 | 48.4269 | 37.6013 | 20.9888 | 18.9389 | 2.8966 | 2.8966 | 2.8966 | 2.8966
2013-04-01 | 37.6408 | 27.0399 | 16.6467 | 16.1454 | 2.8966 | 2.8966 | 2.8966 | 2.8966
2013-05-01 | 35.6189 | 23.0892 | 12.2341 | 9.612 | 2.8966 | 2.8966 | 2.8966 | 2.8966
2013-06-01 | 42.1501 | 29.1637 | 14.8383 | 12.956 | 2.8966 | 2.8966 | 2.8966 | 2.8966
2013-07-01 | 76.1523 | 45.898 | 28.3735 | 23.4028 | 2.8966 | 2.8966 | 2.8966 | 2.8966
2013-08-01 | 139.6257 | 62.6198 | 32.7624 | 28.0901 | 2.8966 | 2.8966 | 2.8966 | 2.8966
2013-09-01 | 85.9349 | 46.2748 | 26.5584 | 24.8875 | 2.8966 | 2.8966 | 2.8966 | 2.8966
2013-10-01 | 58.3537 | 41.6792 | 24.5733 | 21.8915 | 2.8966 | 2.8966 | 2.8966 | 2.8966
2013-11-01 | 60.2701 | 46.7787 | 27.8494 | 23.9223 | 2.8966 | 2.8966 | 2.8966 | 2.8966
2013-12-01 | 58.2396 | 47.5819 | 27.7835 | 22.2078 | 2.8966 | 2.8966 | 2.8966 | 2.8966
2014-01-01 | 52.2349 | 41.1455 | 20.2901 | 18.9467 | 2.969 | 2.969 | 2.969 | 2.969
2014-02-01 | 45.1538 | 36.0126 | 18.7884 | 17.3471 | 2.969 | 2.969 | 2.969 | 2.969
2014-03-01 | 48.4637 | 38.1942 | 20.6305 | 19.2468 | 2.969 | 2.969 | 2.969 | 2.969
2014-04-01 | 38.8959 | 28.0282 | 16.4852 | 16.695 | 2.969 | 2.969 | 2.969 | 2.969
2014-05-01 | 34.3962 | 22.4078 | 11.7296 | 8.8237 | 2.969 | 2.969 | 2.969 | 2.969
2014-06-01 | 38.1398 | 26.9762 | 15.1068 | 13.069 | 2.969 | 2.969 | 2.969 | 2.969
2014-07-01 | 69.2374 | 47.3154 | 29.256 | 23.5861 | 2.969 | 2.969 | 2.969 | 2.969
2014-08-01 | 126.6462 | 64.3357 | 32.9833 | 29.1714 | 2.969 | 2.969 | 2.969 | 2.969
2014-09-01 | 83.2394 | 47.5221 | 27.4854 | 25.1602 | 2.969 | 2.969 | 2.969 | 2.969
2014-10-01 | 59.0476 | 42.6682 | 25.1387 | 22.0288 | 2.969 | 2.969 | 2.969 | 2.969
2014-11-01 | 60.3272 | 47.0263 | 27.5243 | 23.4906 | 2.969 | 2.969 | 2.969 | 2.969
2014-12-01 | 59.7735 | 49.1829 | 28.3906 | 25.0014 | 2.969 | 2.969 | 2.969 | 2.969
2015-01-01 | 53.5817 | 43.0727 | 22.0688 | 19.8031 | 3.0432 | 3.0432 | 3.0432 | 3.0432
2015-02-01 | 46.8111 | 39.1213 | 19.8749 | 18.0797 | 3.0432 | 3.0432 | 3.0432 | 3.0432
2015-03-01 | 49.9929 | 41.4725 | 21.5476 | 22.4959 | 3.0432 | 3.0432 | 3.0432 | 3.0432
2015-04-01 | 40.3349 | 29.0261 | 17.045 | 16.3658 | 3.0432 | 3.0432 | 3.0432 | 3.0432
2015-05-01 | 34.2185 | 23.4728 | 13.361 | 9.8045 | 3.0432 | 3.0432 | 3.0432 | 3.0432
2015-06-01 | 39.5689 | 26.2559 | 16.2025 | 13.5844 | 3.0432 | 3.0432 | 3.0432 | 3.0432
2015-07-01 | 67.9983 | 47.8603 | 30.7731 | 25.2221 | 3.0432 | 3.0432 | 3.0432 | 3.0432
2015-08-01 | 129.784 | 65.9792 | 34.3687 | 28.8188 | 3.0432 | 3.0432 | 3.0432 | 3.0432
2015-09-01 | 72.96 | 49.6621 | 28.3024 | 25.6407 | 3.0432 | 3.0432 | 3.0432 | 3.0432
2015-10-01 | 60.9482 | 44.015 | 25.7076 | 22.3186 | 3.0432 | 3.0432 | 3.0432 | 3.0432
2015-11-01 | 63.7964 | 48.7778 | 28.6562 | 24.6402 | 3.0432 | 3.0432 | 3.0432 | 3.0432
2015-12-01 | 60.7684 | 50.2261 | 29.5458 | 24.9496 | 3.0432 | 3.0432 | 3.0432 | 3.0432
2016-01-01 | 54.6397 | 43.8528 | 21.3993 | 19.1431 | 3.1193 | 3.1193 | 3.1193 | 3.1193
2016-02-01 | 50.9124 | 39.2386 | 19.522 | 18.9773 | 3.1193 | 3.1193 | 3.1193 | 3.1193
2016-03-01 | 52.0423 | 41.4353 | 22.5674 | 18.8263 | 3.1193 | 3.1193 | 3.1193 | 3.1193
2016-04-01 | 41.9149 | 29.5891 | 16.506 | 16.6781 | 3.1193 | 3.1193 | 3.1193 | 3.1193
2016-05-01 | 34.5688 | 23.4753 | 14.2446 | 13.0011 | 3.1193 | 3.1193 | 3.1193 | 3.1193
2016-06-01 | 35.1479 | 25.4601 | 15.8351 | 14.0197 | 3.1193 | 3.1193 | 3.1193 | 3.1193
2016-07-01 | 68.4537 | 48.5701 | 30.7312 | 25.5317 | 3.1193 | 3.1193 | 3.1193 | 3.1193
2016-08-01 | 123.1309 | 65.8868 | 34.5479 | 28.6291 | 3.1193 | 3.1193 | 3.1193 | 3.1193
2016-09-01 | 73.9928 | 49.986 | 27.8527 | 26.5718 | 3.1193 | 3.1193 | 3.1193 | 3.1193
2016-10-01 | 62.1305 | 44.8745 | 25.4863 | 22.737 | 3.1193 | 3.1193 | 3.1193 | 3.1193
2016-11-01 | 62.6584 | 49.5858 | 27.0833 | 24.6068 | 3.1193 | 3.1193 | 3.1193 | 3.1193
2016-12-01 | 62.9297 | 51.2605 | 28.7115 | 24.5343 | 3.1193 | 3.1193 | 3.1193 | 3.1193
2017-01-01 | 55.6429 | 44.435 | 23.0577 | 20.8046 | 3.1973 | 3.1973 | 3.1973 | 3.1973
2017-02-01 | 50.44 | 39.9693 | 20.1789 | 19.5296 | 3.1973 | 3.1973 | 3.1973 | 3.1973
2017-03-01 | 52.9633 | 41.7257 | 22.8799 | 19.2385 | 3.1973 | 3.1973 | 3.1973 | 3.1973
2017-04-01 | 42.2635 | 29.5221 | 17.6007 | 14.3738 | 3.1973 | 3.1973 | 3.1973 | 3.1973
2017-05-01 | 37.997 | 25.5563 | 13.3857 | 9.344 | 3.1973 | 3.1973 | 3.1973 | 3.1973
2017-06-01 | 40.6487 | 29.5164 | 16.6657 | 14.3121 | 3.1973 | 3.1973 | 3.1973 | 3.1973
2017-07-01 | 73.238 | 50.1758 | 32.3693 | 26.2528 | 3.1973 | 3.1973 | 3.1973 | 3.1973
2017-08-01 | 133.1279 | 67.7476 | 35.8693 | 29.8636 | 3.1973 | 3.1973 | 3.1973 | 3.1973
2017-09-01 | 81.3717 | 51.2041 | 28.5052 | 27.2805 | 3.1973 | 3.1973 | 3.1973 | 3.1973
2017-10-01 | 62.5139 | 45.3899 | 25.0605 | 23.0067 | 3.1973 | 3.1973 | 3.1973 | 3.1973
2017-11-01 | 64.1539 | 50.329 | 28.0955 | 25.4396 | 3.1973 | 3.1973 | 3.1973 | 3.1973
2017-12-01 | 63.9056 | 52.174 | 29.454 | 26.3734 | 3.1973 | 3.1973 | 3.1973 | 3.1973
Note on A3: Pete Swartz: Code searches for string "Embedded Inflation" in column A, so don't change the text. The inflation value is has to be entered in column C of the corresponding row.
Note on A5: Pete Swartz: The "Period" header is required and has to be in column 1. A date format is required. Data has to start in the first 100 rows. Data has to start before the Program start date. The last year of data is extended to cover the program life if necessary, so make sure the data ends in a with a full calendar year's worth of entries.

## 5th Plan Draft 092802
Working Draft Market Price Forecast for 5th Power Plan (092802)
Base Year $ |  | 2000
Embedded Inflation |  | 2.5%
Electricity $/MWh
Period | Seg 1 | Seg 2 | Seg 3 | Seg 4
2000-01-01 | 39.1993 | 39.1993 | 32.8402 | 32.8402
2000-02-01 | 41.5043 | 41.5043 | 39.812 | 39.812
2000-03-01 | 48.7627 | 48.7627 | 42.0175 | 42.0175
2000-04-01 | 43.4359 | 43.4359 | 39.6866 | 39.6866
2000-05-01 | 44.5888 | 44.5888 | 37.546 | 37.546
2000-06-01 | 78.6978 | 78.6978 | 38.292 | 38.292
2000-07-01 | 105.7499 | 105.7499 | 38.6776 | 38.6776
2000-08-01 | 189.1852 | 189.1852 | 39.758 | 39.758
2000-09-01 | 121.0475 | 121.0475 | 39.2463 | 39.2463
2000-10-01 | 43.4628 | 43.4628 | 36.8366 | 36.8366
2000-11-01 | 43.6851 | 43.6851 | 39.3933 | 39.3933
2000-12-01 | 40.2335 | 40.2335 | 36.4473 | 36.4473
2001-01-01 | 51.9723 | 51.9723 | 43.5608 | 43.5608
2001-02-01 | 47.0434 | 47.0434 | 41.9979 | 41.9979
2001-03-01 | 53.638 | 53.638 | 44.0191 | 44.0191
2001-04-01 | 47.5922 | 47.5922 | 41.4101 | 41.4101
2001-05-01 | 69.3922 | 69.3922 | 36.2563 | 36.2563
2001-06-01 | 47.3476 | 47.3476 | 35.5406 | 35.5406
2001-07-01 | 69.6856 | 69.6856 | 34.6079 | 34.6079
2001-08-01 | 125.2779 | 125.2779 | 36.1909 | 36.1909
2001-09-01 | 43.3837 | 43.3837 | 36.9629 | 36.9629
2001-10-01 | 44.8313 | 44.8313 | 39.3943 | 39.3943
2001-11-01 | 47.2916 | 47.2916 | 43.2649 | 43.2649
2001-12-01 | 47.1526 | 47.1526 | 42.7545 | 42.7545
2002-01-01 | 28.8513 | 28.8513 | 25.1606 | 25.1606
2002-02-01 | 29.1464 | 29.1464 | 24.4119 | 24.4119
2002-03-01 | 29.1072 | 29.1072 | 25.8838 | 25.8838
2002-04-01 | 26.9929 | 26.9929 | 24.1211 | 24.1211
2002-05-01 | 25.5902 | 25.5902 | 21.6593 | 21.6593
2002-06-01 | 25.463 | 25.463 | 21.3818 | 21.3818
2002-07-01 | 24.7543 | 24.7543 | 20.4559 | 20.4559
2002-08-01 | 26.3066 | 26.3066 | 21.8634 | 21.8634
2002-09-01 | 25.5551 | 25.5551 | 21.7996 | 21.7996
2002-10-01 | 25.7443 | 25.7443 | 22.1634 | 22.1634
2002-11-01 | 27.3128 | 27.3128 | 23.9979 | 23.9979
2002-12-01 | 28.4188 | 28.4188 | 24.6092 | 24.6092
2003-01-01 | 34.359 | 34.359 | 28.8371 | 28.8371
2003-02-01 | 32.4123 | 32.4123 | 27.906 | 27.906
2003-03-01 | 33.8802 | 33.8802 | 28.6004 | 28.6004
2003-04-01 | 30.7758 | 30.7758 | 26.0376 | 26.0376
2003-05-01 | 29.5758 | 29.5758 | 23.9273 | 23.9273
2003-06-01 | 29.4704 | 29.4704 | 23.9217 | 23.9217
2003-07-01 | 29.0572 | 29.0572 | 24.1889 | 24.1889
2003-08-01 | 30.9925 | 30.9925 | 25.4442 | 25.4442
2003-09-01 | 29.8078 | 29.8078 | 25.2059 | 25.2059
2003-10-01 | 29.3618 | 29.3618 | 26.0482 | 26.0482
2003-11-01 | 30.7899 | 30.7899 | 28.0184 | 28.0184
2003-12-01 | 31.0104 | 31.0104 | 28.7514 | 28.7514
2004-01-01 | 31.5883 | 31.5883 | 28.1014 | 28.1014
2004-02-01 | 29.4399 | 29.4399 | 26.9735 | 26.9735
2004-03-01 | 32.9096 | 32.9096 | 27.2344 | 27.2344
2004-04-01 | 29.9064 | 29.9064 | 25.9592 | 25.9592
2004-05-01 | 29.0974 | 29.0974 | 23.7107 | 23.7107
2004-06-01 | 28.9997 | 28.9997 | 23.9023 | 23.9023
2004-07-01 | 29.2444 | 29.2444 | 24.3829 | 24.3829
2004-08-01 | 31.8336 | 31.8336 | 25.5898 | 25.5898
2004-09-01 | 29.9987 | 29.9987 | 25.8393 | 25.8393
2004-10-01 | 29.632 | 29.632 | 26.815 | 26.815
2004-11-01 | 31.3556 | 31.3556 | 28.7425 | 28.7425
2004-12-01 | 33.0606 | 33.0606 | 29.7022 | 29.7022
2005-01-01 | 32.3762 | 32.3762 | 28.257 | 28.257
2005-02-01 | 30.879 | 30.879 | 27.0701 | 27.0701
2005-03-01 | 34.0167 | 34.0167 | 28.4072 | 28.4072
2005-04-01 | 30.069 | 30.069 | 26.9099 | 26.9099
2005-05-01 | 29.1816 | 29.1816 | 24.22 | 24.22
2005-06-01 | 29.4785 | 29.4785 | 24.1045 | 24.1045
2005-07-01 | 29.7333 | 29.7333 | 24.8847 | 24.8847
2005-08-01 | 60.6305 | 60.6305 | 25.8478 | 25.8478
2005-09-01 | 29.3639 | 29.3639 | 25.9157 | 25.9157
2005-10-01 | 29.3455 | 29.3455 | 27.1594 | 27.1594
2005-11-01 | 33.0337 | 33.0337 | 28.9695 | 28.9695
2005-12-01 | 33.384 | 33.384 | 30.0823 | 30.0823
2006-01-01 | 33.9492 | 33.9492 | 29.9313 | 29.9313
2006-02-01 | 32.476 | 32.476 | 28.3478 | 28.3478
2006-03-01 | 36.9826 | 36.9826 | 30.6602 | 30.6602
2006-04-01 | 32.2709 | 32.2709 | 29.3941 | 29.3941
2006-05-01 | 30.2391 | 30.2391 | 25.5945 | 25.5945
2006-06-01 | 30.9416 | 30.9416 | 25.2574 | 25.2574
2006-07-01 | 58.3246 | 58.3246 | 26.2241 | 26.2241
2006-08-01 | 91.5142 | 91.5142 | 27.4924 | 27.4924
2006-09-01 | 32.9149 | 32.9149 | 26.5215 | 26.5215
2006-10-01 | 31.226 | 31.226 | 29.1724 | 29.1724
2006-11-01 | 34.9856 | 34.9856 | 32.1881 | 32.1881
2006-12-01 | 33.8857 | 33.8857 | 32.2692 | 32.2692
2007-01-01 | 33.9354 | 33.9354 | 28.9735 | 28.9735
2007-02-01 | 32.2969 | 32.2969 | 27.3328 | 27.3328
2007-03-01 | 34.3567 | 34.3567 | 29.4359 | 29.4359
2007-04-01 | 32.336 | 32.336 | 28.4827 | 28.4827
2007-05-01 | 29.7324 | 29.7324 | 25.0878 | 25.0878
2007-06-01 | 32.1136 | 32.1136 | 25.2912 | 25.2912
2007-07-01 | 75.7608 | 75.7608 | 25.1446 | 25.1446
2007-08-01 | 141.6965 | 141.6965 | 26.3293 | 26.3293
2007-09-01 | 31.8072 | 31.8072 | 26.3891 | 26.3891
2007-10-01 | 32.3528 | 32.3528 | 27.4809 | 27.4809
2007-11-01 | 32.9764 | 32.9764 | 29.9558 | 29.9558
2007-12-01 | 34.1714 | 34.1714 | 31.1507 | 31.1507
2008-01-01 | 32.9297 | 32.9297 | 28.68 | 28.68
2008-02-01 | 31.4573 | 31.4573 | 27.5767 | 27.5767
2008-03-01 | 34.3181 | 34.3181 | 29.0423 | 29.0423
2008-04-01 | 31.5323 | 31.5323 | 28.1357 | 28.1357
2008-05-01 | 29.6049 | 29.6049 | 24.8168 | 24.8168
2008-06-01 | 43.2774 | 43.2774 | 24.7803 | 24.7803
2008-07-01 | 83.9439 | 83.9439 | 24.5192 | 24.5192
2008-08-01 | 151.1228 | 151.1228 | 25.7624 | 25.7624
2008-09-01 | 47.1442 | 47.1442 | 26.0492 | 26.0492
2008-10-01 | 30.933 | 30.933 | 27.4663 | 27.4663
2008-11-01 | 32.5307 | 32.5307 | 28.9497 | 28.9497
2008-12-01 | 33.3608 | 33.3608 | 30.5945 | 30.5945
2009-01-01 | 31.4373 | 31.4373 | 27.8206 | 27.8206
2009-02-01 | 30.5929 | 30.5929 | 26.7159 | 26.7159
2009-03-01 | 33.4009 | 33.4009 | 28.7105 | 28.7105
2009-04-01 | 31.9427 | 31.9427 | 27.8874 | 27.8874
2009-05-01 | 29.4244 | 29.4244 | 23.7921 | 23.7921
2009-06-01 | 56.1201 | 56.1201 | 23.7595 | 23.7595
2009-07-01 | 83.4006 | 83.4006 | 24.0818 | 24.0818
2009-08-01 | 147.2413 | 147.2413 | 25.2605 | 25.2605
2009-09-01 | 59.4102 | 59.4102 | 25.403 | 25.403
2009-10-01 | 29.6072 | 29.6072 | 27.0519 | 27.0519
2009-11-01 | 32.2939 | 32.2939 | 27.7687 | 27.7687
2009-12-01 | 32.896 | 32.896 | 29.6282 | 29.6282
2010-01-01 | 30.6781 | 30.6781 | 27.3391 | 27.3391
2010-02-01 | 29.6288 | 29.6288 | 26.2877 | 26.2877
2010-03-01 | 34.9345 | 34.9345 | 27.0988 | 27.0988
2010-04-01 | 31.232 | 31.232 | 27.401 | 27.401
2010-05-01 | 28.7078 | 28.7078 | 23.3043 | 23.3043
2010-06-01 | 59.4823 | 59.4823 | 23.367 | 23.367
2010-07-01 | 83.8852 | 83.8852 | 23.712 | 23.712
2010-08-01 | 168.1507 | 168.1507 | 24.6671 | 24.6671
2010-09-01 | 58.1067 | 58.1067 | 24.9163 | 24.9163
2010-10-01 | 29.5299 | 29.5299 | 26.197 | 26.197
2010-11-01 | 31.9872 | 31.9872 | 27.9385 | 27.9385
2010-12-01 | 32.0847 | 32.0847 | 28.565 | 28.565
2011-01-01 | 29.0716 | 29.0716 | 26.4142 | 26.4142
2011-02-01 | 27.8563 | 27.8563 | 25.309 | 25.309
2011-03-01 | 33.1992 | 33.1992 | 27.2321 | 27.2321
2011-04-01 | 30.4873 | 30.4873 | 29.1098 | 29.1098
2011-05-01 | 27.3705 | 27.3705 | 22.7574 | 22.7574
2011-06-01 | 51.412 | 51.412 | 22.6969 | 22.6969
2011-07-01 | 83.1852 | 83.1852 | 23.0542 | 23.0542
2011-08-01 | 194.1931 | 194.1931 | 23.6538 | 23.6538
2011-09-01 | 53.6423 | 53.6423 | 23.9906 | 23.9906
2011-10-01 | 28.966 | 28.966 | 25.2064 | 25.2064
2011-11-01 | 30.3485 | 30.3485 | 27.1381 | 27.1381
2011-12-01 | 30.5376 | 30.5376 | 27.5387 | 27.5387
2012-01-01 | 28.1284 | 28.1284 | 26.0947 | 26.0947
2012-02-01 | 26.8031 | 26.8031 | 25.3762 | 25.3762
2012-03-01 | 31.4673 | 31.4673 | 25.979 | 25.979
2012-04-01 | 28.0263 | 28.0263 | 24.9912 | 24.9912
2012-05-01 | 26.3377 | 26.3377 | 21.9832 | 21.9832
2012-06-01 | 56.5634 | 56.5634 | 21.9783 | 21.9783
2012-07-01 | 94.4243 | 94.4243 | 22.226 | 22.226
2012-08-01 | 170.0658 | 170.0658 | 22.8931 | 22.8931
2012-09-01 | 53.1278 | 53.1278 | 23.2789 | 23.2789
2012-10-01 | 28.0556 | 28.0556 | 24.3565 | 24.3565
2012-11-01 | 29.7395 | 29.7395 | 25.909 | 25.909
2012-12-01 | 29.4541 | 29.4541 | 27.0012 | 27.0012
2013-01-01 | 27.6345 | 27.6345 | 26.027 | 26.027
2013-02-01 | 26.066 | 26.066 | 24.7275 | 24.7275
2013-03-01 | 30.8179 | 30.8179 | 54.7742 | 54.7742
2013-04-01 | 27.1814 | 27.1814 | 24.3816 | 24.3816
2013-05-01 | 26.1995 | 26.1995 | 22.264 | 22.264
2013-06-01 | 56.5906 | 56.5906 | 21.6435 | 21.6435
2013-07-01 | 104.4778 | 104.4778 | 22.1623 | 22.1623
2013-08-01 | 187.2921 | 187.2921 | 22.6999 | 22.6999
2013-09-01 | 38.0668 | 38.0668 | 22.4523 | 22.4523
2013-10-01 | 27.751 | 27.751 | 23.2122 | 23.2122
2013-11-01 | 39.6629 | 39.6629 | 25.7179 | 25.7179
2013-12-01 | 28.7469 | 28.7469 | 26.3615 | 26.3615
2014-01-01 | 27.8637 | 27.8637 | 26.0832 | 26.0832
2014-02-01 | 26.0107 | 26.0107 | 25.224 | 25.224
2014-03-01 | 31.008 | 31.008 | 26.5422 | 26.5422
2014-04-01 | 28.5352 | 28.5352 | 24.7666 | 24.7666
2014-05-01 | 25.3831 | 25.3831 | 22.1086 | 22.1086
2014-06-01 | 55.031 | 55.031 | 21.823 | 21.823
2014-07-01 | 80.6549 | 80.6549 | 22.0088 | 22.0088
2014-08-01 | 175.2044 | 175.2044 | 22.5309 | 22.5309
2014-09-01 | 50.7684 | 50.7684 | 22.1614 | 22.1614
2014-10-01 | 27.1932 | 27.1932 | 23.3961 | 23.3961
2014-11-01 | 29.2452 | 29.2452 | 25.9702 | 25.9702
2014-12-01 | 28.4161 | 28.4161 | 26.4095 | 26.4095
2015-01-01 | 26.9747 | 26.9747 | 26.1232 | 26.1232
2015-02-01 | 25.9355 | 25.9355 | 25.1855 | 25.1855
2015-03-01 | 33.3759 | 33.3759 | 27.053 | 27.053
2015-04-01 | 26.9881 | 26.9881 | 24.0451 | 24.0451
2015-05-01 | 25.2815 | 25.2815 | 22.2024 | 22.2024
2015-06-01 | 54.0695 | 54.0695 | 21.7253 | 21.7253
2015-07-01 | 79.291 | 79.291 | 21.874 | 21.874
2015-08-01 | 165.8502 | 165.8502 | 22.128 | 22.128
2015-09-01 | 65.91 | 65.91 | 22.2422 | 22.2422
2015-10-01 | 25.5866 | 25.5866 | 23.2122 | 23.2122
2015-11-01 | 27.9546 | 27.9546 | 25.0386 | 25.0386
2015-12-01 | 27.4274 | 27.4274 | 26.3556 | 26.3556
2016-01-01 | 26.9287 | 26.9287 | 26.2374 | 26.2374
2016-02-01 | 25.9388 | 25.9388 | 25.1788 | 25.1788
2016-03-01 | 33.3094 | 33.3094 | 25.4735 | 25.4735
2016-04-01 | 27.2157 | 27.2157 | 24.8492 | 24.8492
2016-05-01 | 24.2216 | 24.2216 | 22.2393 | 22.2393
2016-06-01 | 62.3739 | 62.3739 | 21.6727 | 21.6727
2016-07-01 | 79.1991 | 79.1991 | 21.9777 | 21.9777
2016-08-01 | 179.3317 | 179.3317 | 22.0026 | 22.0026
2016-09-01 | 54.9442 | 54.9442 | 22.153 | 22.153
2016-10-01 | 25.5803 | 25.5803 | 23.1727 | 23.1727
2016-11-01 | 27.9148 | 27.9148 | 25.5256 | 25.5256
2016-12-01 | 27.3025 | 27.3025 | 26.724 | 26.724
2017-01-01 | 26.9786 | 26.9786 | 26.2821 | 26.2821
2017-02-01 | 26.0546 | 26.0546 | 25.3522 | 25.3522
2017-03-01 | 33.0215 | 33.0215 | 25.8875 | 25.8875
2017-04-01 | 26.0608 | 26.0608 | 24.187 | 24.187
2017-05-01 | 24.3843 | 24.3843 | 22.1174 | 22.1174
2017-06-01 | 52.7063 | 52.7063 | 21.7748 | 21.7748
2017-07-01 | 83.3338 | 83.3338 | 21.7141 | 21.7141
2017-08-01 | 162.4914 | 162.4914 | 22.0377 | 22.0377
2017-09-01 | 53.0577 | 53.0577 | 22.2137 | 22.2137
2017-10-01 | 25.1452 | 25.1452 | 23.4354 | 23.4354
2017-11-01 | 28.4282 | 28.4282 | 25.2057 | 25.2057
2017-12-01 | 27.4608 | 27.4608 | 26.5981 | 26.5981
2018-01-01 | 27.2187 | 27.2187 | 26.387 | 26.387
2018-02-01 | 25.8856 | 25.8856 | 25.2678 | 25.2678
2018-03-01 | 31.4886 | 31.4886 | 25.8639 | 25.8639
2018-04-01 | 26.2047 | 26.2047 | 24.237 | 24.237
2018-05-01 | 24.9276 | 24.9276 | 22.3061 | 22.3061
2018-06-01 | 77.867 | 77.867 | 21.7794 | 21.7794
2018-07-01 | 84.2644 | 84.2644 | 21.9157 | 21.9157
2018-08-01 | 166.0407 | 166.0407 | 22.2332 | 22.2332
2018-09-01 | 33.216 | 33.216 | 22.1816 | 22.1816
2018-10-01 | 26.2638 | 26.2638 | 22.9187 | 22.9187
2018-11-01 | 28.391 | 28.391 | 25.2243 | 25.2243
2018-12-01 | 27.7855 | 27.7855 | 26.4994 | 26.4994
2019-01-01 | 27.2677 | 27.2677 | 26.5523 | 26.5523
2019-02-01 | 25.9288 | 25.9288 | 25.4803 | 25.4803
2019-03-01 | 29.7356 | 29.7356 | 25.8053 | 25.8053
2019-04-01 | 26.0696 | 26.0696 | 24.6439 | 24.6439
2019-05-01 | 24.1404 | 24.1404 | 22.314 | 22.314
2019-06-01 | 52.8762 | 52.8762 | 21.7839 | 21.7839
2019-07-01 | 79.6557 | 79.6557 | 22.0325 | 22.0325
2019-08-01 | 158.0559 | 158.0559 | 22.3348 | 22.3348
2019-09-01 | 29.6842 | 29.6842 | 22.2457 | 22.2457
2019-10-01 | 25.3968 | 25.3968 | 22.9788 | 22.9788
2019-11-01 | 27.7913 | 27.7913 | 25.1664 | 25.1664
2019-12-01 | 27.6126 | 27.6126 | 26.6944 | 26.6944
2020-01-01 | 27.192 | 27.192 | 26.5445 | 26.5445
2020-02-01 | 25.8496 | 25.8496 | 25.3671 | 25.3671
2020-03-01 | 30.5692 | 30.5692 | 25.5561 | 25.5561
2020-04-01 | 26.8284 | 26.8284 | 24.6601 | 24.6601
2020-05-01 | 24.2279 | 24.2279 | 22.3376 | 22.3376
2020-06-01 | 52.445 | 52.445 | 21.8773 | 21.8773
2020-07-01 | 79.4676 | 79.4676 | 21.9356 | 21.9356
2020-08-01 | 153.0405 | 153.0405 | 22.4831 | 22.4831
2020-09-01 | 55.3852 | 55.3852 | 22.3934 | 22.3934
2020-10-01 | 24.6343 | 24.6343 | 22.8811 | 22.8811
2020-11-01 | 27.6787 | 27.6787 | 25.0068 | 25.0068
2020-12-01 | 27.6536 | 27.6536 | 26.6573 | 26.6573
Note on A3: Pete Swartz: Code searches for string "Embedded Inflation" in column A, so don't change the text. The inflation value is has to be entered in column C of the corresponding row.
Note on A5: Pete Swartz: The "Period" header is required and has to be in column 1. A date format is required. Data has to start in the first 100 rows. Data has to start before the Program start date. The last year of data is extended to cover the program life if necessary, so make sure the data ends in a with a full calendar year's worth of entries.

## Conservation Load Shapes
Conservation Savings Load Shape Data
Source: 1998 Plan and RTF Worksheets
Shape ID | Segment | Jan | Feb | Mar | Apr | May | Jun | Jul | Aug | Sep | Oct | Nov | Dec
ResSHWX | 1 | 5.5944 | 3.8961 | 3.5964 | 3.7962 | 2.1978 | 0.3996 | 0.0999 | 0.1998 | 1.0989 | 1.998 | 4.4955 | 8.3916
Ann LF & CF: | 2 | 5.994 | 5.6943 | 4.0959 | 3.4965 | 2.1978 | 0.4995 | 0.1998 | 0.3996 | 1.1988 | 3.6963 | 3.5964 | 3.996
0.21 | 3 | 3.3966 | 1.998 | 1.7982 | 1.0989 | 0.5994 | 0.1998 | 1.0989 | 0.5994 | 0.5994 | 1.2987 | 1.8981 | 2.2977
0.401 | 4 | 1.8981 | 1.2987 | 3.0969 | 0.8991 | 0.1998 | 1.1988 | 0.2997 | 0.1998 | 0.1998 | 0.6993 | 1.0989 | 1.1988
ResSHNEW | 1 | 5.1896 | 3.6926 | 3.6926 | 2.1956 | 1.2974 | 0.0998 | 0.0998 | 0.0998 | 0.8982 | 2.8942 | 3.1936 | 4.2914
Ann LF & CF: | 2 | 7.3852 | 5.6886 | 5.3892 | 2.994 | 1.3972 | 0.998 | 0.0998 | 0.0998 | 1.5968 | 2.495 | 5.2894 | 7.3852
0.178 | 3 | 3.5928 | 2.6946 | 2.3952 | 2.6946 | 1.8962 | 0.1996 | 0.8982 | 0.499 | 0.5988 | 1.5968 | 2.2954 | 3.2934
0.366 | 4 | 1.3972 | 1.0978 | 0.998 | 0.499 | 0.499 | 1.0978 | 0.499 | 0.0998 | 0.0998 | 0.499 | 0.5988 | 1.497
ResSpHTBBZ1 | 1 | 5.1106 | 4.0576 | 3.2364 | 3.4103 | 1.1883 | 0.27051 | 0.096609 | 0.096609 | 0.54101 | 1.7776 | 3.3427 | 5.6516
Ann LF & CF: | 2 | 7.3036 | 6.4728 | 5.0913 | 4.444 | 1.6037 | 0.49271 | 0.19322 | 0.16424 | 0.90812 | 2.4345 | 4.7242 | 8.0089
0.238 | 3 | 3.4779 | 2.6567 | 2.2413 | 2.193 | 0.68592 | 0.1739 | 0.67626 | 0.57965 | 0.33813 | 1.0627 | 2.0964 | 3.5939
0.47 | 4 | 1.4685 | 1.2463 | 1.8356 | 0.77287 | 0.21254 | 0.67626 | 0.28983 | 0.096609 | 0.14491 | 0.36711 | 0.94677 | 1.5457
ResSpHTBBZ2 | 1 | 5.7136 | 4.2426 | 2.6543 | 2.7182 | 0.72486 | 0.24517 | 0.74618 | 0.85278 | 0.49035 | 2.0467 | 3.4111 | 6.5238
Ann LF & CF: | 2 | 8.8263 | 7.0141 | 5.106 | 4.4344 | 1.3644 | 0.52233 | 0.23451 | 0.23451 | 1.0447 | 3.1979 | 5.7467 | 0.31979
0.238 | 3 | 4.0294 | 3.0274 | 2.2385 | 2.5583 | 0.37309 | 0.11726 | 0.63958 | 0.74618 | 0.34111 | 1.2045 | 2.4624 | 4.8182
0.47 | 4 | 1.5563 | 1.2685 | 0.88476 | 0.58629 | 0.12792 | 0.53299 | 0.31979 | 0.21319 | 0.1599 | 0.35177 | 1.0127 | 2.0147
ResSpHTBBZ3 | 1 | 5.8416 | 4.1865 | 2.3799 | 2.7477 | 0.8546 | 0.32453 | 0.10818 | 0.10818 | 0.15145 | 1.2873 | 3.6348 | 7.1938
Ann LF & CF: | 2 | 9.4439 | 7.3128 | 5.517 | 4.9437 | 1.8823 | 0.10818 | 0.54089 | 0.64906 | 0.45434 | 2.4773 | 6.1347 | 1.2332
0.238 | 3 | 4.1432 | 2.9857 | 2.3799 | 2.0878 | 0.68152 | 0.21635 | 0.10818 | 0.10818 | 0.15145 | 0.8546 | 2.6179 | 5.2574
0.47 | 4 | 1.601 | 1.2765 | 0.89787 | 0.59497 | 0.21635 | 0 | 0 | 0 | 0.64906 | 0.24881 | 1.2981 | 2.1095
ResSpHTFAFZ1 | 1 | 5.0678 | 3.4962 | 2.9402 | 2.8867 | 1.1761 | 0.23522 | 0.53458 | 0.53458 | 0.55597 | 2.3522 | 3.1647 | 5.8376
Ann LF & CF: | 2 | 9.2269 | 7.4735 | 6.6502 | 5.7093 | 2.2666 | 0.58804 | 0.14968 | 0.10692 | 2.0314 | 3.8918 | 5.9135 | 0
0.194 | 3 | 3.0257 | 2.6836 | 2.9937 | 2.01 | 0.65219 | 0.1283 | 0.21383 | 0.21383 | 0.31006 | 1.2509 | 2.1169 | 3.5389
0.374 | 4 | 1.2402 | 1.4968 | 0.96225 | 0.63081 | 0.19245 | 0.42767 | 0.10692 | 0 | 0.11761 | 0.40628 | 0.91948 | 1.5717
ResSpHTFAFZ2 | 1 | 6.0477 | 3.7893 | 3.051 | 2.1607 | 1.0098 | 0.33659 | 0.54288 | 0.43431 | 0.43431 | 1.6395 | 3.4419 | 6.938
Ann LF & CF: | 2 | 10.7925 | 7.6004 | 6.4929 | 4.8751 | 2.5841 | 0.78175 | 0.15201 | 0.10858 | 1.3463 | 3.8979 | 6.8414 | 1.9869
0.194 | 3 | 2.9967 | 2.063 | 1.6286 | 0.93376 | 0.46688 | 0.14115 | 0.21715 | 0.10858 | 0.30401 | 0.72746 | 1.9869 | 3.6265
0.374 | 4 | 1.5201 | 0.90118 | 0.66232 | 0.45602 | 0.19544 | 0.97719 | 0.10858 | 0 | 0.11943 | 0.34744 | 0.80347 | 1.4224
ResSpHTFAFZ3 | 1 | 8.3088 | 3.8704 | 3.3656 | 2.5242 | 1.2621 | 0.31552 | 0.10517 | 0.11569 | 0.82036 | 2.4295 | 5.5743 | 8.5297
Ann LF & CF: | 2 | 10.1599 | 6.1317 | 5.3639 | 3.3025 | 1.9037 | 0.79933 | 0.16828 | 0.11569 | 1.4514 | 3.5865 | 8.2141 | 1.7143
0.194 | 3 | 2.6083 | 1.4409 | 1.6828 | 0.33656 | 0.18931 | 0.52587 | 0.10517 | 0.21035 | 0.27345 | 0.62053 | 1.7985 | 3.3551
0.374 | 4 | 0.97812 | 0.65208 | 0.54691 | 0.19983 | 0.10517 | 0.94657 | 0.31552 | 0.21035 | 0.63105 | 0.13673 | 0.73622 | 1.2621
ResSpHtHPZ1 | 1 | 3.5822 | 2.5671 | 1.6398 | 1.552 | 0.88824 | 0.7223 | 0.87848 | 0.898 | 0.6735 | 2.489 | 4.8219 | 6.0029
Ann LF & CF: | 2 | 7.3792 | 5.6027 | 4.529 | 3.3187 | 2.1962 | 1.2884 | 1.1908 | 1.2006 | 1.3275 | 3.6798 | 6.5398 | 9.2728
0.158 | 3 | 3.5334 | 2.489 | 1.5422 | 1.757 | 0.73206 | 0.32211 | 0.38067 | 0.32211 | 0.37091 | 0.93704 | 1.9131 | 3.4065
0.355 | 4 | 1.2396 | 1.757 | 0.58565 | 0.39043 | 0.18546 | 0.12689 | 0.10737 | 0.87848 | 0.14641 | 0.32211 | 0.87848 | 1.4348
ResSpHtHPZ2 | 1 | 4.2179 | 2.898 | 1.975 | 2.0842 | 0.47638 | 0.526 | 1.6872 | 1.6078 | 0.88329 | 1.7368 | 2.8285 | 4.8829
Ann LF & CF: | 2 | 7.0464 | 5.1211 | 4.5355 | 3.9698 | 1.3894 | 0.78404 | 2.2926 | 1.9254 | 1.5879 | 2.6995 | 4.6844 | 7.9198
0.158 | 3 | 3.7912 | 2.6896 | 2.1834 | 2.0941 | 0.80389 | 0.30766 | 0.93291 | 0.66495 | 0.36721 | 1.0917 | 1.9651 | 3.8706
0.355 | 4 | 1.6475 | 1.3497 | 0.98253 | 0.67487 | 0.20842 | 0.89321 | 0.40691 | 0.20842 | 0.11909 | 0.34736 | 0.92299 | 1.717
ResSpHtHPZ3 | 1 | 4.3578 | 2.9308 | 2.0636 | 2.5247 | 0.72447 | 0.39517 | 1.877 | 1.9319 | 0.76838 | 1.9649 | 2.7881 | 5.8177
Ann LF & CF: | 2 | 8.4083 | 6.0921 | 4.8298 | 4.3468 | 1.8331 | 0.45005 | 2.0746 | 2.1295 | 1.438 | 3.5455 | 5.3688 | 0.98791
0.158 | 3 | 3.798 | 2.7003 | 1.9978 | 2.0088 | 0.71349 | 0.10977 | 0.64763 | 0.53786 | 0.48298 | 1.5258 | 2.4149 | 4.9286
0.355 | 4 | 1.4599 | 1.0867 | 0.93303 | 0.63666 | 0.27442 | 0.3293 | 0.18661 | 0.1427 | 0.17563 | 0.41712 | 0.94401 | 1.899
ResCACZ1 | 1 | 0 | 0 | 0 | 0.087137 | 0.9585 | 3.4855 | 12.3338 | 9.773 | 3.3923 | 0.080768 | 0 | 0
Ann LF & CF: | 2 | 0 | 0 | 0 | 0.15543 | 1.7098 | 6.2173 | 16.7191 | 13.066 | 4.5353 | 0.10798 | 0 | 0
0.17 | 3 | 0 | 0 | 0 | 0.038858 | 0.42744 | 1.5543 | 5.3446 | 3.5055 | 1.2168 | 0.028971 | 0 | 0
0 | 4 | 0 | 0 | 0 | 0.015308 | 0.16839 | 0.61231 | 1.5075 | 9.5605 | 3.3185 | 0.079013 | 0 | 0
ResCACZ2 | 1 | 0 | 0 | 0 | 0.084005 | 0.94984 | 1.7151 | 16.0058 | 11.823 | 2.9537 | 0.079842 | 0 | 0
Ann LF & CF: | 2 | 0 | 0 | 0 | 0.12521 | 1.4158 | 2.5564 | 21.749 | 14.1584 | 5.31 | 0.14354 | 0 | 0
0.17 | 3 | 0 | 0 | 0 | 0.049135 | 0.55557 | 1.0031 | 8.8502 | 4.8898 | 1.2279 | 0.033193 | 0 | 0
0 | 4 | 0 | 0 | 0 | 0.14265 | 1.6129 | 2.9124 | 3.8602 | 1.5326 | 0.39825 | 0.010765 | 0 | 0
ResCACZ3 | 1 | 0 | 0 | 0 | 0.005477 | 0.03873 | 1.7158 | 23.7128 | 18.9184 | 5.1976 | 0.12691 | 0 | 0
Ann LF & CF: | 2 | 0 | 0 | 0 | 0.0062377 | 0.044109 | 1.9541 | 26.2089 | 20.8533 | 5.7292 | 0.13989 | 0 | 0
0.17 | 3 | 0 | 0 | 0 | 0.0015214 | 0.010758 | 0.47661 | 8.1816 | 5.2671 | 1.4471 | 0.035332 | 0 | 0
0 | 4 | 0 | 0 | 0 | 0.0045641 | 0.032275 | 1.4298 | 2.3574 | 1.3974 | 0.38391 | 0.0093739 | 0 | 0
ResCACPNW | 1 | 0 | 0 | 0 | 0.084005 | 0.94984 | 1.7151 | 16.0058 | 11.823 | 2.9537 | 0.079842 | 0 | 0
Ann LF & CF: | 2 | 0 | 0 | 0 | 0.12521 | 1.4158 | 2.5564 | 21.749 | 14.1584 | 5.31 | 0.14354 | 0 | 0
0.17 | 3 | 0 | 0 | 0 | 0.049135 | 0.55557 | 1.0031 | 8.8502 | 4.8898 | 1.2279 | 0.033193 | 0 | 0
0 | 4 | 0 | 0 | 0 | 0.14265 | 1.6129 | 2.9124 | 3.8602 | 1.5326 | 0.39825 | 0.010765 | 0 | 0
ResWACZ1 | 1 | 0 | 0 | 0 | 0.087137 | 0.9585 | 3.4855 | 12.3338 | 9.773 | 3.3923 | 0.080768 | 0 | 0
Ann LF & CF: | 2 | 0 | 0 | 0 | 0.15543 | 1.7098 | 6.2173 | 16.7191 | 13.066 | 4.5353 | 0.10798 | 0 | 0
0.17 | 3 | 0 | 0 | 0 | 0.038858 | 0.42744 | 1.5543 | 5.3446 | 3.5055 | 1.2168 | 0.028971 | 0 | 0
0 | 4 | 0 | 0 | 0 | 0.015308 | 0.16839 | 0.61231 | 1.5075 | 9.5605 | 3.3185 | 0.079013 | 0 | 0
ResWACZ2 | 1 | 0 | 0 | 0 | 0.084005 | 0.94984 | 1.7151 | 16.0058 | 11.823 | 2.9537 | 0.079842 | 0 | 0
Ann LF & CF: | 2 | 0 | 0 | 0 | 0.12521 | 1.4158 | 2.5564 | 21.749 | 14.1584 | 5.31 | 0.14354 | 0 | 0
0.17 | 3 | 0 | 0 | 0 | 0.049135 | 0.55557 | 1.0031 | 8.8502 | 4.8898 | 1.2279 | 0.033193 | 0 | 0
0 | 4 | 0 | 0 | 0 | 0.14265 | 1.6129 | 2.9124 | 3.8602 | 1.5326 | 0.39825 | 0.010765 | 0 | 0
ResWACZ3 | 1 | 0 | 0 | 0 | 0.005477 | 0.03873 | 1.7158 | 23.7128 | 18.9184 | 5.1976 | 0.12691 | 0 | 0
Ann LF & CF: | 2 | 0 | 0 | 0 | 0.0062377 | 0.044109 | 1.9541 | 26.2089 | 20.8533 | 5.7292 | 0.13989 | 0 | 0
0.17 | 3 | 0 | 0 | 0 | 0.0015214 | 0.010758 | 0.47661 | 8.1816 | 5.2671 | 1.4471 | 0.035332 | 0 | 0
0 | 4 | 0 | 0 | 0 | 0.0045641 | 0.032275 | 1.4298 | 2.3574 | 1.3974 | 0.38391 | 0.0093739 | 0 | 0
ResWACPNW | 1 | 0 | 0 | 0 | 0.084005 | 0.94984 | 1.7151 | 16.0058 | 11.823 | 2.9537 | 0.079842 | 0 | 0
Ann LF & CF: | 2 | 0 | 0 | 0 | 0.12521 | 1.4158 | 2.5564 | 21.749 | 14.1584 | 5.31 | 0.14354 | 0 | 0
0.17 | 3 | 0 | 0 | 0 | 0.049135 | 0.55557 | 1.0031 | 8.8502 | 4.8898 | 1.2279 | 0.033193 | 0 | 0
0 | 4 | 0 | 0 | 0 | 0.14265 | 1.6129 | 2.9124 | 3.8602 | 1.5326 | 0.39825 | 0.010765 | 0 | 0
ResDHW | 1 | 3.1011 | 2.6844 | 2.8879 | 2.5293 | 2.4421 | 2.287 | 2.4518 | 2.5972 | 2.3258 | 2.5002 | 2.4906 | 2.8491
Ann LF & CF: | 2 | 4.6129 | 4.4481 | 4.7776 | 4.2931 | 4.0799 | 3.6825 | 3.5565 | 3.4306 | 3.8182 | 3.857 | 4.3512 | 4.7001
0.286 | 3 | 1.0757 | 1.7444 | 1.5505 | 1.7444 | 1.1629 | 0.86249 | 1.1144 | 0.9497 | 0.8431 | 0.88187 | 1.066 | 1.6474
0.317 | 4 | 0.38763 | 0.4264 | 0.38763 | 0.38763 | 0.36825 | 0.34887 | 0.44578 | 0.32949 | 0.39733 | 0.26165 | 0.38763 | 0.47485
ResWASH | 1 | 3.1032 | 3.1718 | 3.0346 | 2.8546 | 2.7432 | 2.7089 | 2.546 | 3.0861 | 2.2288 | 2.9746 | 2.8289 | 3.0947
Ann LF & CF: | 2 | 3.6347 | 3.5147 | 3.7204 | 3.5318 | 4.1148 | 3.0261 | 2.7603 | 3.3433 | 3.249 | 3.2061 | 3.5404 | 3.7547
0.218 | 3 | 0.75438 | 0.71151 | 0.72009 | 0.82296 | 0.79724 | 0.75438 | 0.70294 | 0.5915 | 0.60864 | 0.56578 | 0.72009 | 0.70294
0.03 | 4 | 0.30861 | 0.30861 | 0.30861 | 0.30861 | 0.33433 | 0.3429 | 0.30004 | 0.24003 | 0.30004 | 0.22288 | 0.30861 | 0.3429
ResDRY | 1 | 3.5324 | 3.6105 | 3.4543 | 3.2494 | 3.1226 | 3.0835 | 2.8981 | 3.5129 | 2.5371 | 3.386 | 3.2201 | 3.5226
Ann LF & CF: | 2 | 4.1374 | 4.0008 | 4.235 | 4.0203 | 4.6838 | 3.4446 | 3.1421 | 3.8056 | 3.6983 | 3.6495 | 4.0301 | 4.274
0.235 | 3 | 0.8587 | 0.80991 | 0.81967 | 0.93677 | 0.90749 | 0.8587 | 0.80016 | 0.6733 | 0.69282 | 0.64403 | 0.81967 | 0.80016
0.026 | 4 | 0.35129 | 0.35129 | 0.35129 | 0.35129 | 0.38056 | 0.39032 | 0.34153 | 0.27322 | 0.34153 | 0.25371 | 0.35129 | 0.39032
ResCOOK | 1 | 3.4884 | 3.3681 | 3.4383 | 2.7466 | 2.9972 | 2.7265 | 2.5662 | 2.9671 | 2.8468 | 3.5786 | 3.5084 | 3.338
Ann LF & CF: | 2 | 4.581 | 4.6311 | 4.6812 | 4.1099 | 3.8793 | 3.5385 | 3.6889 | 3.8492 | 4.4407 | 4.17 | 5.002 | 5.1624
0.117 | 3 | 0.72173 | 0.78188 | 0.67161 | 0.64154 | 0.67161 | 0.5413 | 0.7518 | 0.60144 | 0.72173 | 0.61147 | 0.84202 | 0.81195
0.027 | 4 | 0.17041 | 0.22053 | 0.20048 | 0.18043 | 0.16038 | 0.18043 | 0.23055 | 0.13031 | 0.20048 | 0.14034 | 0.2506 | 0.26063
ResFRIG | 1 | 2.2847 | 1.9854 | 2.4244 | 2.4344 | 2.5242 | 2.5641 | 2.7337 | 2.8933 | 2.195 | 2.5541 | 2.1052 | 2.1151
Ann LF & CF: | 2 | 3.1827 | 2.9133 | 3.5419 | 3.482 | 3.472 | 3.7613 | 3.9509 | 3.7314 | 3.6217 | 3.3722 | 3.1727 | 3.3224
0.655 | 3 | 1.5864 | 1.4267 | 1.6263 | 1.756 | 1.7759 | 1.7959 | 2.4943 | 1.9755 | 1.6961 | 1.736 | 1.5764 | 1.5664
0.269 | 4 | 0.62855 | 0.62855 | 0.66846 | 0.71835 | 0.70837 | 0.7383 | 0.90791 | 0.66846 | 0.88796 | 0.59862 | 0.71835 | 0.77821
ResFRZR | 1 | 2.2024 | 2.2315 | 2.2994 | 2.2897 | 2.377 | 2.4935 | 2.8524 | 3.4928 | 2.2218 | 2.6196 | 2.5226 | 2.4255
Ann LF & CF: | 2 | 3.0465 | 2.7651 | 3.095 | 3.1823 | 3.2211 | 3.5607 | 3.9973 | 3.6965 | 3.5122 | 3.4249 | 3.3958 | 3.7838
0.491 | 3 | 1.6591 | 1.4165 | 1.5426 | 1.63 | 1.6882 | 1.7173 | 2.1345 | 2.2315 | 1.7173 | 1.8531 | 1.6203 | 1.5329
0.193 | 4 | 0.65975 | 0.63064 | 0.59183 | 0.66945 | 0.65004 | 0.69855 | 0.95081 | 0.66945 | 0.8926 | 0.64034 | 0.73736 | 0.75677
ResLIGHT | 1 | 2.7341 | 2.3464 | 2.2867 | 1.9586 | 2.2867 | 1.9885 | 2.585 | 2.237 | 1.7697 | 2.2072 | 2.3563 | 2.6844
Ann LF & CF: | 2 | 4.4741 | 4.146 | 4.146 | 3.3207 | 3.2909 | 3.1517 | 3.1219 | 3.2014 | 3.4898 | 3.7582 | 4.1161 | 4.9513
0.4 | 3 | 1.8393 | 1.7797 | 1.6405 | 1.4615 | 1.5013 | 1.4218 | 1.5311 | 1.4914 | 1.4019 | 1.4914 | 1.6703 | 1.9388
0.278 | 4 | 0.70591 | 0.75562 | 0.65619 | 0.61642 | 0.62637 | 0.62637 | 0.72579 | 0.55677 | 0.74568 | 0.53689 | 0.73573 | 0.93458
ResOTHER | 1 | 2.6867 | 2.4862 | 2.5163 | 2.416 | 2.4662 | 2.4361 | 2.3659 | 2.6266 | 2.2256 | 2.6366 | 2.4461 | 2.5464
Ann LF & CF: | 2 | 3.8997 | 3.8396 | 3.7393 | 3.5689 | 3.5789 | 3.7093 | 3.6291 | 3.609 | 3.8095 | 3.599 | 3.8195 | 4.2406
0.452 | 3 | 1.584 | 1.5138 | 1.4035 | 1.4336 | 1.4436 | 1.3734 | 1.4737 | 1.4536 | 1.4336 | 1.4536 | 1.5439 | 1.614
0.197 | 4 | 0.62155 | 0.66165 | 0.55138 | 0.58145 | 0.5614 | 0.5614 | 0.6416 | 0.50125 | 0.7218 | 0.50125 | 0.69173 | 0.78195
IrrgAGR | 1 | 0 | 0 | 0.11708 | 1.2489 | 4.9859 | 5.8347 | 5.8445 | 6.0396 | 2.8003 | 1.6685 | 0.57567 | 0
Ann LF & CF: | 2 | 0 | 0 | 0.87813 | 1.4928 | 5.9518 | 8.4886 | 8.5472 | 7.9618 | 4.0882 | 2.0587 | 0.51712 | 0
0.3 | 3 | 0 | 0 | 0.29271 | 0.71226 | 2.8393 | 4.4687 | 4.82 | 4.5565 | 2.1466 | 1.0733 | 0.14636 | 0
0 | 4 | 0 | 0 | 0.09757 | 0.28295 | 1.1025 | 1.8538 | 2.1661 | 1.5806 | 1.6587 | 0.41955 | 0.68299 | 0
ExCOMM | 1 | 4.25 | 3.57 | 3.61 | 3.53 | 3.14 | 2.86 | 3.03 | 3.28 | 2.76 | 3.54 | 3.39 | 4.37
Ann LF & CF: | 2 | 3.88 | 3.6 | 3.89 | 3.53 | 3.15 | 2.82 | 2.87 | 2.83 | 2.89 | 3.46 | 3.56 | 3.99
0.47693 | 3 | 1.24 | 0.92 | 0.83 | 0.92 | 0.66 | 1.27 | 0.87 | 0.65 | 0.66 | 1.21 | 1.1 | 1.22
0.46383 | 4 | 0.62 | 0.63 | 0.57 | 0.57 | 0.48 | 0.48 | 0.49 | 0.42 | 0.51 | 0.49 | 0.58 | 0.85
NewCOMM | 1 | 3.91 | 3.44 | 3.48 | 3.4 | 2.95 | 2.68 | 2.89 | 3.1 | 2.66 | 3.4 | 3.24 | 3.87
Ann LF & CF: | 2 | 3.75 | 3.68 | 4.06 | 3.64 | 3.26 | 2.86 | 2.94 | 2.9 | 2.96 | 3.63 | 3.64 | 3.75
0.51314 | 3 | 1.25 | 0.95 | 0.89 | 0.98 | 0.73 | 1.44 | 0.95 | 0.7 | 0.68 | 1.39 | 1.16 | 1.18
0.49418 | 4 | 0.68 | 0.7 | 0.65 | 0.66 | 0.53 | 0.58 | 0.58 | 0.5 | 0.58 | 0.57 | 0.63 | 0.95
NewCommLight | 1 | 2.9344 | 3.0978 | 3.7306 | 3.3336 | 3.9954 | 3.6406 | 3.4842 | 3.8506 | 3.5744 | 3.7798 | 3.1695 | 2.272
Ann LF & CF: | 2 | 2.5035 | 2.7121 | 3.058 | 2.8777 | 3.0591 | 3.0365 | 2.9305 | 2.9161 | 3.4579 | 2.9977 | 2.7825 | 2.4412
0.5412 | 3 | 0.99799 | 0.94525 | 0.95345 | 0.92572 | 1.0039 | 0.94148 | 1.0663 | 1.0357 | 0.98109 | 0.98453 | 1.0167 | 0.86108
0.39748 | 4 | 0.36637 | 0.36734 | 0.35746 | 0.38147 | 0.38419 | 0.38815 | 0.46899 | 0.35098 | 0.49807 | 0.33876 | 0.52125 | 0.42506
ExCommLight | 1 | 3.0738 | 3.0307 | 3.5694 | 3.2906 | 3.9178 | 3.6657 | 3.5657 | 3.951 | 3.4549 | 3.7989 | 3.1427 | 2.4793
Ann LF & CF: | 2 | 2.4855 | 2.3996 | 2.9811 | 2.7234 | 3.1452 | 3.1441 | 3.1702 | 2.9959 | 3.3913 | 2.9784 | 2.7739 | 2.4152
0.5412 | 3 | 1.5956 | 1.0487 | 1.071 | 1.0314 | 1.0995 | 1.0849 | 1.2721 | 1.3105 | 1.0484 | 1.1407 | 1.1381 | 1.8584
0.42104 | 4 | 0.34338 | 0.36525 | 0.33557 | 0.37694 | 0.36037 | 0.36687 | 0.43073 | 0.33089 | 0.45891 | 0.33486 | 0.45355 | 0.43557
SmComWX | 1 | 7.3568 | 5.0723 | 4.3268 | 2.992 | 1.7183 | 0.86538 | 0.55896 | 0.66646 | 1.326 | 3.1824 | 5.2238 | 7.9168
Ann LF & CF: | 2 | 6.7163 | 5.1149 | 4.6624 | 2.992 | 1.7238 | 0.85327 | 0.52944 | 0.57503 | 1.3885 | 3.1104 | 5.4858 | 7.2284
0.47693 | 3 | 2.1464 | 1.3071 | 0.99481 | 0.77979 | 0.36117 | 0.38428 | 0.16049 | 0.13207 | 0.3171 | 1.0878 | 1.695 | 2.2102
0.44 | 4 | 1.0732 | 0.89511 | 0.68319 | 0.48313 | 0.26267 | 0.14524 | 0.090393 | 0.08534 | 0.24503 | 0.4405 | 0.89375 | 1.5399
SmComHP | 1 | 10.282 | 4.9474 | 4.4608 | 2.2702 | 1.8645 | 0 | 0 | 0 | 0 | 2.2374 | 4.7469 | 10.5817
Ann LF & CF: | 2 | 9.3869 | 4.989 | 4.8067 | 2.2702 | 1.8704 | 0 | 0 | 0 | 0 | 2.1868 | 4.985 | 9.6616
0.158 | 3 | 2.9999 | 1.275 | 1.0256 | 0.59168 | 0.39189 | 0 | 0 | 0 | 0 | 0.76476 | 1.5403 | 2.9542
0.15 | 4 | 1.5 | 0.87307 | 0.70433 | 0.36658 | 0.28501 | 0 | 0 | 0 | 0 | 0.3097 | 0.81216 | 2.0582
SmComCAC | 1 | 0 | 0 | 0.55564 | 2.2623 | 5.2103 | 7.3821 | 10.291 | 10.0126 | 4.9894 | 1.1148 | 0 | 0
Ann LF & CF: | 2 | 0 | 0 | 0.59874 | 2.2623 | 5.2269 | 7.2789 | 9.7475 | 8.6389 | 5.2244 | 1.0896 | 0 | 0
0.17 | 3 | 0 | 0 | 0.12775 | 0.5896 | 1.0952 | 3.2781 | 2.9548 | 1.9842 | 1.1931 | 0.38104 | 0 | 0
0 | 4 | 0 | 0 | 0.087733 | 0.3653 | 0.79647 | 1.239 | 1.6642 | 1.2821 | 0.92195 | 0.15431 | 0 | 0
SIC20 | 1 | 2.2535 | 2.2833 | 2.4422 | 2.4025 | 2.5514 | 2.8194 | 2.9783 | 3.3555 | 2.7698 | 3.7725 | 2.5613 | 2.2734
Ann LF & CF: | 2 | 2.5702 | 2.8492 | 2.8591 | 2.6798 | 2.8093 | 3.4071 | 3.5963 | 3.7557 | 3.696 | 4.3036 | 3.1381 | 2.9588
0.48354 | 3 | 1.4047 | 1.5242 | 1.4943 | 1.4844 | 1.5641 | 1.7035 | 1.9227 | 2.6898 | 1.8231 | 2.361 | 1.6836 | 1.4943
0.2532 | 4 | 0.46822 | 0.59773 | 0.51803 | 0.48815 | 0.49811 | 0.66746 | 0.8169 | 0.66746 | 0.87667 | 0.76709 | 0.63758 | 0.64754
SIC24 | 1 | 3.2364 | 2.8691 | 3.3158 | 3.0775 | 3.2761 | 2.8492 | 2.5414 | 3.1669 | 2.7996 | 3.3059 | 2.9385 | 2.9584
Ann LF & CF: | 2 | 3.147 | 3.4746 | 3.3158 | 2.9485 | 2.8988 | 2.8889 | 2.5414 | 2.9683 | 3.0974 | 3.1172 | 3.1768 | 3.1967
0.59958 | 3 | 1.8167 | 1.6976 | 1.8267 | 1.6877 | 1.6976 | 1.5785 | 1.4593 | 1.7373 | 1.6579 | 1.8068 | 1.7075 | 1.7175
0.55847 | 4 | 0.52616 | 0.58572 | 0.55594 | 0.53609 | 0.48645 | 0.5063 | 0.48645 | 0.45667 | 0.65522 | 0.46659 | 0.58572 | 0.65522
SIC26 | 1 | 2.4025 | 2.1146 | 2.4322 | 2.2238 | 2.4322 | 2.3429 | 2.3528 | 3.0775 | 2.333 | 2.4124 | 1.9756 | 1.8564
Ann LF & CF: | 2 | 3.3856 | 3.1659 | 3.5254 | 3.2358 | 3.4455 | 3.4755 | 3.4655 | 3.865 | 3.8051 | 3.3257 | 3.1958 | 3.1958
0.53813 | 3 | 1.8776 | 1.6778 | 1.8176 | 1.7377 | 1.8776 | 1.7577 | 1.9075 | 2.2271 | 1.8975 | 1.7977 | 1.6079 | 1.548
0.3345 | 4 | 0.72905 | 0.74903 | 0.71907 | 0.71907 | 0.74903 | 0.72905 | 0.83891 | 0.67912 | 0.98871 | 0.64916 | 0.74903 | 0.75901
DSIAlum | 1 | 2.3528 | 2.4819 | 2.2833 | 2.3131 | 2.472 | 2.4025 | 2.4819 | 2.7698 | 2.2833 | 2.6109 | 2.3131 | 2.333
Ann LF & CF: | 2 | 3.1936 | 2.9541 | 3.2036 | 3.2036 | 3.3333 | 3.4132 | 3.5629 | 3.5729 | 3.6427 | 3.3832 | 3.3932 | 3.6228
0.57104 | 3 | 1.7365 | 1.5469 | 1.6367 | 1.7166 | 1.8164 | 1.7166 | 1.9261 | 1.9561 | 1.8064 | 1.8463 | 1.8064 | 1.8164
0.36883 | 4 | 0.67864 | 0.68862 | 0.63872 | 0.6986 | 0.70858 | 0.70858 | 0.8483 | 0.66866 | 0.93812 | 0.62874 | 0.82834 | 0.90818
FLAT | 1 | 2.5208 | 2.2769 | 2.5208 | 2.4395 | 2.5208 | 2.4395 | 2.5208 | 2.5208 | 2.5208 | 2.5208 | 2.4395 | 2.5208
Ann LF & CF: | 2 | 3.9459 | 3.5751 | 3.8316 | 3.708 | 3.9459 | 3.708 | 3.9459 | 3.8316 | 3.9459 | 3.8316 | 3.8223 | 3.9459
1 | 3 | 1.3754 | 1.229 | 1.5125 | 1.4637 | 1.3754 | 1.4637 | 1.3754 | 1.5125 | 1.3754 | 1.5125 | 1.3266 | 1.3754
0.64 | 4 | 0.62784 | 0.56929 | 0.605 | 0.58548 | 0.62784 | 0.58548 | 0.62784 | 0.605 | 0.62784 | 0.605 | 0.60833 | 0.62784
SysLOAD | 1 | 3.91 | 3.44 | 3.48 | 3.4 | 2.95 | 2.68 | 2.89 | 3.1 | 2.66 | 3.4 | 3.24 | 3.87
Ann LF & CF: | 2 | 3.75 | 3.68 | 4.06 | 3.64 | 3.26 | 2.86 | 2.94 | 2.9 | 2.96 | 3.63 | 3.64 | 3.75
0.51314 | 3 | 1.25 | 0.95 | 0.89 | 0.98 | 0.73 | 1.44 | 0.95 | 0.7 | 0.68 | 1.39 | 1.16 | 1.18
0.49418 | 4 | 0.68 | 0.7 | 0.65 | 0.66 | 0.53 | 0.58 | 0.58 | 0.5 | 0.58 | 0.57 | 0.63 | 0.95
VendContrl | 1 | 0 | 0 | 0 | 0 | 0 | 0 | 0 | 0 | 0 | 0 | 0 | 0
Ann LF & CF: | 2 | 4.5761 | 4.1443 | 4.4618 | 4.3179 | 4.5761 | 4.3179 | 4.5761 | 4.4618 | 4.5761 | 4.4618 | 4.4321 | 4.5761
0.17 | 3 | 2.6358 | 2.3675 | 2.7729 | 2.6835 | 2.6358 | 2.6835 | 2.6358 | 2.7729 | 2.6358 | 2.7729 | 2.5464 | 2.6358
0 | 4 | 1.258 | 1.1385 | 1.2352 | 1.1954 | 1.258 | 1.1954 | 1.258 | 1.2352 | 1.258 | 1.2352 | 1.2182 | 1.258
CSPVCW1 | 1 | 2.3921 | 3.6702 | 5.875 | 6.4601 | 7.6541 | 7.5039 | 8.2505 | 7.5371 | 7.1384 | 4.6422 | 2.6772 | 1.9632
Ann LF & CF: | 2 | 0.97124 | 1.5495 | 2.7247 | 3.3994 | 4.4458 | 4.5177 | 4.8328 | 4.0792 | 3.586 | 2.1778 | 1.1507 | 0.80115
15.348 | 3 | 0 | 0 | 0 | 0 | 0 | 0 | 0 | 0 | 0 | 0 | 0 | 0
0.009 | 4 | 0 | 0 | 0 | 0 | 0 | 0 | 0 | 0 | 0 | 0 | 0 | 0
CSPVCW2 | 1 | 3.1726 | 3.6669 | 5.7951 | 6.1192 | 7.1256 | 6.7485 | 7.9265 | 7.7245 | 6.9297 | 5.6027 | 2.838 | 2.3096
Ann LF & CF: | 2 | 1.2882 | 1.5481 | 2.6876 | 3.22 | 4.1388 | 4.0628 | 4.643 | 4.1806 | 3.4812 | 2.6284 | 1.2198 | 0.9425
16.743 | 3 | 0 | 0 | 0 | 0 | 0 | 0 | 0 | 0 | 0 | 0 | 0 | 0
0.009 | 4 | 0 | 0 | 0 | 0 | 0 | 0 | 0 | 0 | 0 | 0 | 0 | 0
CSPVCW3 | 1 | 3.4428 | 4.155 | 6.0605 | 6.1803 | 6.6013 | 6.3844 | 7.3522 | 7.3873 | 6.6931 | 5.7995 | 3.212 | 2.8907
Ann LF & CF: | 2 | 1.3978 | 1.7542 | 2.8107 | 3.2522 | 3.8343 | 3.8436 | 4.3066 | 3.9981 | 3.3623 | 2.7207 | 1.3805 | 1.1796
19.533 | 3 | 0 | 0 | 0 | 0 | 0 | 0 | 0 | 0 | 0 | 0 | 0 | 0
0.009 | 4 | 0 | 0 | 0 | 0 | 0 | 0 | 0 | 0 | 0 | 0 | 0 | 0
CSPVCW4 | 1 | 3.7621 | 4.5187 | 5.8559 | 6.1012 | 6.3505 | 6.2134 | 6.7644 | 7.0372 | 6.6619 | 6.0983 | 4.0352 | 2.91
Ann LF & CF: | 2 | 1.5275 | 1.9077 | 2.7158 | 3.2105 | 3.6886 | 3.7407 | 3.9623 | 3.8086 | 3.3466 | 2.8609 | 1.7344 | 1.1875
21.563 | 3 | 0 | 0 | 0 | 0 | 0 | 0 | 0 | 0 | 0 | 0 | 0 | 0
0.009 | 4 | 0 | 0 | 0 | 0 | 0 | 0 | 0 | 0 | 0 | 0 | 0 | 0
CSPVCW5 | 1 | 4.3732 | 4.6088 | 5.8603 | 6.0177 | 6.0054 | 5.9556 | 6.3222 | 6.6716 | 6.6334 | 5.9157 | 4.1694 | 3.9583
Ann LF & CF: | 2 | 1.7756 | 1.9458 | 2.7178 | 3.1666 | 3.4882 | 3.5855 | 3.7033 | 3.6108 | 3.3323 | 2.7752 | 1.7921 | 1.6153
22.451 | 3 | 0 | 0 | 0 | 0 | 0 | 0 | 0 | 0 | 0 | 0 | 0 | 0
0.009 | 4 | 0 | 0 | 0 | 0 | 0 | 0 | 0 | 0 | 0 | 0 | 0 | 0
CSPVCS1 | 1 | 2.3921 | 3.6702 | 5.875 | 6.4601 | 7.6541 | 7.5039 | 8.2505 | 7.5371 | 7.1384 | 4.6422 | 2.6772 | 1.9632
Ann LF & CF: | 2 | 0.97124 | 1.5495 | 2.7247 | 3.3994 | 4.4458 | 4.5177 | 4.8328 | 4.0792 | 3.586 | 2.1778 | 1.1507 | 0.80115
0.315 | 3 | 0 | 0 | 0 | 0 | 0 | 0 | 0 | 0 | 0 | 0 | 0 | 0
0.009 | 4 | 0 | 0 | 0 | 0 | 0 | 0 | 0 | 0 | 0 | 0 | 0 | 0
CSPVCS2 | 1 | 3.1726 | 3.6669 | 5.7951 | 6.1192 | 7.1256 | 6.7485 | 7.9265 | 7.7245 | 6.9297 | 5.6027 | 2.838 | 2.3096
Ann LF & CF: | 2 | 1.2882 | 1.5481 | 2.6876 | 3.22 | 4.1388 | 4.0628 | 4.643 | 4.1806 | 3.4812 | 2.6284 | 1.2198 | 0.9425
0.344 | 3 | 0 | 0 | 0 | 0 | 0 | 0 | 0 | 0 | 0 | 0 | 0 | 0
0.009 | 4 | 0 | 0 | 0 | 0 | 0 | 0 | 0 | 0 | 0 | 0 | 0 | 0
CSPVCS3 | 1 | 3.4428 | 4.155 | 6.0605 | 6.1803 | 6.6013 | 6.3844 | 7.3522 | 7.3873 | 6.6931 | 5.7995 | 3.212 | 2.8907
Ann LF & CF: | 2 | 1.3978 | 1.7542 | 2.8107 | 3.2522 | 3.8343 | 3.8436 | 4.3066 | 3.9981 | 3.3623 | 2.7207 | 1.3805 | 1.1796
0.401 | 3 | 0 | 0 | 0 | 0 | 0 | 0 | 0 | 0 | 0 | 0 | 0 | 0
0.009 | 4 | 0 | 0 | 0 | 0 | 0 | 0 | 0 | 0 | 0 | 0 | 0 | 0
CSPVCS4 | 1 | 3.7621 | 4.5187 | 5.8559 | 6.1012 | 6.3505 | 6.2134 | 6.7644 | 7.0372 | 6.6619 | 6.0983 | 4.0352 | 2.91
Ann LF & CF: | 2 | 1.5275 | 1.9077 | 2.7158 | 3.2105 | 3.6886 | 3.7407 | 3.9623 | 3.8086 | 3.3466 | 2.8609 | 1.7344 | 1.1875
0.443 | 3 | 0 | 0 | 0 | 0 | 0 | 0 | 0 | 0 | 0 | 0 | 0 | 0
0.009 | 4 | 0 | 0 | 0 | 0 | 0 | 0 | 0 | 0 | 0 | 0 | 0 | 0
CSPVCS5 | 1 | 4.3732 | 4.6088 | 5.8603 | 6.0177 | 6.0054 | 5.9556 | 6.3222 | 6.6716 | 6.6334 | 5.9157 | 4.1694 | 3.9583
Ann LF & CF: | 2 | 1.7756 | 1.9458 | 2.7178 | 3.1666 | 3.4882 | 3.5855 | 3.7033 | 3.6108 | 3.3323 | 2.7752 | 1.7921 | 1.6153
0.461 | 3 | 0 | 0 | 0 | 0 | 0 | 0 | 0 | 0 | 0 | 0 | 0 | 0
0.009 | 4 | 0 | 0 | 0 | 0 | 0 | 0 | 0 | 0 | 0 | 0 | 0 | 0
SolarDHWZ1W | 1 | 2.9004 | 3.9376 | 6.5143 | 6.7853 | 8.5151 | 8.7255 | 9.3342 | 9.1037 | 7.6156 | 4.6909 | 2.733 | 2.2265
Ann LF & CF: | 2 | 1.4751 | 1.9722 | 1.9152 | 2.4039 | 3.5942 | 3.0194 | 3.8718 | 1.7922 | 3.2166 | 2.6642 | 1.7049 | 1.6551
10.43 | 3 | 0 | 0 | -0.068002 | -0.040527 | -0.026935 | -0.072464 | -0.33359 | -0.36889 | -0.206 | 0.0097719 | 0 | 0
0.51 | 4 | 0 | 0 | 0 | -0.022535 | -0.04329 | -0.072135 | -0.063372 | -0.13925 | -0.18955 | 0 | 0 | 0
SolarDHWZ2W | 1 | 2.8151 | 3.9446 | 6.5524 | 6.813 | 8.5564 | 8.798 | 9.337 | 9.0415 | 7.6157 | 4.6382 | 2.6946 | 2.1672
Ann LF & CF: | 2 | 1.446 | 1.9698 | 1.8818 | 2.3985 | 3.6658 | 3.047 | 3.8837 | 1.8017 | 3.2467 | 2.6183 | 1.7088 | 1.636
8.44 | 3 | 0 | 0 | -0.071086 | -0.040438 | -0.018448 | -0.064072 | -0.31662 | -0.35278 | -0.2085 | 0.0099537 | 0 | 0
0.57 | 4 | 0 | 0 | 0 | -0.021353 | -0.042482 | -0.067533 | -0.051628 | -0.1393 | -0.19269 | 0 | 0 | 0
SolarDHWZ3W | 1 | 2.8151 | 3.9446 | 6.5524 | 6.813 | 8.5564 | 8.798 | 9.337 | 9.0415 | 7.6157 | 4.6382 | 2.6946 | 2.1672
Ann LF & CF: | 2 | 1.446 | 1.9698 | 1.8818 | 2.3985 | 3.6658 | 3.047 | 3.8837 | 1.8017 | 3.2467 | 2.6183 | 1.7088 | 1.636
5.08 | 3 | 0 | 0 | -0.071086 | -0.040438 | -0.018448 | -0.064072 | -0.31662 | -0.35278 | -0.2085 | 0.0099537 | 0 | 0
0.45 | 4 | 0 | 0 | 0 | -0.021353 | -0.042482 | -0.067533 | -0.051628 | -0.1393 | -0.19269 | 0 | 0 | 0
SolarDHWZ4W | 1 | 3.6655 | 4.1826 | 6.5114 | 7.325 | 7.773 | 8.2284 | 8.6534 | 9.5831 | 7.9434 | 6.1172 | 3.885 | 3.1646
Ann LF & CF: | 2 | 0.99657 | 2.2455 | 2.3702 | 2.0699 | 2.2437 | 2.379 | 4.201 | 2.1001 | 2.6578 | 3.5329 | 1.7825 | 0.92973
4.35 | 3 | 0 | 0 | 0 | -0.093897 | -0.32455 | -0.25681 | -0.56007 | -0.72679 | -0.39392 | -0.037279 | 0.0016867 | 0
0.3 | 4 | 0 | 0 | 0 | -0.07494 | -0.15276 | -0.12569 | -0.28209 | -0.19551 | -0.20191 | -0.0043928 | 0 | 0
SolarDHWZ5W | 1 | 2.8151 | 3.9446 | 6.5524 | 6.813 | 8.5564 | 8.798 | 9.337 | 9.0415 | 7.6157 | 4.6382 | 2.6946 | 2.1672
Ann LF & CF: | 2 | 1.446 | 1.9698 | 1.8818 | 2.3985 | 3.6658 | 3.047 | 3.8837 | 1.8017 | 3.2467 | 2.6183 | 1.7088 | 1.636
3.35 | 3 | 0 | 0 | -0.071086 | -0.040438 | -0.018448 | -0.064072 | -0.31662 | -0.35278 | -0.2085 | 0.0099537 | 0 | 0
0.24 | 4 | 0 | 0 | 0 | -0.021353 | -0.042482 | -0.067533 | -0.051628 | -0.1393 | -0.19269 | 0 | 0 | 0
SolarDHWZ1S | 1 | 2.9004 | 3.9376 | 6.5143 | 6.7853 | 8.5151 | 8.7255 | 9.3342 | 9.1037 | 7.6156 | 4.6909 | 2.733 | 2.2265
Ann LF & CF: | 2 | 1.4751 | 1.9722 | 1.9152 | 2.4039 | 3.5942 | 3.0194 | 3.8718 | 1.7922 | 3.2166 | 2.6642 | 1.7049 | 1.6551
2.47 | 3 | 0 | 0 | -0.068002 | -0.040527 | -0.026935 | -0.072464 | -0.33359 | -0.36889 | -0.206 | 0.0097719 | 0 | 0
0.33 | 4 | 0 | 0 | 0 | -0.022535 | -0.04329 | -0.072135 | -0.063372 | -0.13925 | -0.18955 | 0 | 0 | 0
SolarDHWZ2S | 1 | 2.8151 | 3.9446 | 6.5524 | 6.813 | 8.5564 | 8.798 | 9.337 | 9.0415 | 7.6157 | 4.6382 | 2.6946 | 2.1672
Ann LF & CF: | 2 | 1.446 | 1.9698 | 1.8818 | 2.3985 | 3.6658 | 3.047 | 3.8837 | 1.8017 | 3.2467 | 2.6183 | 1.7088 | 1.636
2.57 | 3 | 0 | 0 | -0.071086 | -0.040438 | -0.018448 | -0.064072 | -0.31662 | -0.35278 | -0.2085 | 0.0099537 | 0 | 0
0.36 | 4 | 0 | 0 | 0 | -0.021353 | -0.042482 | -0.067533 | -0.051628 | -0.1393 | -0.19269 | 0 | 0 | 0
SolarDHWZ3S | 1 | 2.8151 | 3.9446 | 6.5524 | 6.813 | 8.5564 | 8.798 | 9.337 | 9.0415 | 7.6157 | 4.6382 | 2.6946 | 2.1672
Ann LF & CF: | 2 | 1.446 | 1.9698 | 1.8818 | 2.3985 | 3.6658 | 3.047 | 3.8837 | 1.8017 | 3.2467 | 2.6183 | 1.7088 | 1.636
1.8 | 3 | 0 | 0 | -0.071086 | -0.040438 | -0.018448 | -0.064072 | -0.31662 | -0.35278 | -0.2085 | 0.0099537 | 0 | 0
0.26 | 4 | 0 | 0 | 0 | -0.021353 | -0.042482 | -0.067533 | -0.051628 | -0.1393 | -0.19269 | 0 | 0 | 0
SolarDHWZ4S | 1 | 3.6655 | 4.1826 | 6.5114 | 7.325 | 7.773 | 8.2284 | 8.6534 | 9.5831 | 7.9434 | 6.1172 | 3.885 | 3.1646
Ann LF & CF: | 2 | 0.99657 | 2.2455 | 2.3702 | 2.0699 | 2.2437 | 2.379 | 4.201 | 2.1001 | 2.6578 | 3.5329 | 1.7825 | 0.92973
2.44 | 3 | 0 | 0 | 0 | -0.093897 | -0.32455 | -0.25681 | -0.56007 | -0.72679 | -0.39392 | -0.037279 | 0.0016867 | 0
0.41 | 4 | 0 | 0 | 0 | -0.07494 | -0.15276 | -0.12569 | -0.28209 | -0.19551 | -0.20191 | -0.0043928 | 0 | 0
SolarDHWZ5S | 1 | 2.8151 | 3.9446 | 6.5524 | 6.813 | 8.5564 | 8.798 | 9.337 | 9.0415 | 7.6157 | 4.6382 | 2.6946 | 2.1672
Ann LF & CF: | 2 | 1.446 | 1.9698 | 1.8818 | 2.3985 | 3.6658 | 3.047 | 3.8837 | 1.8017 | 3.2467 | 2.6183 | 1.7088 | 1.636
2.56 | 3 | 0 | 0 | -0.071086 | -0.040438 | -0.018448 | -0.064072 | -0.31662 | -0.35278 | -0.2085 | 0.0099537 | 0 | 0
0.43 | 4 | 0 | 0 | 0 | -0.021353 | -0.042482 | -0.067533 | -0.051628 | -0.1393 | -0.19269 | 0 | 0 | 0
OTECDis | 1 | 2.9911 | 2.696 | 2.8139 | 2.0932 | 2.572 | 2.8286 | 2.8745 | 3.322 | 2.2772 | 2.2808 | 2.6354 | 2.7152
Ann LF & CF: | 2 | 4.5649 | 3.7045 | 3.6947 | 3.3984 | 3.4973 | 3.583 | 4.3226 | 4.0689 | 3.493 | 3.6164 | 4.0258 | 4.5999
0.59198 | 3 | 1.4627 | 1.2612 | 1.2619 | 0.984 | 1.1378 | 1.1991 | 1.2743 | 1.3931 | 1.003 | 1.0284 | 1.3776 | 1.3326
0.38 | 4 | 0.772 | 0.47559 | 0.39998 | 0.49205 | 0.46948 | 0.45163 | 0.69973 | 0.48918 | 0.52404 | 0.5219 | 0.6104 | 0.70946
DairyDHW | 1 | 2.7389 | 2.7439 | 2.6419 | 2.5547 | 2.4299 | 2.2729 | 2.1269 | 2.0845 | 2.1853 | 2.2541 | 2.4294 | 2.6238
Ann LF & CF: | 2 | 4.4536 | 4.4616 | 4.2959 | 4.154 | 3.9511 | 3.6959 | 3.4584 | 3.3894 | 3.5533 | 3.6653 | 3.9504 | 4.2663
0.54047 | 3 | 1.8289 | 1.8322 | 1.7641 | 1.7059 | 1.6225 | 1.5177 | 1.4202 | 1.3919 | 1.4592 | 1.5052 | 1.6223 | 1.752
0.33 | 4 | 0.39517 | 0.39589 | 0.38118 | 0.36859 | 0.35058 | 0.32794 | 0.30687 | 0.30075 | 0.31529 | 0.32523 | 0.35052 | 0.37856
DairyVFD | 1 | 2.4346 | 2.3483 | 2.7074 | 2.4478 | 2.5756 | 2.5919 | 2.3376 | 2.7117 | 2.5717 | 2.442 | 2.6058 | 2.5728
Ann LF & CF: | 2 | 4.2624 | 3.8393 | 4.1177 | 4.1582 | 4.2427 | 4.0453 | 4.3588 | 4.1326 | 4.034 | 4.3674 | 4.0279 | 4.142
0.66417 | 3 | 1.199 | 1.0856 | 1.2502 | 1.0946 | 1.1918 | 1.2126 | 1.1063 | 1.225 | 1.1979 | 1.1532 | 1.1564 | 1.2702
0.37025 | 4 | 0.56259 | 0.41516 | 0.42892 | 0.51702 | 0.46463 | 0.40117 | 0.66488 | 0.42684 | 0.39917 | 0.54474 | 0.44177 | 0.51469
StreetLight | 1 | 1.8924 | 1.282 | 0.94622 | 0.91569 | 0.47311 | 0 | 0.47311 | 0.47311 | 0.91569 | 1.4193 | 1.8314 | 1.8924
Ann LF & CF: | 2 | 4.8389 | 4.2801 | 4.0838 | 3.4152 | 2.8741 | 2.6844 | 2.8741 | 3.4288 | 3.4152 | 4.1023 | 4.6828 | 4.8389
0.61724 | 3 | 2.9496 | 2.6642 | 2.9311 | 2.8187 | 2.8941 | 2.8008 | 2.8941 | 2.9126 | 2.8366 | 2.9496 | 2.8545 | 2.9496
0.24 | 4 | 0.63797 | 0.57623 | 0.63797 | 0.61739 | 0.63797 | 0.61739 | 0.63797 | 0.63797 | 0.61739 | 0.63797 | 0.61739 | 0.63797
NewLgOffElecHt | 1 | 2.3356 | 2.0885 | 2.8925 | 2.351 | 4.4169 | 4.6001 | 5.6375 | 6.2217 | 4.0872 | 3.278 | 2.3644 | 1.9499
Ann LF & CF: | 2 | 0.76228 | 1.3303 | 1.1758 | 1.4848 | 1.8986 | 2.1737 | 2.4924 | 2.5816 | 2.1457 | 1.6628 | 1.2039 | 0.65951
0.50326 | 3 | 0.38031 | 0.41929 | 0.50825 | 0.54767 | 0.4177 | 0.64407 | 0.69362 | 0.69362 | 0.56524 | 0.60499 | 0.52424 | 0.0037183
0.18893 | 4 | 0.044889 | 0.1119 | 0.14535 | 0.20256 | 0.19861 | 0.26754 | 0.30717 | 0.23781 | 0.29748 | 0.17475 | 0.17721 | 0.037334
NewLgOffHtPmpHt | 1 | 5.3508 | 4.6175 | 5.331 | 4.8157 | 5.7471 | 4.8058 | 4.8058 | 5.2616 | 4.3599 | 5.0832 | 4.677 | 4.8652
Ann LF & CF: | 2 | 2.2295 | 2.4772 | 2.3088 | 2.3979 | 2.4475 | 2.4871 | 2.4078 | 2.4871 | 2.4475 | 2.4673 | 2.2592 | 2.2989
0.50326 | 3 | 0.70353 | 0.62426 | 0.6738 | 0.6738 | 0.69362 | 0.64407 | 0.69362 | 0.69362 | 0.64407 | 0.70353 | 0.71344 | 0.6738
0.46855 | 4 | 0.27745 | 0.27745 | 0.26754 | 0.27745 | 0.27745 | 0.26754 | 0.30717 | 0.23781 | 0.3369 | 0.23781 | 0.32699 | 0.3369
NewLgOffGasHt | 1 | 6.1422 | 5.1523 | 5.749 | 5.2532 | 5.9678 | 4.9186 | 4.8379 | 5.2927 | 4.5349 | 5.4187 | 5.1437 | 5.8599
Ann LF & CF: | 2 | 2.8595 | 2.9507 | 2.688 | 2.7207 | 2.6147 | 2.6048 | 2.4759 | 2.5581 | 2.5593 | 2.7288 | 2.6967 | 3.1127
0.50326 | 3 | 0.87757 | 0.73801 | 0.75936 | 0.7477 | 0.71112 | 0.67324 | 0.69362 | 0.69362 | 0.70241 | 0.75603 | 0.83011 | 0.90618
0.50326 | 4 | 0.38537 | 0.36204 | 0.32977 | 0.31828 | 0.35523 | 0.26754 | 0.30717 | 0.23781 | 0.35635 | 0.26795 | 0.40186 | 0.4808
NewSmOffElecHt | 1 | -1.6902 | -0.88021 | 0.21579 | -0.045302 | 2.3524 | 3.1393 | 3.9209 | 4.3547 | 2.9924 | 1.3095 | 0.24946 | -3.5003
Ann LF & CF: | 2 | 0.30046 | 0.66704 | 0.60027 | 0.36111 | 1.0624 | 2.1028 | 2.2116 | 2.9025 | 2.097 | 1.0868 | 1.0613 | -0.16848
0.50326 | 3 | 1.8742 | 1.6989 | 1.9155 | 1.8651 | 1.8736 | 1.8059 | 1.9372 | 1.9976 | 1.8683 | 1.6603 | 1.9129 | 1.5966
-0.19533 | 4 | 0.6223 | 0.68318 | 0.70315 | 0.75927 | 0.77449 | 0.79477 | 0.92826 | 0.71668 | 1.0008 | 0.36708 | 0.86558 | 0.76719
NewSmOffHtPmpHt | 1 | 2.8945 | 2.4132 | 2.5358 | 2.5242 | 2.6606 | 2.6273 | 2.6416 | 2.8976 | 2.61 | 2.8461 | 2.9046 | 2.4352
Ann LF & CF: | 2 | 2.9681 | 2.8215 | 2.5618 | 2.1244 | 1.9088 | 2.2784 | 1.9005 | 2.7158 | 2.2944 | 2.3622 | 2.8926 | 2.8163
0.50326 | 3 | 2.0158 | 1.7239 | 1.8291 | 1.7874 | 1.7979 | 1.7033 | 1.7722 | 1.8509 | 1.6964 | 1.8998 | 1.9045 | 1.7745
0.49078 | 4 | 0.75221 | 0.76992 | 0.75568 | 0.78014 | 0.77401 | 0.7581 | 0.88609 | 0.68918 | 0.95501 | 0.62786 | 0.92677 | 0.92057
NewSmOffGasHt | 1 | 3.8437 | 3.0075 | 2.8014 | 2.961 | 2.3692 | 2.1428 | 2.1233 | 2.3278 | 2.2212 | 2.9136 | 3.0585 | 3.8467
Ann LF & CF: | 2 | 4.196 | 3.5951 | 4.1151 | 2.875 | 2.2719 | 2.1901 | 2.2536 | 2.1794 | 2.6104 | 3.0239 | 3.7723 | 4.2638
0.50326 | 3 | 2.3209 | 2.4745 | 2.1437 | 2.0653 | 2.0741 | 1.9289 | 2.5329 | 2.1042 | 1.9382 | 2.1766 | 2.2165 | 2.3108
0.45367 | 4 | 0.95427 | 0.93013 | 0.89348 | 0.90646 | 0.91482 | 0.86702 | 1.2664 | 0.77935 | 1.0911 | 0.86291 | 1.6812 | 1.1612
NewRestElecHt | 1 | -3.2934 | -1.5926 | -0.16399 | -0.48896 | 1.137 | 1.4696 | 1.5721 | 1.7238 | 1.4397 | 0.4639 | -1.0007 | -5.3464
Ann LF & CF: | 2 | -1.0337 | 0.11458 | 1.859 | 2.1288 | 2.925 | 3.2562 | 3.3078 | 3.4175 | 3.8664 | 2.6078 | 0.97529 | -2.8864
0.67392 | 3 | 0.69047 | 1.2447 | 1.2953 | 1.1518 | 2.3847 | 1.705 | 2.3777 | 2.4712 | 2.2941 | 1.7334 | 1.3335 | 0.036244
-0.57405 | 4 | 0.2469 | 0.45785 | 0.55531 | 0.66103 | 0.54133 | 0.79839 | 0.94027 | 0.72068 | 1.2808 | 0.61459 | 0.89815 | 0.21113
NewRestHtPmpHt | 1 | 0.011611 | 0.41789 | 1.0293 | 0.91267 | 1.3681 | 1.421 | 1.4471 | 1.584 | 1.4154 | 1.3114 | 0.6544 | -0.76481
Ann LF & CF: | 2 | 2.2703 | 2.3974 | 3.2975 | 3.2913 | 3.1375 | 3.2383 | 3.2179 | 3.305 | 3.8506 | 3.5626 | 2.8058 | 1.6872
0.67392 | 3 | 1.7233 | 1.9184 | 1.8613 | 1.7546 | 2.4184 | 1.8018 | 2.3467 | 2.4445 | 2.3885 | 1.9772 | 1.8804 | 1.4644
0.002032 | 4 | 0.67879 | 0.74788 | 0.75963 | 0.7672 | 0.72799 | 0.79202 | 0.92891 | 0.7138 | 1.2711 | 0.68623 | 1.1479 | 0.8057
NewRestGasHt | 1 | 1.7686 | 1.4868 | 1.6768 | 1.666 | 1.5289 | 1.4495 | 1.4471 | 1.584 | 1.45 | 1.7899 | 1.54 | 1.6682
Ann LF & CF: | 2 | 4.0274 | 3.6108 | 4.0732 | 3.9245 | 3.2881 | 3.279 | 3.2382 | 3.305 | 3.8954 | 4.0919 | 3.7871 | 4.112
0.67392 | 3 | 2.2751 | 2.2788 | 2.1667 | 2.0804 | 2.4469 | 1.8629 | 2.3467 | 2.4445 | 2.4496 | 2.1136 | 2.1756 | 2.2238
0.28986 | 4 | 0.90885 | 0.90261 | 0.86957 | 0.82624 | 0.82978 | 0.79202 | 0.92891 | 0.7138 | 1.2711 | 0.72695 | 1.2823 | 1.1213
NewLgRetElecHt | 1 | 3.514 | 3.4926 | 3.5365 | 3.5066 | 3.7205 | 3.6262 | 3.8272 | 4.2418 | 3.2767 | 3.847 | 3.2157 | 3.1923
Ann LF & CF: | 2 | 3.549 | 3.3123 | 3.6978 | 3.3754 | 3.5521 | 3.6613 | 3.8748 | 3.7236 | 3.8162 | 3.3879 | 3.542 | 3.7666
0.53352 | 3 | 1.2006 | 0.91078 | 0.97345 | 0.95901 | 1.0142 | 0.93186 | 1.0301 | 1.0285 | 0.95164 | 0.99121 | 1.0065 | 0.99381
0.44198 | 4 | 0.3873 | 0.3873 | 0.386 | 0.37358 | 0.37965 | 0.36853 | 0.43409 | 0.33863 | 0.47365 | 0.33315 | 0.43192 | 0.45835
NewLgRetHtPmpHt | 1 | 3.9391 | 3.5927 | 3.5503 | 3.5254 | 3.6926 | 3.5173 | 3.4974 | 3.8462 | 3.1786 | 3.8816 | 3.3043 | 3.9983
Ann LF & CF: | 2 | 3.9237 | 3.4351 | 3.7122 | 3.3566 | 3.4306 | 3.4476 | 3.4775 | 3.328 | 3.5971 | 3.3168 | 3.6085 | 4.287
0.53352 | 3 | 1.2409 | 0.92423 | 0.97643 | 0.95038 | 0.98645 | 0.90674 | 0.98645 | 0.97648 | 0.9167 | 0.99106 | 1.0119 | 1.033
0.49022 | 4 | 0.38447 | 0.37864 | 0.36867 | 0.36867 | 0.36867 | 0.35871 | 0.41849 | 0.32882 | 0.45835 | 0.32882 | 0.42846 | 0.46418
NewLgRetGasHt | 1 | 3.9391 | 3.5927 | 3.5503 | 3.5254 | 3.6926 | 3.5173 | 3.4974 | 3.8462 | 3.1786 | 3.8816 | 3.3043 | 3.9983
Ann LF & CF: | 2 | 3.9237 | 3.4351 | 3.7122 | 3.3566 | 3.4306 | 3.4476 | 3.4775 | 3.328 | 3.5971 | 3.3168 | 3.6085 | 4.287
0.53352 | 3 | 1.2409 | 0.92423 | 0.97643 | 0.95038 | 0.98645 | 0.90674 | 0.98645 | 0.97648 | 0.9167 | 0.99106 | 1.0119 | 1.033
0.49022 | 4 | 0.38447 | 0.37864 | 0.36867 | 0.36867 | 0.36867 | 0.35871 | 0.41849 | 0.32882 | 0.45835 | 0.32882 | 0.42846 | 0.46418
NewSmRetElecHt | 1 | 1.5821 | 0.80881 | 2.1762 | 2.2808 | 3.9736 | 4.1811 | 4.6414 | 5.1285 | 3.8503 | 3.2459 | 1.7542 | 1.2392
Ann LF & CF: | 2 | 2.318 | 1.9003 | 2.9499 | 3.1712 | 2.5578 | 2.7151 | 2.9846 | 2.8511 | 3.3093 | 2.8203 | 2.6531 | 1.8086
0.53352 | 3 | 0.85379 | 0.77289 | 0.8411 | 0.65117 | 0.81003 | 0.76879 | 0.81618 | 0.83558 | 0.80801 | 0.70746 | 0.88101 | 0.79951
0.16459 | 4 | 0.23807 | 0.31718 | 0.3434 | 0.33286 | 0.33329 | 0.32207 | 0.37208 | 0.32243 | 0.41392 | 0.29276 | 0.36608 | 0.24828
NewSmRetHtPmpHt | 1 | 3.4769 | 2.9054 | 3.387 | 3.8309 | 4.0163 | 3.8866 | 3.8866 | 4.2633 | 3.6183 | 3.9871 | 3.1554 | 3.1187
Ann LF & CF: | 2 | 3.2952 | 2.984 | 3.4855 | 3.5908 | 2.488 | 2.5183 | 2.5283 | 2.4589 | 3.1753 | 3.0546 | 3.3426 | 3.2548
0.53352 | 3 | 0.87878 | 0.79323 | 0.84837 | 0.81551 | 0.80683 | 0.75352 | 0.80309 | 0.82292 | 0.79318 | 0.84649 | 0.89485 | 0.84597
0.43511 | 4 | 0.3303 | 0.31238 | 0.31482 | 0.32719 | 0.32719 | 0.31727 | 0.36685 | 0.28753 | 0.4065 | 0.28753 | 0.38178 | 0.39723
NewSmRetGasHt | 1 | 5.0964 | 4.3377 | 4.381 | 5.0315 | 4.1712 | 3.8866 | 3.8866 | 4.2633 | 3.642 | 4.6334 | 4.3142 | 4.6963
Ann LF & CF: | 2 | 4.2502 | 3.8357 | 3.9435 | 3.9901 | 2.5341 | 2.5183 | 2.5283 | 2.4589 | 3.2591 | 3.2989 | 3.9443 | 4.5922
0.53352 | 3 | 0.95417 | 0.8379 | 0.88047 | 0.83226 | 0.82079 | 0.75352 | 0.80309 | 0.82292 | 0.79318 | 0.86045 | 0.93394 | 0.95067
0.53352 | 4 | 0.34566 | 0.36822 | 0.34275 | 0.32719 | 0.32719 | 0.31727 | 0.36685 | 0.28753 | 0.4065 | 0.28753 | 0.43762 | 0.41817
NewGrocElecHt | 1 | 1.9732 | 1.7671 | 2.0304 | 2.0435 | 2.4223 | 2.6797 | 3.2891 | 3.6481 | 2.4262 | 2.4305 | 1.9394 | 1.6914
Ann LF & CF: | 2 | 2.71 | 2.5652 | 2.7556 | 2.7461 | 3.1094 | 3.3611 | 4.1363 | 4.0169 | 3.6003 | 2.9198 | 2.8659 | 2.7027
0.82893 | 3 | 1.0662 | 1.0932 | 1.1888 | 1.0459 | 1.2355 | 1.2332 | 1.5832 | 1.5004 | 1.2532 | 1.1492 | 1.2355 | 1.0859
0.39543 | 4 | 0.42904 | 0.45108 | 0.3975 | 0.42762 | 0.48007 | 0.47228 | 0.63996 | 0.48755 | 0.6212 | 0.38249 | 0.53672 | 0.51586
NewGrocHtPmpHt | 1 | 2.5744 | 2.2273 | 2.4424 | 2.4624 | 2.5876 | 2.4891 | 2.504 | 2.744 | 2.27 | 2.7056 | 2.3622 | 2.3292
Ann LF & CF: | 2 | 3.5891 | 3.313 | 3.4067 | 3.3299 | 3.3915 | 3.4081 | 3.4657 | 3.4059 | 3.5224 | 3.4012 | 3.5384 | 3.7119
0.82893 | 3 | 1.6739 | 1.5136 | 1.5949 | 1.4363 | 1.4978 | 1.3816 | 1.5368 | 1.5065 | 1.422 | 1.4915 | 1.6531 | 1.6336
0.5749 | 4 | 0.64581 | 0.64896 | 0.62433 | 0.58453 | 0.58224 | 0.56363 | 0.66817 | 0.52153 | 0.72114 | 0.50892 | 0.73775 | 0.78757
NewGrocGasHt | 1 | 2.9559 | 2.5199 | 2.7178 | 2.7379 | 2.7698 | 2.5898 | 2.549 | 2.7912 | 2.3654 | 2.9339 | 2.6376 | 2.7279
Ann LF & CF: | 2 | 4.1496 | 3.7814 | 3.8622 | 3.735 | 3.6787 | 3.6332 | 3.5879 | 3.527 | 3.7325 | 3.7646 | 3.9885 | 4.3378
0.82893 | 3 | 2.0491 | 1.7762 | 1.8532 | 1.6881 | 1.7068 | 1.538 | 1.6376 | 1.6083 | 1.5774 | 1.7241 | 1.9189 | 1.9722
0.56486 | 4 | 0.77978 | 0.77114 | 0.76366 | 0.68527 | 0.65405 | 0.63007 | 0.71854 | 0.55797 | 0.79831 | 0.59252 | 0.86529 | 0.9537
NewWarehElecHt | 1 | 1.9147 | 3.4927 | 3.5279 | 3.505 | 3.8277 | 3.9248 | 4.5762 | 5.0828 | 3.5369 | 3.8443 | 2.98 | 0.081042
Ann LF & CF: | 2 | 2.5803 | 3.0111 | 3.6612 | 3.4565 | 3.8727 | 4.1203 | 4.7026 | 4.4711 | 4.3379 | 3.5899 | 3.3992 | 2.2692
0.46881 | 3 | 0.83981 | 0.83222 | 0.93649 | 0.9631 | 1.0335 | 0.96486 | 1.095 | 1.0464 | 1.0055 | 0.98103 | 0.96136 | 0.72983
0.1766 | 4 | 0.38801 | 0.4078 | 0.40774 | 0.3721 | 0.3919 | 0.37997 | 0.45156 | 0.34517 | 0.4824 | 0.33032 | 0.42983 | 0.45772
NewWarehHtPmpHt | 1 | 3.5327 | 3.7815 | 3.5526 | 3.5327 | 3.7218 | 3.5526 | 3.5327 | 3.881 | 3.2043 | 3.8611 | 3.2342 | 3.2143
Ann LF & CF: | 2 | 3.5227 | 3.2939 | 3.6521 | 3.3237 | 3.4232 | 3.4431 | 3.4829 | 3.3237 | 3.6023 | 3.2939 | 3.5128 | 3.7616
0.46881 | 3 | 0.98517 | 0.87571 | 0.94537 | 0.92547 | 0.95532 | 0.88566 | 0.96527 | 0.95532 | 0.89561 | 0.94537 | 0.96527 | 0.95532
0.42673 | 4 | 0.3682 | 0.3682 | 0.35824 | 0.35824 | 0.35824 | 0.34829 | 0.408 | 0.31844 | 0.43785 | 0.31844 | 0.41795 | 0.44781
NewWarehGasHt | 1 | 5.1735 | 4.091 | 3.6109 | 3.595 | 3.7317 | 3.5526 | 3.5327 | 3.881 | 3.2043 | 3.956 | 3.5131 | 6.3603
Ann LF & CF: | 2 | 4.6057 | 3.6994 | 3.8707 | 3.4325 | 3.4529 | 3.4431 | 3.4829 | 3.3237 | 3.6023 | 3.3631 | 3.8036 | 5.3381
0.46881 | 3 | 1.1513 | 0.94296 | 0.98295 | 0.93634 | 0.96521 | 0.88566 | 0.96527 | 0.95532 | 0.89561 | 0.96515 | 1.0137 | 1.1927
0.38133 | 4 | 0.37809 | 0.3682 | 0.35824 | 0.35824 | 0.35824 | 0.34829 | 0.408 | 0.31844 | 0.43785 | 0.31844 | 0.41795 | 0.4577
NewSchoolElecHt | 1 | 0.098033 | 0.46725 | 3.6455 | 1.2598 | 4.7808 | 3.7895 | 2.1724 | 2.428 | 4.5464 | 3.1267 | 1.664 | -0.50358
Ann LF & CF: | 2 | -2.7927 | -1.4609 | -0.39816 | -0.17954 | 2.1795 | 2.2796 | 1.1817 | 1.3696 | 3.2676 | 0.96285 | -1.2874 | -3.572
0.5412 | 3 | 0.26495 | 0.29008 | -0.087445 | -0.12676 | 0.33858 | 0.36371 | 0.35388 | 0.35388 | 0.37354 | 0.080776 | 0.36501 | 0.10252
0.011098 | 4 | -0.055732 | -0.31353 | -0.18463 | 0.063339 | 0.063339 | 0.13762 | 0.14745 | 0.11796 | 0.15728 | 0.11796 | 0.037097 | -0.34849
NewSchoolHtPmpHt | 1 | 2.802 | 2.5403 | 4.6181 | 3.101 | 4.724 | 3.6663 | 2.0412 | 2.3296 | 4.4396 | 3.842 | 3.2614 | 2.9559
Ann LF & CF: | 2 | 0.6035 | 1.5805 | 1.7314 | 1.8399 | 2.6794 | 2.1884 | 1.2088 | 1.3662 | 3.286 | 2.1744 | 1.0729 | 0.75415
0.5412 | 3 | 0.27836 | 0.29808 | 0.29811 | 0.26535 | 0.30463 | 0.36371 | 0.35388 | 0.35388 | 0.37354 | 0.36695 | 0.36691 | 0.1374
0.321 | 4 | 0.075299 | 0.10482 | -0.12478 | 0.094989 | 0.094989 | 0.13762 | 0.14745 | 0.11796 | 0.15728 | 0.11796 | 0.24898 | 0.078548
NewSchoolGasHt | 1 | 5.5441 | 4.8757 | 6.4878 | 5.0624 | 5.5736 | 3.8927 | 2.1724 | 2.428 | 4.6496 | 5.318 | 5.3377 | 5.7997
Ann LF & CF: | 2 | 3.1947 | 3.6371 | 3.5978 | 3.3717 | 3.5781 | 2.6148 | 1.504 | 1.563 | 3.7059 | 3.47 | 2.831 | 3.4208
0.5412 | 3 | 0.43252 | 0.3932 | 0.36371 | 0.32439 | 0.40303 | 0.36371 | 0.35388 | 0.35388 | 0.37354 | 0.40303 | 0.44235 | 0.35388
0.46248 | 4 | 0.13762 | 0.13762 | 0.13762 | 0.12779 | 0.12779 | 0.13762 | 0.14745 | 0.11796 | 0.15728 | 0.11796 | 0.2949 | 0.16711
NewHealthElecHt | 1 | -9.5481 | 1.3465 | 3.1531 | 3.1035 | 3.8743 | 4.2971 | 5.6196 | 6.2847 | 3.8696 | 3.2579 | 1.0524 | -21.9286
Ann LF & CF: | 2 | -4.8599 | 0.29539 | 2.3589 | 2.9365 | 4.1442 | 4.7975 | 5.9223 | 5.6185 | 5.0735 | 3.4706 | 1.541 | -8.6821
0.5412 | 3 | -0.30249 | 0.3852 | 0.70213 | 0.93545 | 1.0524 | 1.0441 | 1.2247 | 1.1375 | 1.1154 | 0.898 | 0.66667 | -0.91984
-0.82222 | 4 | 0.34847 | 0.4474 | 0.45724 | 0.38596 | 0.42556 | 0.41165 | 0.49512 | 0.3719 | 0.52695 | 0.3422 | 0.44171 | 0.40828
NewHealthHtPmpHt | 1 | 0.25112 | 3.1623 | 3.4359 | 3.4081 | 3.702 | 3.5526 | 3.5327 | 3.881 | 3.2043 | 3.6712 | 2.6763 | -3.0779
Ann LF & CF: | 2 | 1.3568 | 2.4829 | 3.215 | 3.1061 | 3.3639 | 3.4431 | 3.4829 | 3.3237 | 3.6023 | 3.1554 | 2.9312 | 0.60857
0.5412 | 3 | 0.65286 | 0.7412 | 0.8702 | 0.90371 | 0.93554 | 0.88566 | 0.96527 | 0.95532 | 0.89561 | 0.90581 | 0.86835 | 0.48059
0.035018 | 4 | 0.34842 | 0.3682 | 0.35824 | 0.35824 | 0.35824 | 0.34829 | 0.408 | 0.31844 | 0.43785 | 0.31844 | 0.41795 | 0.42803
NewHealthGasHt | 1 | 6.8143 | 4.4006 | 3.6693 | 3.6573 | 3.7415 | 3.5526 | 3.5327 | 3.881 | 3.2043 | 4.051 | 3.792 | 9.5064
Ann LF & CF: | 2 | 5.6887 | 4.1049 | 4.0893 | 3.5413 | 3.4826 | 3.4431 | 3.4829 | 3.3237 | 3.6023 | 3.4323 | 4.0943 | 6.9146
0.5412 | 3 | 1.3175 | 1.0102 | 1.0205 | 0.94722 | 0.9751 | 0.88566 | 0.96527 | 0.95532 | 0.89561 | 0.98493 | 1.0622 | 1.43
0.38794 | 4 | 0.38798 | 0.3682 | 0.35824 | 0.35824 | 0.35824 | 0.34829 | 0.408 | 0.31844 | 0.43785 | 0.31844 | 0.41795 | 0.46759
NewHotelElecHt | 1 | -3.0077 | 2.564 | 3.3528 | 3.3181 | 3.798 | 3.9248 | 4.5762 | 5.0828 | 3.5369 | 3.5595 | 2.1433 | -9.3572
Ann LF & CF: | 2 | -0.6686 | 1.7946 | 3.0055 | 3.1301 | 3.7837 | 4.1203 | 4.7026 | 4.4711 | 4.3379 | 3.3822 | 2.5269 | -2.4603
0.5412 | 3 | 0.34134 | 0.63046 | 0.82375 | 0.93046 | 1.0039 | 0.96486 | 1.095 | 1.0464 | 1.0055 | 0.92169 | 0.81597 | 0.017738
-0.32025 | 4 | 0.35833 | 0.4078 | 0.40774 | 0.3721 | 0.3919 | 0.37997 | 0.45156 | 0.34517 | 0.4824 | 0.33032 | 0.42983 | 0.42804
NewHotelHtPmpHt | 1 | 1.8919 | 3.4719 | 3.4942 | 3.4704 | 3.7119 | 3.5526 | 3.5327 | 3.881 | 3.2043 | 3.7661 | 2.9552 | 0.068172
Ann LF & CF: | 2 | 2.4398 | 2.8884 | 3.4335 | 3.2149 | 3.3936 | 3.4431 | 3.4829 | 3.3237 | 3.6023 | 3.2246 | 3.222 | 2.1851
0.5412 | 3 | 0.81902 | 0.80846 | 0.90778 | 0.91459 | 0.94543 | 0.88566 | 0.96527 | 0.95532 | 0.89561 | 0.92559 | 0.91681 | 0.71795
0.26382 | 4 | 0.35831 | 0.3682 | 0.35824 | 0.35824 | 0.35824 | 0.34829 | 0.408 | 0.31844 | 0.43785 | 0.31844 | 0.41795 | 0.43792
NewHotelGasHt | 1 | 5.1735 | 4.091 | 3.6109 | 3.595 | 3.7317 | 3.5526 | 3.5327 | 3.881 | 3.2043 | 3.956 | 3.5131 | 6.3603
Ann LF & CF: | 2 | 4.6057 | 3.6994 | 3.8707 | 3.4325 | 3.4529 | 3.4431 | 3.4829 | 3.3237 | 3.6023 | 3.3631 | 3.8036 | 5.3381
0.5412 | 3 | 1.1513 | 0.94296 | 0.98295 | 0.93634 | 0.96521 | 0.88566 | 0.96527 | 0.95532 | 0.89561 | 0.96515 | 1.0137 | 1.1927
0.44021 | 4 | 0.37809 | 0.3682 | 0.35824 | 0.35824 | 0.35824 | 0.34829 | 0.408 | 0.31844 | 0.43785 | 0.31844 | 0.41795 | 0.4577
NewLgOff | 1 | 3.3985 | 2.9541 | 3.7077 | 3.1779 | 4.8601 | 4.6844 | 5.3944 | 5.9399 | 4.204 | 3.8867 | 3.1515 | 3.0234
Ann LF & CF: | 2 | 1.3284 | 1.769 | 1.5915 | 1.8233 | 2.0967 | 2.2913 | 2.4807 | 2.5675 | 2.2586 | 1.9564 | 1.608 | 1.3141
0.50326 | 3 | 0.51208 | 0.50353 | 0.57503 | 0.60029 | 0.50398 | 0.64991 | 0.69362 | 0.69362 | 0.60056 | 0.64505 | 0.60433 | 0.25122
0.28794 | 4 | 0.13624 | 0.17848 | 0.19445 | 0.23319 | 0.23782 | 0.26754 | 0.30717 | 0.23781 | 0.3132 | 0.19969 | 0.23712 | 0.15598
NewSmOff | 1 | 2.5471 | 2.1111 | 2.2312 | 2.2724 | 2.4241 | 2.439 | 2.5865 | 2.8472 | 2.4532 | 2.5793 | 2.4659 | 2.095
Ann LF & CF: | 2 | 3.1713 | 2.8548 | 3.1015 | 2.2221 | 1.9574 | 2.1903 | 2.1746 | 2.4313 | 2.4445 | 2.5041 | 3.0541 | 3.0878
0.50326 | 3 | 2.1705 | 2.1692 | 2.0351 | 1.9697 | 1.9788 | 1.8592 | 2.2616 | 2.0323 | 1.8758 | 2.018 | 2.0934 | 2.0607
0.4042 | 4 | 0.84747 | 0.8487 | 0.82785 | 0.85176 | 0.85859 | 0.83079 | 1.1227 | 0.74878 | 1.0458 | 0.71674 | 1.3672 | 1.0343
NewRest | 1 | 0.40482 | 0.65712 | 1.1791 | 1.0843 | 1.4184 | 1.4478 | 1.4721 | 1.612 | 1.441 | 1.429 | 0.85476 | -0.22135
Ann LF & CF: | 2 | 2.6638 | 2.6689 | 3.4752 | 3.4388 | 3.1854 | 3.2663 | 3.2481 | 3.3275 | 3.8806 | 3.6892 | 3.0285 | 2.2273
0.67392 | 3 | 1.8478 | 1.9999 | 1.9313 | 1.8295 | 2.4287 | 1.8191 | 2.3529 | 2.4498 | 2.4063 | 2.0103 | 1.9482 | 1.6344
0.070302 | 4 | 0.73045 | 0.78271 | 0.78473 | 0.78139 | 0.75173 | 0.79329 | 0.93119 | 0.71517 | 1.2731 | 0.69633 | 1.1786 | 0.87613
NewLgRet | 1 | 3.8541 | 3.5727 | 3.5476 | 3.5216 | 3.6981 | 3.5391 | 3.5634 | 3.9253 | 3.1982 | 3.8747 | 3.2866 | 3.8371
Ann LF & CF: | 2 | 3.8488 | 3.4106 | 3.7093 | 3.3603 | 3.4549 | 3.4903 | 3.5569 | 3.4071 | 3.6409 | 3.331 | 3.5952 | 4.1829
0.53352 | 3 | 1.2328 | 0.92154 | 0.97584 | 0.95211 | 0.99199 | 0.91176 | 0.99517 | 0.98688 | 0.92369 | 0.99109 | 1.0108 | 1.0252
0.49157 | 4 | 0.38503 | 0.38037 | 0.37214 | 0.36965 | 0.37087 | 0.36067 | 0.42161 | 0.33078 | 0.46141 | 0.32968 | 0.42915 | 0.46301
NewSmRet | 1 | 4.0696 | 3.3455 | 3.7412 | 4.2413 | 4.1007 | 3.9455 | 4.0375 | 4.4364 | 3.6789 | 4.2267 | 3.5704 | 3.6893
Ann LF & CF: | 2 | 3.6727 | 3.2783 | 3.6532 | 3.7465 | 2.5296 | 2.5577 | 2.6195 | 2.5373 | 3.2524 | 3.1544 | 3.5657 | 3.768
0.53352 | 3 | 0.91901 | 0.81597 | 0.86618 | 0.79269 | 0.81584 | 0.75657 | 0.80571 | 0.82545 | 0.79615 | 0.82706 | 0.91554 | 0.8995
0.48941 | 4 | 0.32107 | 0.34684 | 0.33729 | 0.32832 | 0.32841 | 0.31823 | 0.36789 | 0.29451 | 0.40799 | 0.28857 | 0.41214 | 0.38001
NewGroc | 1 | 2.623 | 2.2648 | 2.484 | 2.502 | 2.6473 | 2.6067 | 2.7665 | 3.0435 | 2.3741 | 2.76 | 2.4006 | 2.3771
Ann LF & CF: | 2 | 3.6617 | 3.3697 | 3.4846 | 3.3979 | 3.4792 | 3.5291 | 3.7402 | 3.6618 | 3.6718 | 3.4748 | 3.6067 | 3.7847
0.82893 | 3 | 1.7167 | 1.545 | 1.6281 | 1.4703 | 1.5445 | 1.4309 | 1.6112 | 1.5657 | 1.4646 | 1.5284 | 1.6873 | 1.6725
0.57448 | 4 | 0.66116 | 0.66291 | 0.63988 | 0.5979 | 0.59468 | 0.57609 | 0.68993 | 0.5332 | 0.73746 | 0.52115 | 0.75396 | 0.80573
NewWareh | 1 | 3.7059 | 3.8207 | 3.5719 | 3.5528 | 3.7691 | 3.7015 | 3.9501 | 4.3617 | 3.3374 | 3.9019 | 3.2719 | 3.534
Ann LF & CF: | 2 | 3.6873 | 3.3835 | 3.765 | 3.4312 | 3.6179 | 3.714 | 3.9708 | 3.7827 | 3.8966 | 3.4469 | 3.6127 | 3.9529
0.46881 | 3 | 1.0101 | 0.89194 | 0.96061 | 0.94596 | 0.99155 | 0.91734 | 1.0171 | 0.99175 | 0.93957 | 0.96952 | 0.98794 | 0.98381
0.39831 | 4 | 0.38106 | 0.38404 | 0.37804 | 0.36379 | 0.37171 | 0.36097 | 0.42542 | 0.32913 | 0.45567 | 0.32319 | 0.4227 | 0.45671
NewSchool | 1 | 3.497 | 3.1897 | 5.3098 | 3.6214 | 5.163 | 3.8103 | 2.1396 | 2.4034 | 4.5713 | 4.4012 | 3.9002 | 3.5129
Ann LF & CF: | 2 | 1.0501 | 1.8484 | 2.1322 | 2.1009 | 3.0038 | 2.4244 | 1.3496 | 1.4654 | 3.4914 | 2.5193 | 1.3619 | 1.0059
0.5412 | 3 | 0.35208 | 0.34364 | 0.23452 | 0.19684 | 0.36231 | 0.36371 | 0.35388 | 0.35388 | 0.37354 | 0.31344 | 0.40415 | 0.23692
0.35644 | 4 | 0.073701 | 0.016631 | -0.0085444 | 0.10348 | 0.10348 | 0.13762 | 0.14745 | 0.11796 | 0.15728 | 0.11796 | 0.21897 | 0.016068
NewHealth | 1 | 0.26933 | 3.179 | 3.4628 | 3.4358 | 3.7946 | 3.8504 | 4.3675 | 4.8425 | 3.4704 | 3.7338 | 2.6961 | -3.0676
Ann LF & CF: | 2 | 1.4692 | 2.5811 | 3.3971 | 3.2994 | 3.7472 | 3.9849 | 4.4587 | 4.2416 | 4.1908 | 3.4476 | 3.073 | 0.67589
0.5412 | 3 | 0.66949 | 0.76021 | 0.89317 | 0.94251 | 1.006 | 0.94902 | 1.069 | 1.0282 | 0.98352 | 0.95016 | 0.90399 | 0.49009
0.030101 | 4 | 0.37218 | 0.39988 | 0.39784 | 0.36933 | 0.38517 | 0.37364 | 0.44285 | 0.33982 | 0.47349 | 0.32794 | 0.42746 | 0.44387
NewHotel | 1 | 2.3078 | 3.5545 | 3.5172 | 3.4946 | 3.7433 | 3.6457 | 3.7936 | 4.1814 | 3.2875 | 3.8094 | 3.0312 | 0.85791
Ann LF & CF: | 2 | 2.7456 | 3.0204 | 3.5451 | 3.3025 | 3.5208 | 3.6124 | 3.7879 | 3.6106 | 3.7862 | 3.3333 | 3.339 | 2.6002
0.5412 | 3 | 0.86575 | 0.83121 | 0.92436 | 0.92943 | 0.96993 | 0.90546 | 0.99769 | 0.97809 | 0.92308 | 0.94439 | 0.94006 | 0.78027
0.29869 | 4 | 0.3682 | 0.3781 | 0.37062 | 0.36171 | 0.36666 | 0.35621 | 0.41889 | 0.32512 | 0.44899 | 0.32141 | 0.42092 | 0.44534
ExLgOffElecHt | 1 | 1.6303 | 1.6154 | 2.3074 | 1.8731 | 3.0996 | 3.8522 | 4.6787 | 5.1713 | 3.3163 | 2.8007 | 2.3281 | 1.2024
Ann LF & CF: | 2 | 0.90925 | 0.96866 | 1.3575 | 1.5191 | 2.0308 | 2.2921 | 2.7778 | 2.8032 | 2.2814 | 1.7763 | 1.3607 | 0.77127
0.50326 | 3 | 0.79876 | 0.63588 | 1.1043 | 1.0289 | 1.9797 | 2.17 | 2.5531 | 2.7297 | 1.8891 | 1.5609 | 0.88406 | 0.41754
0.15866 | 4 | 0.30237 | 0.29167 | 0.3043 | 0.35431 | 0.25504 | 0.38719 | 0.49562 | 0.35739 | 0.50517 | 0.31688 | 0.36375 | 0.25461
ExLgOffHtPmpHt | 1 | 4.5694 | 3.9436 | 4.5694 | 4.1621 | 4.3608 | 4.1621 | 4.1621 | 4.5595 | 3.7648 | 4.4303 | 4.4701 | 4.1522
Ann LF & CF: | 2 | 2.543 | 2.3244 | 2.6522 | 2.6423 | 2.7218 | 2.7516 | 2.7019 | 2.7416 | 2.7118 | 2.7317 | 2.5529 | 2.6324
0.50326 | 3 | 2.343 | 1.8559 | 1.6637 | 1.7009 | 1.5165 | 1.1379 | 1.1355 | 1.1297 | 1.0452 | 1.6691 | 1.7221 | 2.4595
0.50326 | 4 | 0.39734 | 0.39734 | 0.37747 | 0.39734 | 0.39734 | 0.37747 | 0.44701 | 0.34767 | 0.47681 | 0.34767 | 0.45694 | 0.47681
ExLgOffGasHt | 1 | 5.3139 | 4.5302 | 5.1551 | 4.7458 | 4.7539 | 4.3726 | 4.2306 | 4.6279 | 3.9931 | 4.9058 | 5.015 | 4.8967
Ann LF & CF: | 2 | 3.0562 | 2.7443 | 3.0632 | 3.0006 | 2.9669 | 2.9362 | 2.7843 | 2.821 | 2.8865 | 3.0474 | 2.9341 | 3.2151
0.50326 | 3 | 1.8389 | 1.4583 | 1.3722 | 1.3848 | 1.3155 | 1.0308 | 1.1141 | 1.1112 | 1.0143 | 1.4186 | 1.4302 | 1.8694
0.50326 | 4 | 0.46484 | 0.45293 | 0.41618 | 0.42414 | 0.43704 | 0.37747 | 0.44701 | 0.34767 | 0.48673 | 0.36752 | 0.5026 | 0.56614
ExSmOffElecHt | 1 | -1.0949 | -0.57716 | 0.48639 | 0.0029716 | 2.1748 | 3.3074 | 3.5431 | 3.9938 | 2.8485 | 1.4097 | -0.10804 | -1.7814
Ann LF & CF: | 2 | 0.75676 | 0.4516 | 0.98742 | 0.5611 | 0.91481 | 1.4581 | 2.6774 | 2.291 | 1.8382 | 1.448 | 0.87412 | 0.27045
0.50326 | 3 | 2.1843 | 1.5017 | 1.9496 | 1.6603 | 1.9446 | 2.5422 | 2.8749 | 3.1047 | 2.1939 | 2.8248 | 1.8289 | 1.2778
-0.13797 | 4 | 0.41912 | 0.53798 | 0.59609 | 0.65325 | 0.64729 | 0.77804 | 0.89904 | 0.69363 | 0.92846 | 0.61791 | 0.71939 | 0.42934
ExSmOffHtPmpHt | 1 | 2.4847 | 2.1964 | 2.6813 | 2.4583 | 2.8256 | 2.8134 | 2.8107 | 3.0867 | 2.5305 | 2.8547 | 2.2803 | 2.1542
Ann LF & CF: | 2 | 3.1574 | 2.34 | 2.7966 | 2.0496 | 1.8484 | 1.9563 | 2.4657 | 2.0557 | 2.2921 | 2.7581 | 2.543 | 3.0088
0.50326 | 3 | 3.427 | 2.2885 | 2.4529 | 2.1543 | 1.8044 | 1.7085 | 1.7495 | 1.836 | 1.5725 | 2.8773 | 2.4468 | 2.8315
0.36488 | 4 | 0.75115 | 0.76748 | 0.75845 | 0.74943 | 0.74875 | 0.74993 | 0.8653 | 0.67301 | 0.93541 | 0.69514 | 0.90752 | 1.1342
ExSmOffGasHt | 1 | 3.8606 | 3.254 | 3.5927 | 3.4195 | 3.237 | 2.9356 | 2.9393 | 3.1992 | 2.6623 | 3.5153 | 3.2077 | 3.6522
Ann LF & CF: | 2 | 4.1025 | 3.081 | 3.5264 | 2.6588 | 2.2743 | 2.2408 | 2.5461 | 2.1281 | 2.5557 | 3.3062 | 3.2132 | 4.0777
0.50326 | 3 | 3.607 | 2.4026 | 2.5478 | 2.2234 | 1.933 | 1.7085 | 1.7495 | 1.836 | 1.6207 | 2.9336 | 2.5496 | 3.0678
0.47359 | 4 | 0.88456 | 0.86231 | 0.82918 | 0.79604 | 0.79697 | 0.74993 | 0.8653 | 0.67301 | 0.95149 | 0.73372 | 0.9895 | 1.4075
ExRestElecHt | 1 | -1.733 | -0.79213 | 0.14677 | 0.32881 | 2.5522 | 2.8171 | 2.8615 | 3.149 | 2.5032 | 1.5566 | -0.14593 | -3.105
Ann LF & CF: | 2 | -0.89566 | -0.099988 | 0.94904 | 1.7791 | 3.3157 | 3.6898 | 3.8123 | 3.7074 | 3.7104 | 2.3988 | 0.77356 | -2.299
0.67392 | 3 | 0.16533 | 0.46899 | 0.86447 | 0.66854 | 1.2177 | 1.0639 | 1.3965 | 1.3519 | 0.94246 | 0.92975 | 0.74356 | -0.34084
-0.30636 | 4 | -0.34229 | 0.19684 | 0.29709 | 0.29548 | 0.19539 | 0.45671 | 0.54273 | 0.41755 | 0.52409 | 0.29188 | 0.3519 | -0.060819
ExRestHtPmpHt | 1 | 1.3292 | 1.3758 | 1.9404 | 2.049 | 2.9703 | 2.8364 | 2.8364 | 3.1065 | 2.5489 | 2.6156 | 1.6692 | 0.70745
Ann LF & CF: | 2 | 2.0799 | 2.1603 | 2.7408 | 3.0233 | 3.5767 | 3.6941 | 3.7452 | 3.6551 | 3.7522 | 3.255 | 2.5834 | 1.7379
0.67392 | 3 | 1.1418 | 1.1288 | 1.3034 | 1.0811 | 1.2308 | 1.0752 | 1.2756 | 1.2156 | 1.0764 | 1.1515 | 1.2884 | 0.9493
0.23873 | 4 | 0.29827 | 0.47448 | 0.48668 | 0.4115 | 0.37846 | 0.45023 | 0.53027 | 0.41021 | 0.55193 | 0.36982 | 0.57838 | 0.4779
ExRestGasHt | 1 | 2.9561 | 2.5265 | 2.9009 | 2.9675 | 3.2225 | 2.8964 | 2.8964 | 3.1666 | 2.6169 | 3.2 | 2.6418 | 2.7286
Ann LF & CF: | 2 | 3.6628 | 3.361 | 3.7013 | 3.6977 | 3.7568 | 3.7462 | 3.7852 | 3.6952 | 3.8282 | 3.7313 | 3.5519 | 3.8791
0.67392 | 3 | 1.632 | 1.451 | 1.5235 | 1.2792 | 1.2648 | 1.1352 | 1.2756 | 1.2156 | 1.1964 | 1.2756 | 1.5585 | 1.6057
0.51356 | 4 | 0.63847 | 0.62257 | 0.58874 | 0.47554 | 0.47852 | 0.45023 | 0.53027 | 0.41021 | 0.57194 | 0.41385 | 0.70045 | 0.76406
ExLgRetElecHt | 1 | 3.5334 | 3.5976 | 3.5405 | 3.5112 | 3.7276 | 3.6583 | 3.8143 | 4.2109 | 3.2888 | 3.8559 | 3.2402 | 3.2007
Ann LF & CF: | 2 | 3.5527 | 3.3162 | 3.7116 | 3.3876 | 3.571 | 3.6556 | 3.8466 | 3.6807 | 3.8429 | 3.3986 | 3.5451 | 3.7721
0.53352 | 3 | 1.1027 | 0.90283 | 0.97643 | 0.9568 | 1.011 | 1.0083 | 1.2893 | 1.3269 | 1.0163 | 0.98979 | 0.99368 | 0.98015
0.44768 | 4 | 0.37856 | 0.37856 | 0.3714 | 0.39382 | 0.37785 | 0.36704 | 0.43158 | 0.32691 | 0.46119 | 0.34401 | 0.45079 | 0.45826
ExLgRetHtPmpHt | 1 | 3.8056 | 3.7712 | 3.6332 | 3.6293 | 3.7079 | 3.5295 | 3.5067 | 3.8553 | 3.1996 | 3.9067 | 3.3631 | 3.6115
Ann LF & CF: | 2 | 3.8305 | 3.5161 | 3.7767 | 3.4269 | 3.4407 | 3.4498 | 3.4768 | 3.3274 | 3.608 | 3.3535 | 3.6713 | 4.2021
0.53352 | 3 | 1.5881 | 0.98946 | 0.98383 | 0.9651 | 0.97926 | 0.89659 | 0.97629 | 0.96633 | 0.91652 | 0.99481 | 1.0699 | 1.9201
0.48318 | 4 | 0.40191 | 0.39024 | 0.37444 | 0.37152 | 0.3686 | 0.35864 | 0.41841 | 0.31879 | 0.4483 | 0.31879 | 0.44005 | 0.46176
ExLgRetGasHt | 1 | 3.8056 | 3.7712 | 3.6332 | 3.6293 | 3.7079 | 3.5295 | 3.5067 | 3.8553 | 3.1996 | 3.9067 | 3.3631 | 3.6115
Ann LF & CF: | 2 | 3.8305 | 3.5161 | 3.7767 | 3.4269 | 3.4407 | 3.4498 | 3.4768 | 3.3274 | 3.608 | 3.3535 | 3.6713 | 4.2021
0.53352 | 3 | 1.5881 | 0.98946 | 0.98383 | 0.9651 | 0.97926 | 0.89659 | 0.97629 | 0.96633 | 0.91652 | 0.99481 | 1.0699 | 1.9201
0.48318 | 4 | 0.40191 | 0.39024 | 0.37444 | 0.37152 | 0.3686 | 0.35864 | 0.41841 | 0.31879 | 0.4483 | 0.31879 | 0.44005 | 0.46176
ExSmRetElecHt | 1 | 1.4577 | 1.6956 | 2.7792 | 2.6184 | 4.121 | 4.4908 | 4.9137 | 5.4578 | 4.0087 | 3.6029 | 2.1321 | 0.48835
Ann LF & CF: | 2 | 1.7247 | 1.7682 | 2.3762 | 2.2775 | 3.1024 | 3.5531 | 4.3939 | 3.4177 | 3.3539 | 2.4583 | 2.1334 | 1.4088
0.53352 | 3 | 0.67035 | 0.60836 | 0.55039 | 0.5836 | 0.78049 | 0.92008 | 1.3608 | 1.4643 | 0.88116 | 0.6757 | 0.70932 | 0.62277
0.14249 | 4 | 0.2394 | 0.16747 | 0.20599 | 0.26472 | 0.26652 | 0.25573 | 0.29528 | 0.22337 | 0.31821 | 0.22472 | 0.21107 | 0.27662
ExSmRetHtPmpHt | 1 | 3.5708 | 3.2046 | 3.9168 | 3.8606 | 4.3871 | 4.2961 | 4.2985 | 4.72 | 3.8709 | 4.3634 | 3.4127 | 3.0329
Ann LF & CF: | 2 | 2.7562 | 2.6022 | 2.992 | 2.7336 | 3.1127 | 3.3543 | 3.856 | 2.9167 | 3.125 | 2.7545 | 2.8629 | 2.8201
0.53352 | 3 | 1.1717 | 0.98734 | 0.80864 | 0.87314 | 0.6849 | 0.61301 | 0.66245 | 0.66245 | 0.64382 | 0.77604 | 0.98566 | 1.2765
0.40363 | 4 | 0.2509 | 0.2324 | 0.23485 | 0.25707 | 0.25707 | 0.24718 | 0.28673 | 0.21752 | 0.30651 | 0.21752 | 0.27195 | 0.29726
ExSmRetGasHt | 1 | 5.2869 | 4.4304 | 4.8515 | 4.8775 | 4.6838 | 4.3518 | 4.3264 | 4.7339 | 3.9489 | 5.0264 | 4.4588 | 5.0931
Ann LF & CF: | 2 | 3.6101 | 3.2903 | 3.5143 | 3.1473 | 3.2284 | 3.371 | 3.856 | 2.9167 | 3.1682 | 3.054 | 3.4758 | 3.9763
0.53352 | 3 | 1.5748 | 1.2868 | 1.0334 | 1.1144 | 0.70219 | 0.61301 | 0.66245 | 0.66245 | 0.66756 | 0.9196 | 1.2153 | 1.7942
0.53352 | 4 | 0.26483 | 0.28812 | 0.26271 | 0.25707 | 0.25707 | 0.24718 | 0.28673 | 0.21752 | 0.30651 | 0.21752 | 0.32767 | 0.31815
ExGrocElecHt | 1 | 2.0827 | 1.6201 | 2.431 | 1.9303 | 2.6592 | 3.0728 | 4.1149 | 5.0614 | 2.7366 | 2.544 | 1.8564 | 1.4994
Ann LF & CF: | 2 | 2.0584 | 1.9729 | 2.4355 | 2.4262 | 3.0748 | 3.588 | 4.4356 | 4.294 | 3.6137 | 2.8011 | 2.334 | 2.0764
0.82893 | 3 | 1.0072 | 1.0329 | 1.2204 | 1.0608 | 1.3496 | 1.5041 | 2.2028 | 2.2479 | 1.4901 | 1.238 | 1.21 | 1.0595
0.34109 | 4 | 0.41473 | 0.43449 | 0.44697 | 0.40945 | 0.45339 | 0.46455 | 0.55909 | 0.42207 | 0.51664 | 0.3609 | 0.52283 | 0.51011
ExGrocHtPmpHt | 1 | 3.1083 | 2.454 | 3.155 | 2.6929 | 2.8582 | 2.7553 | 2.7595 | 3.5651 | 2.4939 | 3.0113 | 2.606 | 2.5584
Ann LF & CF: | 2 | 3.4041 | 3.152 | 3.5319 | 3.3634 | 3.3819 | 3.429 | 3.4717 | 3.391 | 3.4959 | 3.4614 | 3.3895 | 3.5606
0.82893 | 3 | 1.4791 | 1.3643 | 1.5143 | 1.3547 | 1.4374 | 1.3215 | 1.4035 | 1.3838 | 1.3386 | 1.4247 | 1.5142 | 1.5154
0.72271 | 4 | 0.54378 | 0.54632 | 0.53951 | 0.47408 | 0.46299 | 0.4559 | 0.52527 | 0.40634 | 0.55646 | 0.4078 | 0.61823 | 0.66783
ExGrocGasHt | 1 | 3.7152 | 2.9503 | 3.587 | 3.1481 | 3.0289 | 2.7921 | 2.7806 | 3.5756 | 2.5445 | 3.3137 | 3.0527 | 3.1832
Ann LF & CF: | 2 | 4.2018 | 3.8548 | 4.1852 | 3.9429 | 3.6327 | 3.5038 | 3.5349 | 3.4226 | 3.6539 | 3.8966 | 4.0196 | 4.4404
0.82893 | 3 | 1.7742 | 1.5561 | 1.6691 | 1.5127 | 1.4827 | 1.3342 | 1.4035 | 1.3838 | 1.3523 | 1.5279 | 1.6849 | 1.7556
0.69355 | 4 | 0.62281 | 0.61586 | 0.59746 | 0.51728 | 0.47353 | 0.4559 | 0.52527 | 0.40634 | 0.58807 | 0.43941 | 0.67829 | 0.76477
ExWarehElecHt | 1 | 2.5287 | 3.1831 | 3.289 | 3.1799 | 3.8041 | 3.9891 | 4.5102 | 5.0077 | 3.5236 | 3.7268 | 2.7719 | 1.7455
Ann LF & CF: | 2 | 2.6148 | 2.6963 | 3.5006 | 3.2462 | 3.8884 | 4.1213 | 4.641 | 4.4219 | 4.3208 | 3.4881 | 3.1396 | 2.3018
0.46881 | 3 | 0.8991 | 0.82783 | 0.93485 | 0.93357 | 1.0515 | 1.2578 | 2.0086 | 2.1571 | 1.2282 | 1.0058 | 0.93016 | 0.8231
0.23673 | 4 | 0.30908 | 0.34827 | 0.35762 | 0.44374 | 0.38862 | 0.37392 | 0.44882 | 0.34217 | 0.47867 | 0.40393 | 0.47405 | 0.43796
ExWarehHtPmpHt | 1 | 3.5323 | 3.7811 | 3.5522 | 3.5323 | 3.7214 | 3.5522 | 3.5323 | 3.8806 | 3.204 | 3.8607 | 3.2338 | 3.2139
Ann LF & CF: | 2 | 3.5323 | 3.2935 | 3.6517 | 3.3234 | 3.4229 | 3.4428 | 3.4826 | 3.3234 | 3.602 | 3.2935 | 3.5124 | 3.7612
0.46881 | 3 | 2.5171 | 1.1166 | 0.95954 | 0.96123 | 0.94552 | 0.88557 | 0.96517 | 0.95522 | 0.89552 | 1.0226 | 1.1843 | 3.9563
0.41857 | 4 | 0.36816 | 0.36816 | 0.35821 | 0.35821 | 0.35821 | 0.34826 | 0.40796 | 0.31841 | 0.43781 | 0.31841 | 0.41791 | 0.44776
ExWarehGasHt | 1 | 4.5483 | 4.3895 | 3.8373 | 3.9086 | 3.7527 | 3.562 | 3.5323 | 3.8806 | 3.2236 | 4.0802 | 3.71 | 4.7394
Ann LF & CF: | 2 | 4.5934 | 4.0038 | 4.0338 | 3.6467 | 3.4582 | 3.4428 | 3.4826 | 3.3234 | 3.6216 | 3.4601 | 4.0601 | 5.3013
0.46881 | 3 | 2.6259 | 1.1852 | 1.0036 | 0.98768 | 0.96511 | 0.88557 | 0.96517 | 0.95522 | 0.89552 | 1.0402 | 1.2441 | 4.1013
0.40222 | 4 | 0.43674 | 0.39755 | 0.3778 | 0.35821 | 0.35821 | 0.34826 | 0.40796 | 0.31841 | 0.43781 | 0.31841 | 0.4473 | 0.45756
ExSchoolElecHt | 1 | -0.77592 | 0.0017053 | 2.2601 | 1.4666 | 4.3571 | 3.2138 | 2.4052 | 2.6747 | 3.6273 | 3.0242 | 1.092 | -2.7921
Ann LF & CF: | 2 | -2.8147 | -1.7165 | 0.27777 | -0.44395 | 2.4723 | 2.638 | 1.7495 | 1.9305 | 3.4538 | 1.4121 | -0.34787 | -4.1323
0.5412 | 3 | -0.025511 | 0.32069 | 0.50451 | 0.53013 | 0.6131 | 0.62874 | 0.63872 | 0.63872 | 0.62874 | 0.088746 | 0.44641 | -0.6656
-0.096378 | 4 | 0.089066 | 0.18083 | -0.20931 | 0.2495 | 0.2495 | 0.2495 | 0.27944 | 0.21956 | 0.2994 | 0.21956 | 0.32368 | 0.10619
ExSchoolHtPmpHt | 1 | 2.0621 | 2.1516 | 3.7348 | 2.9938 | 4.6586 | 3.4433 | 2.4052 | 2.6747 | 3.8895 | 3.9123 | 2.8813 | 0.80953
Ann LF & CF: | 2 | 0.25932 | 0.7086 | 1.9852 | 1.4896 | 3.0425 | 2.7461 | 1.8478 | 1.9632 | 3.5882 | 2.4576 | 1.5726 | -0.29469
0.5412 | 3 | 0.34154 | 0.47471 | 0.5766 | 0.56946 | 0.64587 | 0.62874 | 0.63872 | 0.63872 | 0.62874 | 0.38369 | 0.57749 | -0.013441
0.23956 | 4 | 0.17427 | 0.22015 | 0.020097 | 0.2495 | 0.2495 | 0.2495 | 0.27944 | 0.21956 | 0.2994 | 0.21956 | 0.35645 | 0.20779
ExSchoolGasHt | 1 | 4.9002 | 4.3014 | 5.2096 | 4.521 | 4.9601 | 3.6727 | 2.4052 | 2.6747 | 4.1517 | 4.8004 | 4.6707 | 4.4112
Ann LF & CF: | 2 | 3.3333 | 3.1337 | 3.6926 | 3.4232 | 3.6128 | 2.8543 | 1.9461 | 1.996 | 3.7226 | 3.503 | 3.493 | 3.5429
0.5412 | 3 | 0.70858 | 0.62874 | 0.6487 | 0.60878 | 0.67864 | 0.62874 | 0.63872 | 0.63872 | 0.62874 | 0.67864 | 0.70858 | 0.63872
0.50906 | 4 | 0.25948 | 0.25948 | 0.2495 | 0.2495 | 0.2495 | 0.2495 | 0.27944 | 0.21956 | 0.2994 | 0.21956 | 0.38922 | 0.30938
ExHealthElecHt | 1 | -4.5707 | -1.0652 | 1.3152 | 0.57015 | 3.6987 | 4.3671 | 5.4881 | 6.1347 | 3.7257 | 2.2761 | -0.54681 | -8.8754
Ann LF & CF: | 2 | -4.669 | -2.1627 | 1.0569 | 1.2292 | 4.1423 | 4.7998 | 5.7994 | 5.5205 | 4.922 | 2.6833 | -0.51916 | -8.3982
0.5412 | 3 | 0.16062 | 0.36856 | 0.65989 | 0.78305 | 1.0301 | 1.6301 | 3.0521 | 3.3589 | 1.5608 | 0.96061 | 0.53657 | -0.17902
-0.40322 | 4 | -0.16148 | 0.15203 | 0.23947 | 0.52926 | 0.41903 | 0.39957 | 0.48969 | 0.36592 | 0.51954 | 0.48946 | 0.35383 | 0.36938
ExHealthHtPmpHt | 1 | 1.5004 | 2.5643 | 2.982 | 2.7799 | 3.6587 | 3.5326 | 3.5323 | 3.8806 | 3.1648 | 3.4218 | 2.2815 | 0.16308
Ann LF & CF: | 2 | 1.4103 | 1.8729 | 2.8876 | 2.6768 | 3.3523 | 3.4428 | 3.4826 | 3.3234 | 3.5628 | 2.9604 | 2.4171 | 0.68095
0.5412 | 3 | 3.8317 | 1.2204 | 0.88563 | 0.94418 | 0.89663 | 0.88557 | 0.96517 | 0.95522 | 0.89552 | 1.0646 | 1.2839 | 6.6674
0.12179 | 4 | 0.231 | 0.30938 | 0.31902 | 0.35821 | 0.35821 | 0.34826 | 0.40796 | 0.31841 | 0.43781 | 0.31841 | 0.35913 | 0.42817
ExHealthGasHt | 1 | 5.5643 | 4.9979 | 4.1224 | 4.2848 | 3.7841 | 3.5718 | 3.5323 | 3.8806 | 3.2432 | 4.2996 | 4.1861 | 6.2648
Ann LF & CF: | 2 | 5.6544 | 4.7141 | 4.4159 | 3.97 | 3.4934 | 3.4428 | 3.4826 | 3.3234 | 3.6412 | 3.6266 | 4.6078 | 6.8414
0.5412 | 3 | 4.2666 | 1.4947 | 1.062 | 1.05 | 0.975 | 0.88557 | 0.96517 | 0.95522 | 0.89552 | 1.1352 | 1.523 | 7.2474
0.41551 | 4 | 0.50532 | 0.42694 | 0.3974 | 0.35821 | 0.35821 | 0.34826 | 0.40796 | 0.31841 | 0.43781 | 0.31841 | 0.47669 | 0.46736
ExHotelElecHt | 1 | -0.51919 | 1.3579 | 2.4337 | 2.0512 | 3.71 | 3.9597 | 4.5102 | 5.0077 | 3.4649 | 3.0684 | 1.3435 | -2.8307
Ann LF & CF: | 2 | -0.56831 | 0.56543 | 2.3543 | 2.2763 | 3.7826 | 4.1213 | 4.641 | 4.4219 | 4.262 | 2.9884 | 1.4966 | -2.3185
0.5412 | 3 | 0.57285 | 0.62209 | 0.80258 | 0.85421 | 0.99268 | 1.2578 | 2.0086 | 2.1571 | 1.2282 | 0.95294 | 0.75087 | 0.3881
-0.056111 | 4 | 0.10334 | 0.2601 | 0.29884 | 0.44374 | 0.38862 | 0.37392 | 0.44882 | 0.34217 | 0.47867 | 0.40393 | 0.38587 | 0.40857
ExHotelHtPmpHt | 1 | 2.5164 | 3.1727 | 3.2671 | 3.1561 | 3.69 | 3.5424 | 3.5323 | 3.8806 | 3.1844 | 3.6412 | 2.7577 | 1.6885
Ann LF & CF: | 2 | 2.4713 | 2.5832 | 3.2697 | 3.0001 | 3.3876 | 3.4428 | 3.4826 | 3.3234 | 3.5824 | 3.127 | 2.9648 | 2.2211
0.5412 | 3 | 2.4084 | 1.048 | 0.91545 | 0.93478 | 0.92593 | 0.88557 | 0.96517 | 0.95522 | 0.89552 | 1.0049 | 1.1246 | 3.8113
0.35094 | 4 | 0.29958 | 0.33877 | 0.33861 | 0.35821 | 0.35821 | 0.34826 | 0.40796 | 0.31841 | 0.43781 | 0.31841 | 0.38852 | 0.43796
ExHotelGasHt | 1 | 4.5483 | 4.3895 | 3.8373 | 3.9086 | 3.7527 | 3.562 | 3.5323 | 3.8806 | 3.2236 | 4.0802 | 3.71 | 4.7394
Ann LF & CF: | 2 | 4.5934 | 4.0038 | 4.0338 | 3.6467 | 3.4582 | 3.4428 | 3.4826 | 3.3234 | 3.6216 | 3.4601 | 4.0601 | 5.3013
0.5412 | 3 | 2.6259 | 1.1852 | 1.0036 | 0.98768 | 0.96511 | 0.88557 | 0.96517 | 0.95522 | 0.89552 | 1.0402 | 1.2441 | 4.1013
0.46433 | 4 | 0.43674 | 0.39755 | 0.3778 | 0.35821 | 0.35821 | 0.34826 | 0.40796 | 0.31841 | 0.43781 | 0.31841 | 0.4473 | 0.45756
ExLgOff | 1 | 3.3645 | 2.9881 | 3.6465 | 3.2251 | 3.8691 | 4.0805 | 4.4425 | 4.8873 | 3.6205 | 3.7838 | 3.5928 | 2.942
Ann LF & CF: | 2 | 1.9075 | 1.795 | 2.15 | 2.2073 | 2.4627 | 2.5867 | 2.768 | 2.7996 | 2.558 | 2.3654 | 2.0915 | 1.9078
0.50326 | 3 | 1.4016 | 1.1123 | 1.2852 | 1.2579 | 1.6775 | 1.6142 | 1.833 | 1.9188 | 1.4542 | 1.529 | 1.2049 | 1.241
0.34646 | 4 | 0.37337 | 0.36395 | 0.35442 | 0.38518 | 0.34027 | 0.38231 | 0.47118 | 0.35251 | 0.49433 | 0.3392 | 0.42633 | 0.39711
ExSmOff | 1 | 1.8299 | 1.6864 | 2.3008 | 2.0146 | 2.7565 | 3.0004 | 3.0717 | 3.3955 | 2.6674 | 2.623 | 1.8464 | 1.4298
Ann LF & CF: | 2 | 2.7252 | 1.9993 | 2.4763 | 1.7888 | 1.6984 | 1.894 | 2.5546 | 2.1492 | 2.2366 | 2.5323 | 2.2466 | 2.513
0.50326 | 3 | 3.1075 | 2.0862 | 2.3303 | 2.0265 | 1.8866 | 1.9603 | 2.0894 | 2.2192 | 1.7751 | 2.8789 | 2.292 | 2.4355
0.27122 | 4 | 0.69221 | 0.72755 | 0.73133 | 0.73483 | 0.73305 | 0.75842 | 0.87549 | 0.67924 | 0.93829 | 0.68377 | 0.8761 | 1.006
ExRest | 1 | 1.4894 | 1.4886 | 2.0384 | 2.1415 | 3.0085 | 2.8645 | 2.875 | 3.1492 | 2.5751 | 2.6828 | 1.7687 | 0.90458
Ann LF & CF: | 2 | 2.2367 | 2.2785 | 2.8392 | 3.0957 | 3.6129 | 3.7214 | 3.7828 | 3.6893 | 3.7836 | 3.3114 | 2.6819 | 1.9472
0.67392 | 3 | 1.1774 | 1.1479 | 1.3193 | 1.0912 | 1.2462 | 1.1052 | 1.3043 | 1.2479 | 1.11 | 1.1665 | 1.3064 | 1.001
0.26529 | 4 | 0.33172 | 0.48932 | 0.49733 | 0.41887 | 0.38956 | 0.45176 | 0.53322 | 0.41194 | 0.55623 | 0.37533 | 0.59118 | 0.50606
ExLgRet | 1 | 3.7633 | 3.7442 | 3.6188 | 3.6109 | 3.711 | 3.5495 | 3.5545 | 3.9106 | 3.2134 | 3.8988 | 3.344 | 3.5476
Ann LF & CF: | 2 | 3.7873 | 3.485 | 3.7666 | 3.4208 | 3.461 | 3.4818 | 3.5343 | 3.3823 | 3.6445 | 3.3605 | 3.6517 | 4.1353
0.53352 | 3 | 1.5126 | 0.976 | 0.98268 | 0.96381 | 0.9842 | 0.91395 | 1.025 | 1.0224 | 0.93203 | 0.99403 | 1.0581 | 1.774
0.48553 | 4 | 0.39828 | 0.38842 | 0.37397 | 0.37498 | 0.37004 | 0.35994 | 0.42046 | 0.32005 | 0.4503 | 0.32271 | 0.44172 | 0.46122
ExSmRet | 1 | 4.2312 | 3.6764 | 4.28 | 4.2546 | 4.5281 | 4.3887 | 4.4847 | 4.9293 | 3.9641 | 4.6336 | 3.8172 | 3.8235
Ann LF & CF: | 2 | 3.0901 | 2.8706 | 3.2004 | 2.9072 | 3.1929 | 3.42 | 4.0013 | 3.0521 | 3.2178 | 2.8893 | 3.1056 | 3.2683
0.53352 | 3 | 1.3254 | 1.0998 | 0.90011 | 0.96798 | 0.72313 | 0.69596 | 0.85111 | 0.87907 | 0.72497 | 0.85193 | 1.0757 | 1.4713
0.45796 | 4 | 0.25779 | 0.25483 | 0.24704 | 0.25914 | 0.25962 | 0.24949 | 0.28904 | 0.2191 | 0.30967 | 0.21947 | 0.29548 | 0.30667
ExGroc | 1 | 3.3199 | 2.6275 | 3.3063 | 2.8523 | 2.9265 | 2.8051 | 2.9024 | 3.7163 | 2.5435 | 3.121 | 2.7623 | 2.776
Ann LF & CF: | 2 | 3.6825 | 3.3979 | 3.7605 | 3.5695 | 3.4807 | 3.4829 | 3.5981 | 3.4952 | 3.5885 | 3.6205 | 3.6101 | 3.8676
0.82893 | 3 | 1.5846 | 1.4305 | 1.5651 | 1.4072 | 1.4521 | 1.3458 | 1.4814 | 1.4681 | 1.3604 | 1.4595 | 1.5722 | 1.5943
0.71154 | 4 | 0.57178 | 0.57112 | 0.56024 | 0.48996 | 0.46746 | 0.45674 | 0.52857 | 0.40788 | 0.56881 | 0.41946 | 0.63977 | 0.70223
ExWareh | 1 | 3.9202 | 4.0143 | 3.6668 | 3.6819 | 3.7687 | 3.6948 | 3.8365 | 4.2311 | 3.3169 | 3.9703 | 3.4182 | 3.8083
Ann LF & CF: | 2 | 3.978 | 3.5972 | 3.868 | 3.5221 | 3.592 | 3.6538 | 3.8429 | 3.665 | 3.839 | 3.4688 | 3.7738 | 4.3685
0.46881 | 3 | 2.0888 | 1.074 | 0.98224 | 0.97085 | 0.99197 | 1.0013 | 1.2897 | 1.329 | 0.99897 | 1.0295 | 1.1465 | 3.0818
0.4207 | 4 | 0.39704 | 0.38222 | 0.37153 | 0.38481 | 0.36767 | 0.35624 | 0.42067 | 0.3258 | 0.45052 | 0.34501 | 0.45562 | 0.45146
ExSchool | 1 | 3.1531 | 2.978 | 4.3018 | 3.5809 | 4.7745 | 3.5314 | 2.4052 | 2.6747 | 3.9903 | 4.2537 | 3.5692 | 2.1941
Ann LF & CF: | 2 | 1.441 | 1.6409 | 2.6416 | 2.2329 | 3.2617 | 2.7877 | 1.8856 | 1.9758 | 3.6398 | 2.8594 | 2.3108 | 1.1806
0.5412 | 3 | 0.48264 | 0.53393 | 0.60432 | 0.58457 | 0.65847 | 0.62874 | 0.63872 | 0.63872 | 0.62874 | 0.49708 | 0.62789 | 0.23726
0.35742 | 4 | 0.20703 | 0.23527 | 0.10828 | 0.2495 | 0.2495 | 0.2495 | 0.27944 | 0.21956 | 0.2994 | 0.21956 | 0.36905 | 0.24684
ExHealth | 1 | 1.8513 | 2.7763 | 3.0919 | 2.9218 | 3.74 | 3.813 | 4.1389 | 4.5797 | 3.3818 | 3.549 | 2.4513 | 0.71386
Ann LF & CF: | 2 | 1.8578 | 2.1831 | 3.1599 | 2.9387 | 3.6749 | 3.8637 | 4.2011 | 4.0048 | 4.0274 | 3.2407 | 2.7106 | 1.2514
0.5412 | 3 | 2.9322 | 1.107 | 0.91256 | 0.95237 | 0.98111 | 1.1165 | 1.6124 | 1.7007 | 1.1019 | 1.0711 | 1.1835 | 4.8629
0.20604 | 4 | 0.26006 | 0.3252 | 0.33743 | 0.41126 | 0.37707 | 0.36417 | 0.43331 | 0.33314 | 0.46316 | 0.37146 | 0.42211 | 0.43148
ExHotel | 1 | 2.7304 | 3.3018 | 3.3328 | 3.2412 | 3.7312 | 3.6801 | 3.8293 | 4.2229 | 3.2915 | 3.7126 | 2.8606 | 2.0215
Ann LF & CF: | 2 | 2.7345 | 2.7646 | 3.4189 | 3.1417 | 3.547 | 3.6488 | 3.8344 | 3.657 | 3.8107 | 3.2711 | 3.1312 | 2.5644
0.5412 | 3 | 1.9725 | 0.99535 | 0.93047 | 0.93989 | 0.96811 | 0.99862 | 1.2821 | 1.3202 | 0.99654 | 1.0089 | 1.0779 | 2.9338
0.34992 | 4 | 0.31666 | 0.34774 | 0.34844 | 0.38418 | 0.36744 | 0.35605 | 0.42037 | 0.32562 | 0.45022 | 0.34438 | 0.42058 | 0.43999
IndShift1 | 1 | 4.5258 | 4.3274 | 4.7315 | 4.6767 | 4.5258 | 4.6767 | 4.5258 | 4.7315 | 4.4641 | 4.7315 | 4.4641 | 4.5258
Ann LF & CF: | 2 | 2.8115 | 2.8524 | 2.8213 | 2.8344 | 2.8115 | 2.8344 | 2.8115 | 2.8213 | 2.8242 | 2.8213 | 2.8242 | 2.8115
0.45744 | 3 | 0.67593 | 0.65074 | 0.67593 | 0.6681 | 0.67593 | 0.6681 | 0.67593 | 0.67593 | 0.6681 | 0.67593 | 0.6681 | 0.67593
0.43755 | 4 | 0.27429 | 0.30368 | 0.23511 | 0.24294 | 0.27429 | 0.24294 | 0.27429 | 0.23511 | 0.28344 | 0.23511 | 0.28344 | 0.27429
IndShift2 | 1 | 4.2831 | 4.0954 | 4.4778 | 4.4259 | 4.2831 | 4.4259 | 4.2831 | 4.4778 | 4.2247 | 4.4778 | 4.2247 | 4.2831
Ann LF & CF: | 2 | 2.7035 | 2.736 | 2.719 | 2.7296 | 2.7035 | 2.7296 | 2.7035 | 2.719 | 2.7136 | 2.719 | 2.7136 | 2.7035
0.50639 | 3 | 1.0487 | 1.0067 | 1.0686 | 1.0562 | 1.0487 | 1.0562 | 1.0487 | 1.0686 | 1.0356 | 1.0686 | 1.0356 | 1.0487
0.48438 | 4 | 0.24778 | 0.27433 | 0.21239 | 0.21947 | 0.24778 | 0.21947 | 0.24778 | 0.21239 | 0.25604 | 0.21239 | 0.25604 | 0.24778
IndShift3 | 1 | 3.0088 | 2.8769 | 3.1455 | 3.1091 | 3.0088 | 3.1091 | 3.0088 | 3.1455 | 2.9678 | 3.1455 | 2.9678 | 3.0088
Ann LF & CF: | 2 | 3.2707 | 3.2877 | 3.3041 | 3.3105 | 3.2707 | 3.3105 | 3.2707 | 3.3041 | 3.276 | 3.3041 | 3.276 | 3.2707
0.76999 | 3 | 1.6382 | 1.5721 | 1.6732 | 1.6538 | 1.6382 | 1.6538 | 1.6382 | 1.6732 | 1.6177 | 1.6732 | 1.6177 | 1.6382
0.69981 | 4 | 0.37683 | 0.4172 | 0.3259 | 0.33677 | 0.37683 | 0.33677 | 0.37683 | 0.3259 | 0.38939 | 0.3259 | 0.38939 | 0.37683
ResLEDHoliday | 1 | 0 | 0 | 0 | 0 | 0 | 0 | 0 | 0 | 0 | 0 | 0 | 25.544
Ann LF & CF: | 2 | 0 | 0 | 0 | 0 | 0 | 0 | 0 | 0 | 0 | 0 | 0 | 47.1145
0.4 | 3 | 0 | 0 | 0 | 0 | 0 | 0 | 0 | 0 | 0 | 0 | 0 | 18.4484
0.278 | 4 | 0 | 0 | 0 | 0 | 0 | 0 | 0 | 0 | 0 | 0 | 0 | 8.8931

## Load & Coincident Factors
Sector/End Use | Code | Load Factor | Coincident Factor
Agricultural - Dairy Milking Barn, Electric Hot Water | DairyDHW | 0.54047 | 0.33
Agricultural - Dairy Milking Barn, Milking Machine Pumps (VFD) | DairyVFD | 0.66417 | 0.37025
Agricultural - Irrigation | IrrgAGR | 0.3 | 0
Commercial - Exisitng Small Office and Retail Building Air Source Heat Pump Conversions | SmComHP | 0.158 | 0.15
Commercial - Exisitng Small Office and Retail Building Central Air Conditioning Efficiency Improvements | SmComCAC | 0.17 | 0
Commercial - Exisitng Small Office and Retail Building Envelope Measures | SmComWX | 0.47693 | 0.44
Commercial - Existing Grocery, Air Source Heat Pump Heating and Cooling | ExGrocHtPmpHt | 0.82893 | 0.72271
Commercial - Existing Grocery, Electric Resistance Heating | ExGrocElecHt | 0.82893 | 0.34109
Commercial - Existing Grocery, Gas Heating | ExGrocGasHt | 0.82893 | 0.69355
Commercial - Existing Grocery, Unspecified Heating Fuel | ExGroc | 0.82893 | 0.71154
Commercial - Existing Health Care Facility, Air Source Heat Pump Heating and Cooling | ExHealthHtPmpHt | 0.5412 | 0.12179
Commercial - Existing Health Care Facility, Electric Resistance Heating | ExHealthElecHt | 0.5412 | -0.40322
Commercial - Existing Health Care Facility, Gas Heating | ExHealthGasHt | 0.5412 | 0.41551
Commercial - Existing Health Care Facility, Unspecified Heating Fuel | ExHealth | 0.5412 | 0.20604
Commercial - Existing Hotel, Air Source Heat Pump Heating and Cooling | ExHotelHtPmpHt | 0.5412 | 0.35094
Commercial - Existing Hotel, Electric Resistance Heating | ExHotelElecHt | 0.5412 | -0.056111
Commercial - Existing Hotel, Gas Heating | ExHotelGasHt | 0.5412 | 0.46433
Commercial - Existing Hotel, Unspecified Heating Fuel | ExHotel | 0.5412 | 0.34992
Commercial - Existing Large Office, Air Source Heat Pump Heating and Cooling | ExLgOffHtPmpHt | 0.50326 | 0.50326
Commercial - Existing Large Office, Electric Resistance Heating | ExLgOffElecHt | 0.50326 | 0.15866
Commercial - Existing Large Office, Gas Heating | ExLgOffGasHt | 0.50326 | 0.50326
Commercial - Existing Large Office, Unspecified Heating Fuel | ExLgOff | 0.50326 | 0.34646
Commercial - Existing Large Retail, Air Source Heat Pump Heating and Cooling | ExLgRetHtPmpHt | 0.53352 | 0.48318
Commercial - Existing Large Retail, Electric Resistance Heating | ExLgRetElecHt | 0.53352 | 0.44768
Commercial - Existing Large Retail, Gas Heating | ExLgRetGasHt | 0.53352 | 0.48318
Commercial - Existing Large Retail, Unspecified Heating Fuel | ExLgRet | 0.53352 | 0.48553
Commercial - Existing Lighting, Unspecified Heating Fuel and Building Type | ExCommLight | 0.5412 | 0.42104
Commercial - Existing Restaurant, Air Source Heat Pump Heating and Cooling | ExRestHtPmpHt | 0.67392 | 0.23873
Commercial - Existing Restaurant, Electric Resistance Heating | ExRestElecHt | 0.67392 | -0.30636
Commercial - Existing Restaurant, Gas Heating | ExRestGasHt | 0.67392 | 0.51356
Commercial - Existing Restaurant, Unspecified Heating Fuel | ExRest | 0.67392 | 0.26529
Commercial - Existing School, Air Source Heat Pump Heating and Cooling | ExSchoolHtPmpHt | 0.5412 | 0.23956
Commercial - Existing School, Electric Resistance Heating | ExSchoolElecHt | 0.5412 | -0.096378
Commercial - Existing School, Gas Heating | ExSchoolGasHt | 0.5412 | 0.50906
Commercial - Existing School, Unspecified Heating Fuel | ExSchool | 0.5412 | 0.35742
Commercial - Existing Shell & HVAC Measures | ExComm | 0.47693 | 0.46383
Commercial - Existing Small Retail, Air Source Heat Pump Heating and Cooling | ExSmRetHtPmpHt | 0.53352 | 0.40363
Commercial - Existing Small Retail, Gas Heating | ExSmRetGasHt | 0.53352 | 0.53352
Commercial - Existing Small Retail, Unspecified Heating Fuel | ExSmRet | 0.53352 | 0.45796
Commercial - Existing Small Office, Air Source Heat Pump Heating and Cooling | ExSmOffHtPmpHt | 0.50326 | 0.36488
Commercial - Existing Small Office, Electric Resistance Heating | ExSmOffElecHt | 0.50326 | -0.13797
Commercial - Existing Small Office, Gas Heating | ExSmOffGasHt | 0.50326 | 0.47359
Commercial - Existing Small Office, Unspecified Heating Fuel | ExSmOff | 0.50326 | 0.27122
Commercial - Existing Small Retail, Electric Resistance Heating | ExSmRetElecHt | 0.53352 | 0.14249
Commercial - Existing Warehouse, Air Source Heat Pump Heating and Cooling | ExWarehHtPmpHt | 0.46881 | 0.41857
Commercial - Existing Warehouse, Electric Resistance Heating | ExWarehElecHt | 0.46881 | 0.23673
Commercial - Existing Warehouse, Gas Heating | ExWarehGasHt | 0.46881 | 0.40222
Commercial - Existing Warehouse, Unspecified Heating Fuel | ExWareh | 0.46881 | 0.4207
Commercial - New Grocery, Air Source Heat Pump Heating and Cooling | NewGrocHtPmpHt | 0.82893 | 0.5749
Commercial - New Grocery, Electric Resistance Heating | NewGrocElecHt | 0.82893 | 0.39543
Commercial - New Grocery, Gas Heating | NewGrocGasHt | 0.82893 | 0.56486
Commercial - New Grocery, Unspecified Heating Fuel | NewGroc | 0.82893 | 0.57448
Commercial - New Health Care Facility, Air Source Heat Pump Heating and Cooling | NewHealthHtPmpHt | 0.5412 | 0.035018
Commercial - New Health Care Facility, Electric Resistance Heating | NewHealthElecHt | 0.5412 | -0.82222
Commercial - New Health Care Facility, Gas Heating | NewHealthGasHt | 0.5412 | 0.38794
Commercial - New Health Care Facility, Unspecified Heating Fuel | NewHealth | 0.5412 | 0.030101
Commercial - New Hotel, Air Source Heat Pump Heating and Cooling | NewHotelHtPmpHt | 0.5412 | 0.26382
Commercial - New Hotel, Electric Resistance Heating | NewHotelElecHt | 0.5412 | -0.32025
Commercial - New Hotel, Gas Heating | NewHotelGasHt | 0.5412 | 0.44021
Commercial - New Hotel, Unspecified Heating Fuel | NewHotel | 0.5412 | 0.29869
Commercial - New Large Office, Air Source Heat Pump Heating and Cooling | NewLgOffHtPmpHt | 0.50326 | 0.46855
Commercial - New Large Office, Electric Resistance Heating | NewLgOffElecHt | 0.50326 | 0.18893
Commercial - New Large Office, Gas Heating | NewLgOffGasHt | 0.50326 | 0.50326
Commercial - New Large Office, Unspecified Heating Fuel | NewLgOff | 0.50326 | 0.28794
Commercial - New Large Retail, Air Source Heat Pump Heating and Cooling | NewLgRetHtPmpHt | 0.53352 | 0.49022
Commercial - New Large Retail, Electric Resistance Heating | NewLgRetElecHt | 0.53352 | 0.44198
Commercial - New Large Retail, Gas Heating | NewLgRetGasHt | 0.53352 | 0.49022
Commercial - New Large Retail, Unspecified Heating Fuel | NewLgRet | 0.53352 | 0.49157
Commercial - New Lighting | NewCommLight | 0.5412 | 0.39748
Commercial - New Restaurant, Air Source Heat Pump Heating and Cooling | NewRestHtPmpHt | 0.67392 | 0.002032
Commercial - New Restaurant, Electric Resistance Heating | NewRestElecHt | 0.67392 | -0.57405
Commercial - New Restaurant, Gas Heating | NewRestGasHt | 0.67392 | 0.28986
Commercial - New Restaurant, Unspecified Heating Fuel | NewRest | 0.67392 | 0.070302
Commercial - New School, Air Source Heat Pump Heating and Cooling | NewSchoolHtPmpHt | 0.5412 | 0.321
Commercial - New School, Electric Resistance Heating | NewSchoolElecHt | 0.5412 | 0.011098
Commercial - New School, Gas Heating | NewSchoolGasHt | 0.5412 | 0.46248
Commercial - New School, Unspecified Heating Fuel | NewSchool | 0.5412 | 0.35644
Commercial - New Shell & HVAC Measures | NewCOMM | 0.51314 | 0.49418
Commercial - New Small Retail, Air Source Heat Pump Heating and Cooling | NewSmRetHtPmpHt | 0.53352 | 0.43511
Commercial - New Small Retail, Gas Heating | NewSmRetGasHt | 0.53352 | 0.53352
Commercial - New Small Retail, Unspecified Heating Fuel | NewSmRet | 0.53352 | 0.48941
Commercial - New Small Office, Air Source Heat Pump Heating and Cooling | NewSmOffHtPmpHt | 0.50326 | 0.49078
Commercial - New Small Office, Electric Resistance Heating | NewSmOffElecHt | 0.50326 | -0.19533
Commercial - New Small Office, Gas Heating | NewSmOffGasHt | 0.50326 | 0.45367
Commercial - New Small Office, Unspecified Heating Fuel | NewSmOff | 0.50326 | 0.4042
Commercial - New Small Retail, Electric Resistance Heating | NewSmRetElecHt | 0.53352 | 0.16459
Commercial - New Warehouse, Air Source Heat Pump Heating and Cooling | NewWarehHtPmpHt | 0.46881 | 0.42673
Commercial - New Warehouse, Electric Resistance Heating | NewWarehElecHt | 0.46881 | 0.1766
Commercial - New Warehouse, Gas Heating | NewWarehGasHt | 0.46881 | 0.38133
Commercial - New Warehouse, Unspecified Heating Fuel | NewWareh | 0.46881 | 0.39831
Customer Side Photovoltaic - Summer Peaking Solar Zone 1 | CSPVCS1 | 0.315 | 0.009
Customer Side Photovoltaic - Summer Peaking Solar Zone 2 | CSPVCS2 | 0.344 | 0.009
Customer Side Photovoltaic - Summer Peaking Solar Zone 3 | CSPVCS3 | 0.401 | 0.009
Customer Side Photovoltaic - Summer Peaking Solar Zone 4 | CSPVCS4 | 0.443 | 0.009
Customer Side Photovoltaic - Summer Peaking Solar Zone 5 | CSPVCS5 | 0.461 | 0.009
Customer Side Photovoltaic - Winter Peaking Solar Zone 1 | CSPVCW1 | 15.348 | 0.009
Customer Side Photovoltaic - Winter Peaking Solar Zone 2 | CSPVCW2 | 16.743 | 0.009
Customer Side Photovoltaic - Winter Peaking Solar Zone 3 | CSPVCW3 | 19.533 | 0.009
Customer Side Photovoltaic - Winter Peaking Solar Zone 4 | CSPVCW4 | 21.563 | 0.009
Customer Side Photovoltaic - Winter Peaking Solar Zone 5 | CSPVCW5 | 22.451 | 0.009
Industrial - Food Processing (SIC 20) | SIC20 | 0.48354 | 0.2532
Industrial - Generic Plant with One Shift | IndShift1 | 0.45744 | 0.43755
Industrial - Generic Plant with Three Shifts | IndShift3 | 0.76999 | 0.69981
Industrial - Generic Plant with Two Shifts | IndShift2 | 0.50639 | 0.48438
Industrial - Lumber & Wood Products (SIC 24) | SIC24 | 0.59958 | 0.55847
Industrial - Primary Aluminum Smelting | DSIAlum | 0.57104 | 0.36883
Industrial - Pulp & Paper (SIC 26) | SIC26 | 0.53813 | 0.3345
Oregon Trail Electric Cooperative - Distribution System Voltage Upgrade | OTECDis | 0.59198 | 0.38
Other - Flat Load Profile | FLAT | 1 | 0.64
Other - PNW System Load Shape | SysLoad | 0.51314 | 0.49418
Other - Street & Area Lighting (Photo Sensor Controlled) | StreetLight | 0.61724 | 0.24
Other - Vending Machine Load Controler | VendContrl | 0.17 | 0
Residential Central Air Conditioning - Cooling Zone 1 | ResCACZ1 | 0.17 | 0
Residential Central Air Conditioning - Cooling Zone 2 | ResCACZ2 | 0.17 | 0
Residential Central Air Conditioning - Cooling Zone 3 | ResCACZ3 | 0.17 | 0
Residential Central Air Conditioning Regional Average | ResCACPNW | 0.17 | 0
Residential Clothes Dryers | ResDRY | 0.235 | 0.026
Residential Clothes Washers | ResWASH | 0.218 | 0.03
Residential Cooking | ResCOOK | 0.117 | 0.027
Residential Domestic Water Heating | ResDHW | 0.286 | 0.317
Residential Freezers | ResFRZR | 0.491 | 0.193
Residential Lighting | ResLIGHT | 0.4 | 0.278
Residential Other | ResOTHER | 0.452 | 0.197
Residential Refrigerators | ResFRIG | 0.655 | 0.269
Residential Space Heating - Baseboard Heating Zone 1 | ResSpHtBBZ1 | 0.238 | 0.47
Residential Space Heating - Baseboard Heating Zone 2 | ResSpHtBBZ2 | 0.238 | 0.47
Residential Space Heating - Baseboard Heating Zone 3 | ResSpHtBBZ3 | 0.238 | 0.47
Residential Space Heating - Forced Air Furnace Heating Zone 1 | ResSpHtFAFZ1 | 0.194 | 0.374
Residential Space Heating - Forced Air Furnace Heating Zone 2 | ResSpHtFAFZ2 | 0.194 | 0.374
Residential Space Heating - Forced Air Furnace Heating Zone 3 | ResSpHtFAFZ3 | 0.194 | 0.374
Residential Space Heating - Heat Pump Heating Zone 1 | ResSpHtHPZ1 | 0.158 | 0.355
Residential Space Heating - Heat Pump Heating Zone 2 | ResSpHtHPZ2 | 0.158 | 0.355
Residential Space Heating - Heat Pump Heating Zone 3 | ResSpHtHPZ3 | 0.158 | 0.355
Residential Space Heating - New Regional Average | ResSHNEW | 0.178 | 0.366
Residential Space Heating - Retrofit Regional Average | ResSHWX | 0.21 | 0.401
Residential Total | ResTTL | 0.306 | 0.41
Residential Window Air Conditioning - Cooling Zone 1 | ResWACZ1 | 0.17 | 0
Residential Window Air Conditioning - Cooling Zone 2 | ResWACZ2 | 0.17 | 0
Residential Window Air Conditioning - Cooling Zone 3 | ResWACZ3 | 0.17 | 0
Residential Window Air Conditioning - Regional Average | ResWACPNW | 0.17 | 0
Solar Domestic Water Heating - Summer Peaking Solar Zone 1 | SolarDHWZ1S | 2.47 | 0.33
Solar Domestic Water Heating - Summer Peaking Solar Zone 2 | SolarDHWZ2S | 2.57 | 0.36
Solar Domestic Water Heating - Summer Peaking Solar Zone 3 | SolarDHWZ3S | 1.8 | 0.26
Solar Domestic Water Heating - Summer Peaking Solar Zone 4 | SolarDHWZ4S | 2.44 | 0.41
Solar Domestic Water Heating - Summer Peaking Solar Zone 5 | SolarDHWZ5S | 2.56 | 0.43
Solar Domestic Water Heating - Winter Peaking Solar Zone 1 | SolarDHWZ1W | 10.43 | 0.51
Solar Domestic Water Heating - Winter Peaking Solar Zone 2 | SolarDHWZ2W | 8.44 | 0.57
Solar Domestic Water Heating - Winter Peaking Solar Zone 3 | SolarDHWZ3W | 5.08 | 0.45
Solar Domestic Water Heating - Winter Peaking Solar Zone 4 | SolarDHWZ4W | 4.35 | 0.3
Solar Domestic Water Heating - Winter Peaking Solar Zone 5 | SolarDHWZ5W | 3.35 | 0.24

## Annual & Monthly Load Factors
Monthly Load Factor
End Use | JAN | FEB | MAR | APR | MAY | JUN | JUL | AUG | SEP | OCT | NOV | DEC
ResCOOK | 1.185 | 0.956 | 1.039 | 0.941 | 0.985 | 0.965 | 1.044 | 1.117 | 1.211 | 1.035 | 1.27 | 1.097
ResDRY | 1.308 | 1.307 | 0.933 | 1.049 | 0.892 | 0.632 | 0.646 | 0.68 | 1.273 | 1.293 | 1.366 | 1.066
ResWASH | 0.683 | 1.011 | 0.752 | 1.18 | 0.949 | 0.543 | 0.736 | 0.712 | 0.87 | 1.362 | 1.145 | 1.226
ResFRIG | 0.982 | 1.1 | 1.019 | 1.062 | 1.076 | 1.068 | 1.011 | 0.996 | 1.101 | 1.084 | 1.036 | 1.052
ResFRZR | 1.255 | 1.086 | 1.179 | 1.171 | 1.176 | 1.148 | 1.021 | 0.983 | 1.197 | 1.199 | 1.202 | 1.198
ResLIGHT | 0.793 | 0.804 | 0.86 | 0.834 | 0.831 | 0.933 | 0.966 |  | 0.834 | 0.787 | 0.845 | 0.876
ResDHW | 0.443 | 0.445 | 0.401 | 0.483 | 0.4 | 0.444 | 0.855 | 0.934 | 0.439 | 0.42 | 0.425 | 0.479
ResSpHtHP | 0.522 | 0.424 | 0.379 | 0.268 | 0.259 | 0.482 | 0.592 | 0.751 | 0.491 | 0.222 | 0.424 | 0.561
ResSpHtFAF | 0.493 | 0.416 | 0.326 | 0.272 | 0.21 | 0.306 | 0.759 | 0.551 | 0.289 | 0.251 | 0.423 | 0.581
ResSpHtBB | 0.634 | 0.534 | 0.516 | 0.396 | 0.344 | 0.23 | 0.581 | 1.211 | 0.263 | 0.318 | 0.531 | 0.635
ResSHWX | 0.552 | 0.461 | 0.407 | 0.313 | 0.277 | 0.302 | 0.634 | 0.652 | 0.276 | 0.294 | 0.46 | 0.573
ResSHNEW | 0.579 | 0.49 | 0.407 | 0.345 | 0.278 | 0.317 | 0.603 | 0.749 | 0.433 | 0.22 | 0.512 | 0.641
ResCAC | 12 | 12 | 12 | 1.8679 | 3.0892 | 0.082501 | 0.49832 | 0.57871 | 0.28469 | 2.2933 | 12 | 12
ResOTHER | 0.882 | 0.871 | 0.908 | 0.911 | 0.909 | 0.908 | 0.899 | 0.925 | 0.944 | 0.89 | 0.943 | 0.923
ResTTL | 0.624 | 0.574 | 0.524 | 0.557 | 0.508 | 0.607 | 0.901 | 1.025 | 0.658 | 0.494 | 0.608 | 0.677
FLAT | bar: JAN to DEC
IrrgAGR | 12 | 12 | 0.25909 | 0.57396 | 0.60454 | 0.79174 | 0.86509 | 0.74221 | 0.56005 | 0.5391 | 0.31345 | 12
End Use Load Factors
END-USE | JAN: Bulk Power System Extreme Winter Peak; FEB: Bulk Power System Winter Peak; MAR: Bulk Power System Summer Peak; APR: Group Diversified Peak Load Factor
ResCOOK | JAN: 0.701; FEB: 0.924; MAR: 1.226; APR: 0.117
ResDRY | JAN: 1.427; FEB: 1.24; MAR: 0.749; APR: 0.235
ResWASH | JAN: 0.82; FEB: 0.951; MAR: 0.75; APR: 0.218
ResFRIG | JAN: 1.116; FEB: 1.153; MAR: 0.896; APR: 0.655
ResFRZR | JAN: 1.478; FEB: 1.361; MAR: 0.855; APR: 0.491
ResLIGHT | JAN: 0.667; FEB: 0.733; MAR: 1.11; APR: 0.4
ResDHW | JAN: 0.647; FEB: 0.376; MAR: 1.063; APR: 0.286
ResSpHtHP | JAN: 0.133; FEB: 0.249; MAR: 1.232; APR: 0.158
ResSpHtHPZ1 | JAN: 0.133; FEB: 0.249; MAR: 1.232; APR: 0.158
ResSpHtHPZ2 | JAN: 0.133; FEB: 0.249; MAR: 1.232; APR: 0.158
ResSpHtHPZ3 | JAN: 0.133; FEB: 0.249; MAR: 1.232; APR: 0.158
ResSpHtFAF | JAN: 0.176; FEB: 0.224; MAR: 2.075; APR: 0.194
ResSpHtFAFZ1 | JAN: 0.176; FEB: 0.224; MAR: 2.075; APR: 0.194
ResSpHtFAFZ2 | JAN: 0.176; FEB: 0.224; MAR: 2.075; APR: 0.194
ResSpHtFAFZ3 | JAN: 0.176; FEB: 0.224; MAR: 2.075; APR: 0.194
ResSpHtBB | JAN: 0.184; FEB: 0.274; MAR: 8.928; APR: 0.238
ResSpHtBBZ1 | JAN: 0.184; FEB: 0.274; MAR: 8.928; APR: 0.238
ResSpHtBBZ2 | JAN: 0.184; FEB: 0.274; MAR: 8.928; APR: 0.238
ResSpHtBBZ3 | JAN: 0.184; FEB: 0.274; MAR: 8.928; APR: 0.238
ResSHWX | JAN: 0.169; FEB: 0.25; MAR: 2.568; APR: 0.21
ResSHNEW | JAN: 0.147; FEB: 0.244; MAR: 3.522; APR: 0.178
ResWACZ1 | JAN: 12; FEB: 12; MAR: 0.58; APR: 0.17
ResWACZ2 | JAN: 12; FEB: 12; MAR: 0.58; APR: 0.17
ResWACZ3 | JAN: 12; FEB: 12; MAR: 0.58; APR: 0.17
ResWACPNW | JAN: 12; FEB: 12; MAR: 0.58; APR: 0.17
ResCACZ1 | JAN: 12; FEB: 12; MAR: 0.58; APR: 0.17
ResCACZ2 | JAN: 12; FEB: 12; MAR: 0.58; APR: 0.17
ResCACZ3 | JAN: 12; FEB: 12; MAR: 0.58; APR: 0.17
ResCACPNW | JAN: 12; FEB: 12; MAR: 0.58; APR: 0.17
ResOTHER | JAN: 0.739; FEB: 0.838; MAR: 0.943; APR: 0.452
ResTTL | JAN: 0.322; FEB: 0.4; MAR: 1.908; APR: 0.306
FLAT | bar: JAN to APR
SysLOAD | JAN: NA; FEB: NA; MAR: NA; APR: 0.51314
VendContrl | JAN: NA; FEB: NA; MAR: NA; APR: 0.17
IrrgAGR | JAN: 12; FEB: 12; MAR: 0.86509; APR: 0.3
ExCOMM | JAN: NA; FEB: NA; MAR: NA; APR: 0.47693
NewCOMM | JAN: NA; FEB: NA; MAR: NA; APR: 0.51314
ComLight | JAN: NA; FEB: NA; MAR: NA; APR: 0.54106
SIC20 | JAN: NA; FEB: NA; MAR: NA; APR: 0.48354
SIC24 | JAN: NA; FEB: NA; MAR: NA; APR: 0.59958
SIC26 | JAN: NA; FEB: NA; MAR: NA; APR: 0.53813
DSIAlum | JAN: NA; FEB: NA; MAR: NA; APR: 0.57104
Load Factor (LF) - Ratio of average energy for the year (annual kWh/8760) to peak demand. Load factors are computed for each time period defined above. Load factors can be greater than 1.0 when the coincident demand for the time period is lower than the average yearly demand.
Coincident Factors
END-USE | JAN: Bulk Power System Extreme Winter Peak; FEB: Bulk Power System Winter Peak; MAR: Bulk Power System Summer Peak; APR: End Use Diversified Peak
ResCOOK | JAN: 0.035; FEB: 0.027; MAR: 0.02; APR: 0.212
ResDRY | JAN: 0.022; FEB: 0.026; MAR: 0.042; APR: 0.135
ResWASH | JAN: 0.035; FEB: 0.03; MAR: 0.038; APR: 0.132
ResFRIG | JAN: 0.278; FEB: 0.269; MAR: 0.346; APR: 0.474
ResFRZR | JAN: 0.177; FEB: 0.193; MAR: 0.307; APR: 0.534
ResLIGHT | JAN: 0.305; FEB: 0.278; MAR: 0.183; APR: 0.508
ResSpHtHP | JAN: 0.664; FEB: 0.355; MAR: 0.072; APR: 0.559
ResSpHtHPZ1 | JAN: 0.664; FEB: 0.355; MAR: 0.072; APR: 0.559
ResSpHtHPZ2 | JAN: 0.664; FEB: 0.355; MAR: 0.072; APR: 0.559
ResSpHtHPZ3 | JAN: 0.664; FEB: 0.355; MAR: 0.072; APR: 0.559
ResSpHtFAF | JAN: 0.476; FEB: 0.374; MAR: 0.04; APR: 0.431
ResSpHtFAFZ1 | JAN: 0.476; FEB: 0.374; MAR: 0.04; APR: 0.431
ResSpHtFAFZ2 | JAN: 0.476; FEB: 0.374; MAR: 0.04; APR: 0.431
ResSpHtFAFZ3 | JAN: 0.476; FEB: 0.374; MAR: 0.04; APR: 0.431
ResSpHtBB | JAN: 0.697; FEB: 0.47; MAR: 0.014; APR: 0.54
ResSpHtBBZ1 | JAN: 0.697; FEB: 0.47; MAR: 0.014; APR: 0.54
ResSpHtBBZ2 | JAN: 0.697; FEB: 0.47; MAR: 0.014; APR: 0.54
ResSpHtBBZ3 | JAN: 0.697; FEB: 0.47; MAR: 0.014; APR: 0.54
ResSHWX | JAN: 0.591; FEB: 0.401; MAR: 0.039; APR: 0.476
ResSHNEW | JAN: 0.606; FEB: 0.366; MAR: 0.025; APR: 0.503
ResWACZ1 | JAN: 0; FEB: 0; MAR: 0.54945; APR: 0.68
ResWACZ2 | JAN: 0; FEB: 0; MAR: 0.54945; APR: 0.68
ResWACZ3 | JAN: 0; FEB: 0; MAR: 0.54945; APR: 0.68
ResWACPNW | JAN: 0; FEB: 0; MAR: 0.54945; APR: 0.68
ResCACZ1 | JAN: 0; FEB: 0; MAR: 0.54945; APR: 0.68
ResCACZ2 | JAN: 0; FEB: 0; MAR: 0.54945; APR: 0.68
ResCACZ3 | JAN: 0; FEB: 0; MAR: 0.54945; APR: 0.68
ResCACPNW | JAN: 0; FEB: 0; MAR: 0.54945; APR: 0.68
ResDHW | JAN: 0.184; FEB: 0.317; MAR: 0.112; APR: 0.417
ResOTHER | JAN: 0.223; FEB: 0.197; MAR: 0.175; APR: 0.365
ResTTL | JAN: 0.508; FEB: 0.41; MAR: 0.086; APR: 0.535
FLAT | JAN: 1; FEB: 0.64; MAR: 1; APR: 0.64
VendContrl | JAN: NA; FEB: 0; MAR: NA; APR: 0
IrrgAGR | JAN: 0; FEB: 0; MAR: 1; APR: 0.3
ExCOMM | JAN: NA; FEB: 0.46383; MAR: NA; APR: NA
NewCOMM | JAN: NA; FEB: 0.49418; MAR: NA; APR: NA
ComLight | JAN: NA; FEB: 0.3634; MAR: NA; APR: NA
SIC20 | JAN: NA; FEB: 0.2532; MAR: NA; APR: NA
SIC24 | JAN: NA; FEB: 0.55847; MAR: NA; APR: NA
SIC26 | JAN: NA; FEB: 0.3345; MAR: NA; APR: NA
DSIAlum | JAN: NA; FEB: 0.36883; MAR: NA; APR: NA
SysLOAD | JAN: NA; FEB: 0.49418; MAR: NA; APR: NA
Coincident Factor (CF) - Ratio of maximum demand to the site non-coincident peak. A related measure is the diversity factor which is the reciprocal of the coincidence factor.